## Dashboard
Cell Color Scheme |  |  |  |  | Tab Color Scheme
Yellow cells are inputs that can be changed by the user (only in the Dashboard and Custom Profiles tabs) |  |  |  |  | Light Orange tabs are where the user inputs values and views results
Orange cells contain drop down menus that allow the user to input custom values |  |  |  |  | Blue tab contains LSE-specific data from the 2017 IEPR that the user should input into the "IEPR Managed Retail Sales Forecast" cells on the Dashboard
Grey cells are intermediate calculations or results (should NOT be changed) |  |  |  |  | Gray tab documents data sources
Green cells are final outputs |  |  |  |  | Yellow tabs are read-only tabs that contain inputs and calculations
INPUTS | [7 empty] | RESULTS
Notes:
Input values (yellow cells) shown here are placeholders. Users should replace all inputs with values specific to their system.
Inputs and results are included for the 2018, 2022, 2026, and 2030 modeling years. Any intermediate years should be interpolated outside of this tool.
General Inputs
Metric |  | Unit | 2018 | 2022 | 2026 | 2030 | Notes | Energy Balance | Unit | 2018 | 2022 | 2026 | 2030 | Notes
Owned or contracted non-dispatchable GHG-emitting resources |  | MW | 0 | 0 | 0 | 0 | Perfect capacity - 100% CF; e.g. cogeneration | Energy for Load (excluding BTM PV) | GWh | 4346.1269 | 4385.5836 | 4446.7142 | 4499.2973
Emission Factor - Owned or contracted non-dispatchable GHG-emitting resources |  | tCO2/MWh | 0 | 0 | 0 | 0 | For multiple resources, input weighted average | Owned or contracted non-dispatchable GHG-emitting resources | GWh | 0 | 0 | 0 | 0
Fraction of EV owners that can charge at work |  | % | 6% | 14% | 22% | 30% | Values shown are "Mid" from CPUC IRP RESOLVE User Interface | Large Hydro | GWh | 1293.5013 | 1987.963 | 0 | 0
[8 empty] | Nuclear | GWh | 0 | 0 | 0 | 0
Demand Inputs | [7 empty] | Renewable Generation (including BTM PV) | GWh | 2117.029 | 2408.2553 | 5211.9153 | 5333.2942 | Includes oversupply
Assigned Load Forecast for IRP (i.e., Managed Retail Sales Forecast) |  | GWh | 3804.3595 | 3709.6849 | 3641.1792 | 3578.7742 | Includes effect of BTM PV, AAEE, etc. | User-specified GHG-free Power | GWh | 0 | 0 | 0 | 0
[8 empty] | Storage Energy Imbalance | GWh | 0 | -35.7213 | -214.1354 | -232.6134 | Due to storage losses and subhourly reserves.
Default Demand Inputs (based on sales-weighted share of total from IEPR) |  | Units | 2018 | 2022 | 2026 | 2030 | Notes | Clean Net Short | GWh | 935.5967 | 25.0866 | -551.0657 | -601.3835
Baseline net energy for load (no BTM PV, EV, electrification, energy efficiency) |  | GWh | 4354.5916 | 4493.8192 | 4662.9941 | 4809.7299 | Grossed up for T&D losses; demand met by BTM CHP excluded
Electrice Vehicle Load - Home Charging Only |  | GWh | 29.8398 | 75.1371 | 118.9763 | 150.2537 | Grossed up for T&D losses | Emissions | Unit | 2018 | 2022 | 2026 | 2030 | Notes
Electrice Vehicle Load - Home + Work Charging |  | GWh | 1.9047 | 12.2316 | 33.5574 | 64.3944 | Grossed up for T&D losses | Clean Net Short | MMtCO2/yr. | 0.35991 | 0.089053 | -0.072901 | 0.050442 | Includes oversupply emissions credits
Other Electrification |  | GWh | 2.0834 | 5.4688 | 9.2156 | 12.0763 | Grossed up for T&D losses | Owned or contracted non-dispatchable GHG-emitting resources | MMtCO2/yr. | 0 | 0 | 0 | 0
Building Electrification |  | GWh | 0 | 0 | 0 | 0 | Grossed up for T&D losses | Emissions offset for NW hydroelectric imports | MMtCO2/yr. | -0.050925 | -0.050047 | -0.049606 | -0.049524 | Scaled to LSE load ratio share within CAISO
Energy Efficiency |  | GWh | -42.3063 | -201.1389 | -378.153 | -537.3329 | Grossed up for T&D losses | Total | MMtCO2/yr. | 0.30899 | 0.039006 | -0.12251 | 0.00091854
BTM PV |  | GWh | -240.2794 | -383.3294 | -519.7126 | -641.0915 | Grossed up for T&D losses | Average emission intensity | tCO2/MWh | 0.071095 | 0.0088941 | -0.02755 | 0.00020415
Custom Demand Inputs (OPTIONAL; overwrites Assigned Load Forecast for IRP) | Use Custom? | Units | 2018 | 2022 | 2026 | 2030 | Notes
Baseline net energy for load (no BTM PV, EV, electrification, energy efficiency) | No | GWh |  |  |  |  | To overwrite, set "Use Custom" to "Yes" and input forecast. Custom demand values should be grossed up for T&D losses. User-specified load profiles should be input in the "Custom Profiles" tab. Energy efficiency and BTM PV subtract from demand and therefore should be entered as negative values. | Oversupply | Unit | 2018 | 2022 | 2026 | 2030 | Notes
Electrice Vehicle Load - Home Charging Only | No | GWh | [5 empty] | Oversupply | GWh | 111.2433 | 490.2472 | 1166.4951 | 1261.5753 | Occurs when hourly supply exceeds hourly load
Electrice Vehicle Load - Home + Work Charging | No | GWh | [5 empty] | Oversupply Emission Credits | MMtCO2/yr. | 0.042931 | 0.10855 | 0.30563 | 0.18087
Other Electrification | No | GWh
Building Electrification | No | GWh | [5 empty] | Capacity/Peak | Unit | 2018 | 2022 | 2026 | 2030 | Notes
Energy Efficiency | No | GWh | [5 empty] | Profile Peak Load | MW | 877.7167 | 888.4066 | 903.6599 | 918.4651 | Peak of hourly load profile - not a 1:10 peak
BTM PV | No | GWh | [5 empty] | Owned or contracted non-dispatchable GHG-emitting resources | MW | 0 | 0 | 0 | 0
Active Demand Inputs | Source | Units | 2018 | 2022 | 2026 | 2030 | Notes | Large Hydro | MW | 488 | 750 | 0 | 0
Baseline net energy for load (no BTM PV, EV, electrification, energy efficiency) | IEPR | GWh | 4354.5916 | 4493.8192 | 4662.9941 | 4809.7299 |  | Nuclear | MW | 0 | 0 | 0 | 0
Electrice Vehicle Load - Home Charging Only | IEPR | GWh | 29.8398 | 75.1371 | 118.9763 | 150.2537 |  | Total Baseload Renewables | MW | 45.5 | 12.5 | 112.5 | 112.5
Electrice Vehicle Load - Home + Work Charging | IEPR | GWh | 1.9047 | 12.2316 | 33.5574 | 64.3944 |  | Total Variable Renewables | MW | 682.3558 | 891.4141 | 1558.1607 | 1618.4542 | Includes BTM PV
Other Electrification | IEPR | GWh | 2.0834 | 5.4688 | 9.2156 | 12.0763 |  | User-specified GHG-free Power | MW | 0 | 0 | 0 | 0
Building Electrification | IEPR | GWh | 0 | 0 | 0 | 0 |  | Energy Storage | MW | 0 | 100 | 585 | 585
Energy Efficiency | IEPR | GWh | -42.3063 | -201.1389 | -378.153 | -537.3329 |  | Maximum Clean Net Short | MW | 524.9784 | 484.4675 | 662.5534 | 578.8111
BTM PV | IEPR | GWh | -240.2794 | -383.3294 | -519.7126 | -641.0915
61.3394
Capacity Inputs (MW)
Candidate Resource |  | Type | 2018 | 2022 | 2026 | 2030 | Notes
Battery Storage |  | Storage | 0 | 100 | 585 | 585 | Assumes 4-hr battery storage duration
Pumped Storage |  | Storage | 0 | 0 | 0 | 0 | Assumes at least 12-hr pumped storage duration
Large Hydro |  | Large Hydro | 488 | 750 | 0 | 0 | Assumes average dispatch based on RESOLVE
Nuclear |  | Nuclear | 0 | 0 | 0 | 0 | Perfect capacity - 100% CF
CAISO_Wind_for_CAISO |  | Wind | 254 | 182 | 0 | 0 | Existing wind located in CAISO
SW_Wind_for_CAISO |  | Wind | 0 | 0 | 0 | 0 | Existing wind located in SW and delivered to CAISO
Contracted_NW_Wind |  | Wind | 150 | 0 | 0 | 0 | Existing wind located in NW and delivered to CAISO
Northern_California_Wind |  | Wind | 0 | 0 | 0 | 0
Solano_Wind |  | Wind | 0 | 0 | 200 | 200
Central_Valley_North_Los_Banos_Wind |  | Wind | 0 | 0 | 0 | 0
Greater_Carrizo_Wind |  | Wind | 0 | 0 | 0 | 0
Tehachapi_Wind |  | Wind | 0 | 0 | 0 | 0
Kramer_Inyokern_Wind |  | Wind | 0 | 0 | 0 | 0
Southern_California_Desert_Wind |  | Wind | 0 | 0 | 0 | 0
Riverside_East_Palm_Springs_Wind |  | Wind | 0 | 0 | 0 | 0
Greater_Imperial_Wind |  | Wind | 0 | 0 | 0 | 0
Distributed_Wind |  | Wind | 0 | 0 | 0 | 0
Baja_California_Wind |  | Wind | 0 | 0 | 0 | 0
Pacific_Northwest_Wind |  | Wind | 0 | 0 | 0 | 0
NW_Ext_Tx_Wind |  | Wind | 0 | 0 | 0 | 0
Idaho_Wind |  | Wind | 0 | 0 | 0 | 0
Utah_Wind |  | Wind | 0 | 0 | 0 | 0
Wyoming_Wind |  | Wind | 0 | 0 | 0 | 0
Southern_Nevada_Northwest_Arizona_Wind |  | Wind | 0 | 0 | 0 | 0
Arizona_Wind |  | Wind | 0 | 0 | 0 | 0
New_Mexico_Wind |  | Wind | 0 | 100 | 200 | 200
SW_Ext_Tx_Wind |  | Wind | 0 | 0 | 0 | 0
BTM_Distributed_PV |  | Solar | 119.3558 | 190.4141 | 258.1607 | 318.4542 | Derived from demand inputs, grossed up for T&D losses. DO NOT EDIT
CAISO_Solar_for_CAISO |  | Solar | 159 | 319 | 0 | 0 | Existing solar located in CAISO
SW_Solar_for_CAISO |  | Solar | 0 | 0 | 0 | 0 | Existing solar located in SW and delivered to CAISO
IID_Solar_for_CAISO |  | Solar | 0 | 0 | 0 | 0 | Existing solar located in IID and delivered to CAISO
Northern_California_Solar |  | Solar | 0 | 0 | 0 | 0
Solano_Solar |  | Solar | 0 | 0 | 0 | 0
Central_Valley_North_Los_Banos_Solar |  | Solar | 0 | 100 | 300 | 300
Westlands_Solar |  | Solar | 0 | 0 | 300 | 300
Greater_Carrizo_Solar |  | Solar | 0 | 0 | 300 | 300
Tehachapi_Solar |  | Solar | 0 | 0 | 0 | 0
Kramer_Inyokern_Solar |  | Solar | 0 | 0 | 0 | 0
Mountain_Pass_El_Dorado_Solar |  | Solar | 0 | 0 | 0 | 0
Southern_California_Desert_Solar |  | Solar | 0 | 0 | 0 | 0
Riverside_East_Palm_Springs_Solar |  | Solar | 0 | 0 | 0 | 0
Greater_Imperial_Solar |  | Solar | 0 | 0 | 0 | 0
Baja_California_Solar |  | Solar | 0 | 0 | 0 | 0
Utah_Solar |  | Solar | 0 | 0 | 0 | 0
Southern_Nevada_Solar |  | Solar | 0 | 0 | 0 | 0
Arizona_Solar |  | Solar | 0 | 0 | 0 | 0
New_Mexico_Solar |  | Solar | 0 | 0 | 0 | 0
Geothermal |  | Geothermal | 18.5 | 0 | 100 | 100 | perfect capacity - 100% CF
Biomass |  | Biomass | 8.6 | 0 | 0 | 0 | perfect capacity - 100% CF
Small Hydro |  | Small Hydro | 18.4 | 12.5 | 12.5 | 12.5 | perfect capacity - 100% CF

## Custom Profiles
Notes:
RESOLVE renewable and load shapes in this document are based on 2007 weather year. If possible, user should synchronize custom shapes with 2007 weather
Profiles
|  |  | User-defined GHG-free power |  |  |  | Load and load modifier shapes
|  | Use Shape? | No |  |  |  | No | No | No | No | No
|  | Notes | To include a custom shape, set toggle to "yes" and add profile below (units = MW). Users wishing to add multiple custom GHG-free resources should add together the hourly production values outside of this tool and input the final 8760 shape in this tab. |  |  |  | Set toggle to "yes" to override default shape with custom shape below. Shape should be normalized - the sum of the hourly values over the entire year should equal 1. To normalize, divide original non-normalized shape by the annual total to get the normalized shape in "MW / annual MWh".
Month | Day | Hour | 2018 | 2022 | 2026 | 2030 | Baseline Load | EV - Home Charging | EV - Home and Work Charging | Building Electrification | Energy Efficiency
1 | 1 | 1 | 0 | 0 | 0 | 0 | 0 | 0 | 0 | 0 | 0
1 | 1 | 2 | 0 | 0 | 0 | 0 | 0 | 0 | 0 | 0 | 0
1 | 1 | 3 | 0 | 0 | 0 | 0 | 0 | 0 | 0 | 0 | 0
1 | 1 | 4 | 0 | 0 | 0 | 0 | 0 | 0 | 0 | 0 | 0
1 | 1 | 5 | 0 | 0 | 0 | 0 | 0 | 0 | 0 | 0 | 0
1 | 1 | 6 | 0 | 0 | 0 | 0 | 0 | 0 | 0 | 0 | 0
1 | 1 | 7 | 0 | 0 | 0 | 0 | 0 | 0 | 0 | 0 | 0
1 | 1 | 8 | 0 | 0 | 0 | 0 | 0 | 0 | 0 | 0 | 0
1 | 1 | 9 | 0 | 0 | 0 | 0 | 0 | 0 | 0 | 0 | 0
1 | 1 | 10 | 0 | 0 | 0 | 0 | 0 | 0 | 0 | 0 | 0
1 | 1 | 11 | 0 | 0 | 0 | 0 | 0 | 0 | 0 | 0 | 0
1 | 1 | 12 | 0 | 0 | 0 | 0 | 0 | 0 | 0 | 0 | 0
1 | 1 | 13 | 0 | 0 | 0 | 0 | 0 | 0 | 0 | 0 | 0
1 | 1 | 14 | 0 | 0 | 0 | 0 | 0 | 0 | 0 | 0 | 0
1 | 1 | 15 | 0 | 0 | 0 | 0 | 0 | 0 | 0 | 0 | 0
1 | 1 | 16 | 0 | 0 | 0 | 0 | 0 | 0 | 0 | 0 | 0
1 | 1 | 17 | 0 | 0 | 0 | 0 | 0 | 0 | 0 | 0 | 0
1 | 1 | 18 | 0 | 0 | 0 | 0 | 0 | 0 | 0 | 0 | 0
1 | 1 | 19 | 0 | 0 | 0 | 0 | 0 | 0 | 0 | 0 | 0
1 | 1 | 20 | 0 | 0 | 0 | 0 | 0 | 0 | 0 | 0 | 0
1 | 1 | 21 | 0 | 0 | 0 | 0 | 0 | 0 | 0 | 0 | 0
1 | 1 | 22 | 0 | 0 | 0 | 0 | 0 | 0 | 0 | 0 | 0
1 | 1 | 23 | 0 | 0 | 0 | 0 | 0 | 0 | 0 | 0 | 0
1 | 1 | 24 | 0 | 0 | 0 | 0 | 0 | 0 | 0 | 0 | 0
1 | 2 | 1 | 0 | 0 | 0 | 0 | 0 | 0 | 0 | 0 | 0
1 | 2 | 2 | 0 | 0 | 0 | 0 | 0 | 0 | 0 | 0 | 0
1 | 2 | 3 | 0 | 0 | 0 | 0 | 0 | 0 | 0 | 0 | 0
1 | 2 | 4 | 0 | 0 | 0 | 0 | 0 | 0 | 0 | 0 | 0
1 | 2 | 5 | 0 | 0 | 0 | 0 | 0 | 0 | 0 | 0 | 0
1 | 2 | 6 | 0 | 0 | 0 | 0 | 0 | 0 | 0 | 0 | 0
1 | 2 | 7 | 0 | 0 | 0 | 0 | 0 | 0 | 0 | 0 | 0
1 | 2 | 8 | 0 | 0 | 0 | 0 | 0 | 0 | 0 | 0 | 0
1 | 2 | 9 | 0 | 0 | 0 | 0 | 0 | 0 | 0 | 0 | 0
1 | 2 | 10 | 0 | 0 | 0 | 0 | 0 | 0 | 0 | 0 | 0
1 | 2 | 11 | 0 | 0 | 0 | 0 | 0 | 0 | 0 | 0 | 0
1 | 2 | 12 | 0 | 0 | 0 | 0 | 0 | 0 | 0 | 0 | 0
1 | 2 | 13 | 0 | 0 | 0 | 0 | 0 | 0 | 0 | 0 | 0
1 | 2 | 14 | 0 | 0 | 0 | 0 | 0 | 0 | 0 | 0 | 0
1 | 2 | 15 | 0 | 0 | 0 | 0 | 0 | 0 | 0 | 0 | 0
1 | 2 | 16 | 0 | 0 | 0 | 0 | 0 | 0 | 0 | 0 | 0
1 | 2 | 17 | 0 | 0 | 0 | 0 | 0 | 0 | 0 | 0 | 0
1 | 2 | 18 | 0 | 0 | 0 | 0 | 0 | 0 | 0 | 0 | 0
1 | 2 | 19 | 0 | 0 | 0 | 0 | 0 | 0 | 0 | 0 | 0
1 | 2 | 20 | 0 | 0 | 0 | 0 | 0 | 0 | 0 | 0 | 0
1 | 2 | 21 | 0 | 0 | 0 | 0 | 0 | 0 | 0 | 0 | 0
1 | 2 | 22 | 0 | 0 | 0 | 0 | 0 | 0 | 0 | 0 | 0
1 | 2 | 23 | 0 | 0 | 0 | 0 | 0 | 0 | 0 | 0 | 0
1 | 2 | 24 | 0 | 0 | 0 | 0 | 0 | 0 | 0 | 0 | 0
1 | 3 | 1 | 0 | 0 | 0 | 0 | 0 | 0 | 0 | 0 | 0
1 | 3 | 2 | 0 | 0 | 0 | 0 | 0 | 0 | 0 | 0 | 0
1 | 3 | 3 | 0 | 0 | 0 | 0 | 0 | 0 | 0 | 0 | 0
1 | 3 | 4 | 0 | 0 | 0 | 0 | 0 | 0 | 0 | 0 | 0
1 | 3 | 5 | 0 | 0 | 0 | 0 | 0 | 0 | 0 | 0 | 0
1 | 3 | 6 | 0 | 0 | 0 | 0 | 0 | 0 | 0 | 0 | 0
1 | 3 | 7 | 0 | 0 | 0 | 0 | 0 | 0 | 0 | 0 | 0
1 | 3 | 8 | 0 | 0 | 0 | 0 | 0 | 0 | 0 | 0 | 0
1 | 3 | 9 | 0 | 0 | 0 | 0 | 0 | 0 | 0 | 0 | 0
1 | 3 | 10 | 0 | 0 | 0 | 0 | 0 | 0 | 0 | 0 | 0
1 | 3 | 11 | 0 | 0 | 0 | 0 | 0 | 0 | 0 | 0 | 0
1 | 3 | 12 | 0 | 0 | 0 | 0 | 0 | 0 | 0 | 0 | 0
1 | 3 | 13 | 0 | 0 | 0 | 0 | 0 | 0 | 0 | 0 | 0
1 | 3 | 14 | 0 | 0 | 0 | 0 | 0 | 0 | 0 | 0 | 0
1 | 3 | 15 | 0 | 0 | 0 | 0 | 0 | 0 | 0 | 0 | 0
1 | 3 | 16 | 0 | 0 | 0 | 0 | 0 | 0 | 0 | 0 | 0
1 | 3 | 17 | 0 | 0 | 0 | 0 | 0 | 0 | 0 | 0 | 0
1 | 3 | 18 | 0 | 0 | 0 | 0 | 0 | 0 | 0 | 0 | 0
1 | 3 | 19 | 0 | 0 | 0 | 0 | 0 | 0 | 0 | 0 | 0
1 | 3 | 20 | 0 | 0 | 0 | 0 | 0 | 0 | 0 | 0 | 0
1 | 3 | 21 | 0 | 0 | 0 | 0 | 0 | 0 | 0 | 0 | 0
1 | 3 | 22 | 0 | 0 | 0 | 0 | 0 | 0 | 0 | 0 | 0
1 | 3 | 23 | 0 | 0 | 0 | 0 | 0 | 0 | 0 | 0 | 0
1 | 3 | 24 | 0 | 0 | 0 | 0 | 0 | 0 | 0 | 0 | 0
1 | 4 | 1 | 0 | 0 | 0 | 0 | 0 | 0 | 0 | 0 | 0
1 | 4 | 2 | 0 | 0 | 0 | 0 | 0 | 0 | 0 | 0 | 0
1 | 4 | 3 | 0 | 0 | 0 | 0 | 0 | 0 | 0 | 0 | 0
1 | 4 | 4 | 0 | 0 | 0 | 0 | 0 | 0 | 0 | 0 | 0
1 | 4 | 5 | 0 | 0 | 0 | 0 | 0 | 0 | 0 | 0 | 0
1 | 4 | 6 | 0 | 0 | 0 | 0 | 0 | 0 | 0 | 0 | 0
1 | 4 | 7 | 0 | 0 | 0 | 0 | 0 | 0 | 0 | 0 | 0
1 | 4 | 8 | 0 | 0 | 0 | 0 | 0 | 0 | 0 | 0 | 0
1 | 4 | 9 | 0 | 0 | 0 | 0 | 0 | 0 | 0 | 0 | 0
1 | 4 | 10 | 0 | 0 | 0 | 0 | 0 | 0 | 0 | 0 | 0
1 | 4 | 11 | 0 | 0 | 0 | 0 | 0 | 0 | 0 | 0 | 0
1 | 4 | 12 | 0 | 0 | 0 | 0 | 0 | 0 | 0 | 0 | 0
1 | 4 | 13 | 0 | 0 | 0 | 0 | 0 | 0 | 0 | 0 | 0
1 | 4 | 14 | 0 | 0 | 0 | 0 | 0 | 0 | 0 | 0 | 0
1 | 4 | 15 | 0 | 0 | 0 | 0 | 0 | 0 | 0 | 0 | 0
1 | 4 | 16 | 0 | 0 | 0 | 0 | 0 | 0 | 0 | 0 | 0
1 | 4 | 17 | 0 | 0 | 0 | 0 | 0 | 0 | 0 | 0 | 0
1 | 4 | 18 | 0 | 0 | 0 | 0 | 0 | 0 | 0 | 0 | 0
1 | 4 | 19 | 0 | 0 | 0 | 0 | 0 | 0 | 0 | 0 | 0
1 | 4 | 20 | 0 | 0 | 0 | 0 | 0 | 0 | 0 | 0 | 0
1 | 4 | 21 | 0 | 0 | 0 | 0 | 0 | 0 | 0 | 0 | 0
1 | 4 | 22 | 0 | 0 | 0 | 0 | 0 | 0 | 0 | 0 | 0
1 | 4 | 23 | 0 | 0 | 0 | 0 | 0 | 0 | 0 | 0 | 0
1 | 4 | 24 | 0 | 0 | 0 | 0 | 0 | 0 | 0 | 0 | 0
1 | 5 | 1 | 0 | 0 | 0 | 0 | 0 | 0 | 0 | 0 | 0
1 | 5 | 2 | 0 | 0 | 0 | 0 | 0 | 0 | 0 | 0 | 0
1 | 5 | 3 | 0 | 0 | 0 | 0 | 0 | 0 | 0 | 0 | 0
1 | 5 | 4 | 0 | 0 | 0 | 0 | 0 | 0 | 0 | 0 | 0
1 | 5 | 5 | 0 | 0 | 0 | 0 | 0 | 0 | 0 | 0 | 0
1 | 5 | 6 | 0 | 0 | 0 | 0 | 0 | 0 | 0 | 0 | 0
1 | 5 | 7 | 0 | 0 | 0 | 0 | 0 | 0 | 0 | 0 | 0
1 | 5 | 8 | 0 | 0 | 0 | 0 | 0 | 0 | 0 | 0 | 0
1 | 5 | 9 | 0 | 0 | 0 | 0 | 0 | 0 | 0 | 0 | 0
1 | 5 | 10 | 0 | 0 | 0 | 0 | 0 | 0 | 0 | 0 | 0
1 | 5 | 11 | 0 | 0 | 0 | 0 | 0 | 0 | 0 | 0 | 0
1 | 5 | 12 | 0 | 0 | 0 | 0 | 0 | 0 | 0 | 0 | 0
1 | 5 | 13 | 0 | 0 | 0 | 0 | 0 | 0 | 0 | 0 | 0
1 | 5 | 14 | 0 | 0 | 0 | 0 | 0 | 0 | 0 | 0 | 0
1 | 5 | 15 | 0 | 0 | 0 | 0 | 0 | 0 | 0 | 0 | 0
1 | 5 | 16 | 0 | 0 | 0 | 0 | 0 | 0 | 0 | 0 | 0
1 | 5 | 17 | 0 | 0 | 0 | 0 | 0 | 0 | 0 | 0 | 0
1 | 5 | 18 | 0 | 0 | 0 | 0 | 0 | 0 | 0 | 0 | 0
1 | 5 | 19 | 0 | 0 | 0 | 0 | 0 | 0 | 0 | 0 | 0
1 | 5 | 20 | 0 | 0 | 0 | 0 | 0 | 0 | 0 | 0 | 0
1 | 5 | 21 | 0 | 0 | 0 | 0 | 0 | 0 | 0 | 0 | 0
1 | 5 | 22 | 0 | 0 | 0 | 0 | 0 | 0 | 0 | 0 | 0
1 | 5 | 23 | 0 | 0 | 0 | 0 | 0 | 0 | 0 | 0 | 0
1 | 5 | 24 | 0 | 0 | 0 | 0 | 0 | 0 | 0 | 0 | 0
1 | 6 | 1 | 0 | 0 | 0 | 0 | 0 | 0 | 0 | 0 | 0
1 | 6 | 2 | 0 | 0 | 0 | 0 | 0 | 0 | 0 | 0 | 0
1 | 6 | 3 | 0 | 0 | 0 | 0 | 0 | 0 | 0 | 0 | 0
1 | 6 | 4 | 0 | 0 | 0 | 0 | 0 | 0 | 0 | 0 | 0
1 | 6 | 5 | 0 | 0 | 0 | 0 | 0 | 0 | 0 | 0 | 0
1 | 6 | 6 | 0 | 0 | 0 | 0 | 0 | 0 | 0 | 0 | 0
1 | 6 | 7 | 0 | 0 | 0 | 0 | 0 | 0 | 0 | 0 | 0
1 | 6 | 8 | 0 | 0 | 0 | 0 | 0 | 0 | 0 | 0 | 0
1 | 6 | 9 | 0 | 0 | 0 | 0 | 0 | 0 | 0 | 0 | 0
1 | 6 | 10 | 0 | 0 | 0 | 0 | 0 | 0 | 0 | 0 | 0
1 | 6 | 11 | 0 | 0 | 0 | 0 | 0 | 0 | 0 | 0 | 0
1 | 6 | 12 | 0 | 0 | 0 | 0 | 0 | 0 | 0 | 0 | 0
1 | 6 | 13 | 0 | 0 | 0 | 0 | 0 | 0 | 0 | 0 | 0
1 | 6 | 14 | 0 | 0 | 0 | 0 | 0 | 0 | 0 | 0 | 0
1 | 6 | 15 | 0 | 0 | 0 | 0 | 0 | 0 | 0 | 0 | 0
1 | 6 | 16 | 0 | 0 | 0 | 0 | 0 | 0 | 0 | 0 | 0
1 | 6 | 17 | 0 | 0 | 0 | 0 | 0 | 0 | 0 | 0 | 0
1 | 6 | 18 | 0 | 0 | 0 | 0 | 0 | 0 | 0 | 0 | 0
1 | 6 | 19 | 0 | 0 | 0 | 0 | 0 | 0 | 0 | 0 | 0
1 | 6 | 20 | 0 | 0 | 0 | 0 | 0 | 0 | 0 | 0 | 0
1 | 6 | 21 | 0 | 0 | 0 | 0 | 0 | 0 | 0 | 0 | 0
1 | 6 | 22 | 0 | 0 | 0 | 0 | 0 | 0 | 0 | 0 | 0
1 | 6 | 23 | 0 | 0 | 0 | 0 | 0 | 0 | 0 | 0 | 0
1 | 6 | 24 | 0 | 0 | 0 | 0 | 0 | 0 | 0 | 0 | 0
1 | 7 | 1 | 0 | 0 | 0 | 0 | 0 | 0 | 0 | 0 | 0
1 | 7 | 2 | 0 | 0 | 0 | 0 | 0 | 0 | 0 | 0 | 0
1 | 7 | 3 | 0 | 0 | 0 | 0 | 0 | 0 | 0 | 0 | 0
1 | 7 | 4 | 0 | 0 | 0 | 0 | 0 | 0 | 0 | 0 | 0
1 | 7 | 5 | 0 | 0 | 0 | 0 | 0 | 0 | 0 | 0 | 0
1 | 7 | 6 | 0 | 0 | 0 | 0 | 0 | 0 | 0 | 0 | 0
1 | 7 | 7 | 0 | 0 | 0 | 0 | 0 | 0 | 0 | 0 | 0
1 | 7 | 8 | 0 | 0 | 0 | 0 | 0 | 0 | 0 | 0 | 0
1 | 7 | 9 | 0 | 0 | 0 | 0 | 0 | 0 | 0 | 0 | 0
1 | 7 | 10 | 0 | 0 | 0 | 0 | 0 | 0 | 0 | 0 | 0
1 | 7 | 11 | 0 | 0 | 0 | 0 | 0 | 0 | 0 | 0 | 0
1 | 7 | 12 | 0 | 0 | 0 | 0 | 0 | 0 | 0 | 0 | 0
1 | 7 | 13 | 0 | 0 | 0 | 0 | 0 | 0 | 0 | 0 | 0
1 | 7 | 14 | 0 | 0 | 0 | 0 | 0 | 0 | 0 | 0 | 0
1 | 7 | 15 | 0 | 0 | 0 | 0 | 0 | 0 | 0 | 0 | 0
1 | 7 | 16 | 0 | 0 | 0 | 0 | 0 | 0 | 0 | 0 | 0
1 | 7 | 17 | 0 | 0 | 0 | 0 | 0 | 0 | 0 | 0 | 0
1 | 7 | 18 | 0 | 0 | 0 | 0 | 0 | 0 | 0 | 0 | 0
1 | 7 | 19 | 0 | 0 | 0 | 0 | 0 | 0 | 0 | 0 | 0
1 | 7 | 20 | 0 | 0 | 0 | 0 | 0 | 0 | 0 | 0 | 0
1 | 7 | 21 | 0 | 0 | 0 | 0 | 0 | 0 | 0 | 0 | 0
1 | 7 | 22 | 0 | 0 | 0 | 0 | 0 | 0 | 0 | 0 | 0
1 | 7 | 23 | 0 | 0 | 0 | 0 | 0 | 0 | 0 | 0 | 0
1 | 7 | 24 | 0 | 0 | 0 | 0 | 0 | 0 | 0 | 0 | 0
1 | 8 | 1 | 0 | 0 | 0 | 0 | 0 | 0 | 0 | 0 | 0
1 | 8 | 2 | 0 | 0 | 0 | 0 | 0 | 0 | 0 | 0 | 0
1 | 8 | 3 | 0 | 0 | 0 | 0 | 0 | 0 | 0 | 0 | 0
1 | 8 | 4 | 0 | 0 | 0 | 0 | 0 | 0 | 0 | 0 | 0
1 | 8 | 5 | 0 | 0 | 0 | 0 | 0 | 0 | 0 | 0 | 0
1 | 8 | 6 | 0 | 0 | 0 | 0 | 0 | 0 | 0 | 0 | 0
1 | 8 | 7 | 0 | 0 | 0 | 0 | 0 | 0 | 0 | 0 | 0
1 | 8 | 8 | 0 | 0 | 0 | 0 | 0 | 0 | 0 | 0 | 0
1 | 8 | 9 | 0 | 0 | 0 | 0 | 0 | 0 | 0 | 0 | 0
1 | 8 | 10 | 0 | 0 | 0 | 0 | 0 | 0 | 0 | 0 | 0
1 | 8 | 11 | 0 | 0 | 0 | 0 | 0 | 0 | 0 | 0 | 0
1 | 8 | 12 | 0 | 0 | 0 | 0 | 0 | 0 | 0 | 0 | 0
1 | 8 | 13 | 0 | 0 | 0 | 0 | 0 | 0 | 0 | 0 | 0
1 | 8 | 14 | 0 | 0 | 0 | 0 | 0 | 0 | 0 | 0 | 0
1 | 8 | 15 | 0 | 0 | 0 | 0 | 0 | 0 | 0 | 0 | 0
1 | 8 | 16 | 0 | 0 | 0 | 0 | 0 | 0 | 0 | 0 | 0
1 | 8 | 17 | 0 | 0 | 0 | 0 | 0 | 0 | 0 | 0 | 0
1 | 8 | 18 | 0 | 0 | 0 | 0 | 0 | 0 | 0 | 0 | 0
1 | 8 | 19 | 0 | 0 | 0 | 0 | 0 | 0 | 0 | 0 | 0
1 | 8 | 20 | 0 | 0 | 0 | 0 | 0 | 0 | 0 | 0 | 0
1 | 8 | 21 | 0 | 0 | 0 | 0 | 0 | 0 | 0 | 0 | 0
1 | 8 | 22 | 0 | 0 | 0 | 0 | 0 | 0 | 0 | 0 | 0
1 | 8 | 23 | 0 | 0 | 0 | 0 | 0 | 0 | 0 | 0 | 0
1 | 8 | 24 | 0 | 0 | 0 | 0 | 0 | 0 | 0 | 0 | 0
1 | 9 | 1 | 0 | 0 | 0 | 0 | 0 | 0 | 0 | 0 | 0
1 | 9 | 2 | 0 | 0 | 0 | 0 | 0 | 0 | 0 | 0 | 0
1 | 9 | 3 | 0 | 0 | 0 | 0 | 0 | 0 | 0 | 0 | 0
1 | 9 | 4 | 0 | 0 | 0 | 0 | 0 | 0 | 0 | 0 | 0
1 | 9 | 5 | 0 | 0 | 0 | 0 | 0 | 0 | 0 | 0 | 0
1 | 9 | 6 | 0 | 0 | 0 | 0 | 0 | 0 | 0 | 0 | 0
1 | 9 | 7 | 0 | 0 | 0 | 0 | 0 | 0 | 0 | 0 | 0
1 | 9 | 8 | 0 | 0 | 0 | 0 | 0 | 0 | 0 | 0 | 0
1 | 9 | 9 | 0 | 0 | 0 | 0 | 0 | 0 | 0 | 0 | 0
1 | 9 | 10 | 0 | 0 | 0 | 0 | 0 | 0 | 0 | 0 | 0
1 | 9 | 11 | 0 | 0 | 0 | 0 | 0 | 0 | 0 | 0 | 0
1 | 9 | 12 | 0 | 0 | 0 | 0 | 0 | 0 | 0 | 0 | 0
1 | 9 | 13 | 0 | 0 | 0 | 0 | 0 | 0 | 0 | 0 | 0
1 | 9 | 14 | 0 | 0 | 0 | 0 | 0 | 0 | 0 | 0 | 0
1 | 9 | 15 | 0 | 0 | 0 | 0 | 0 | 0 | 0 | 0 | 0
1 | 9 | 16 | 0 | 0 | 0 | 0 | 0 | 0 | 0 | 0 | 0
1 | 9 | 17 | 0 | 0 | 0 | 0 | 0 | 0 | 0 | 0 | 0
1 | 9 | 18 | 0 | 0 | 0 | 0 | 0 | 0 | 0 | 0 | 0
1 | 9 | 19 | 0 | 0 | 0 | 0 | 0 | 0 | 0 | 0 | 0
1 | 9 | 20 | 0 | 0 | 0 | 0 | 0 | 0 | 0 | 0 | 0
1 | 9 | 21 | 0 | 0 | 0 | 0 | 0 | 0 | 0 | 0 | 0
1 | 9 | 22 | 0 | 0 | 0 | 0 | 0 | 0 | 0 | 0 | 0
1 | 9 | 23 | 0 | 0 | 0 | 0 | 0 | 0 | 0 | 0 | 0
1 | 9 | 24 | 0 | 0 | 0 | 0 | 0 | 0 | 0 | 0 | 0
1 | 10 | 1 | 0 | 0 | 0 | 0 | 0 | 0 | 0 | 0 | 0
1 | 10 | 2 | 0 | 0 | 0 | 0 | 0 | 0 | 0 | 0 | 0
1 | 10 | 3 | 0 | 0 | 0 | 0 | 0 | 0 | 0 | 0 | 0
1 | 10 | 4 | 0 | 0 | 0 | 0 | 0 | 0 | 0 | 0 | 0
1 | 10 | 5 | 0 | 0 | 0 | 0 | 0 | 0 | 0 | 0 | 0
1 | 10 | 6 | 0 | 0 | 0 | 0 | 0 | 0 | 0 | 0 | 0
1 | 10 | 7 | 0 | 0 | 0 | 0 | 0 | 0 | 0 | 0 | 0
1 | 10 | 8 | 0 | 0 | 0 | 0 | 0 | 0 | 0 | 0 | 0
1 | 10 | 9 | 0 | 0 | 0 | 0 | 0 | 0 | 0 | 0 | 0
1 | 10 | 10 | 0 | 0 | 0 | 0 | 0 | 0 | 0 | 0 | 0
1 | 10 | 11 | 0 | 0 | 0 | 0 | 0 | 0 | 0 | 0 | 0
1 | 10 | 12 | 0 | 0 | 0 | 0 | 0 | 0 | 0 | 0 | 0
1 | 10 | 13 | 0 | 0 | 0 | 0 | 0 | 0 | 0 | 0 | 0
1 | 10 | 14 | 0 | 0 | 0 | 0 | 0 | 0 | 0 | 0 | 0
1 | 10 | 15 | 0 | 0 | 0 | 0 | 0 | 0 | 0 | 0 | 0
1 | 10 | 16 | 0 | 0 | 0 | 0 | 0 | 0 | 0 | 0 | 0
1 | 10 | 17 | 0 | 0 | 0 | 0 | 0 | 0 | 0 | 0 | 0
1 | 10 | 18 | 0 | 0 | 0 | 0 | 0 | 0 | 0 | 0 | 0
1 | 10 | 19 | 0 | 0 | 0 | 0 | 0 | 0 | 0 | 0 | 0
1 | 10 | 20 | 0 | 0 | 0 | 0 | 0 | 0 | 0 | 0 | 0
1 | 10 | 21 | 0 | 0 | 0 | 0 | 0 | 0 | 0 | 0 | 0
1 | 10 | 22 | 0 | 0 | 0 | 0 | 0 | 0 | 0 | 0 | 0
1 | 10 | 23 | 0 | 0 | 0 | 0 | 0 | 0 | 0 | 0 | 0
1 | 10 | 24 | 0 | 0 | 0 | 0 | 0 | 0 | 0 | 0 | 0
1 | 11 | 1 | 0 | 0 | 0 | 0 | 0 | 0 | 0 | 0 | 0
1 | 11 | 2 | 0 | 0 | 0 | 0 | 0 | 0 | 0 | 0 | 0
1 | 11 | 3 | 0 | 0 | 0 | 0 | 0 | 0 | 0 | 0 | 0
1 | 11 | 4 | 0 | 0 | 0 | 0 | 0 | 0 | 0 | 0 | 0
1 | 11 | 5 | 0 | 0 | 0 | 0 | 0 | 0 | 0 | 0 | 0
1 | 11 | 6 | 0 | 0 | 0 | 0 | 0 | 0 | 0 | 0 | 0
1 | 11 | 7 | 0 | 0 | 0 | 0 | 0 | 0 | 0 | 0 | 0
1 | 11 | 8 | 0 | 0 | 0 | 0 | 0 | 0 | 0 | 0 | 0
1 | 11 | 9 | 0 | 0 | 0 | 0 | 0 | 0 | 0 | 0 | 0
1 | 11 | 10 | 0 | 0 | 0 | 0 | 0 | 0 | 0 | 0 | 0
1 | 11 | 11 | 0 | 0 | 0 | 0 | 0 | 0 | 0 | 0 | 0
1 | 11 | 12 | 0 | 0 | 0 | 0 | 0 | 0 | 0 | 0 | 0
1 | 11 | 13 | 0 | 0 | 0 | 0 | 0 | 0 | 0 | 0 | 0
1 | 11 | 14 | 0 | 0 | 0 | 0 | 0 | 0 | 0 | 0 | 0
1 | 11 | 15 | 0 | 0 | 0 | 0 | 0 | 0 | 0 | 0 | 0
1 | 11 | 16 | 0 | 0 | 0 | 0 | 0 | 0 | 0 | 0 | 0
1 | 11 | 17 | 0 | 0 | 0 | 0 | 0 | 0 | 0 | 0 | 0
1 | 11 | 18 | 0 | 0 | 0 | 0 | 0 | 0 | 0 | 0 | 0
1 | 11 | 19 | 0 | 0 | 0 | 0 | 0 | 0 | 0 | 0 | 0
1 | 11 | 20 | 0 | 0 | 0 | 0 | 0 | 0 | 0 | 0 | 0
1 | 11 | 21 | 0 | 0 | 0 | 0 | 0 | 0 | 0 | 0 | 0
1 | 11 | 22 | 0 | 0 | 0 | 0 | 0 | 0 | 0 | 0 | 0
1 | 11 | 23 | 0 | 0 | 0 | 0 | 0 | 0 | 0 | 0 | 0
1 | 11 | 24 | 0 | 0 | 0 | 0 | 0 | 0 | 0 | 0 | 0
1 | 12 | 1 | 0 | 0 | 0 | 0 | 0 | 0 | 0 | 0 | 0
1 | 12 | 2 | 0 | 0 | 0 | 0 | 0 | 0 | 0 | 0 | 0
1 | 12 | 3 | 0 | 0 | 0 | 0 | 0 | 0 | 0 | 0 | 0
1 | 12 | 4 | 0 | 0 | 0 | 0 | 0 | 0 | 0 | 0 | 0
1 | 12 | 5 | 0 | 0 | 0 | 0 | 0 | 0 | 0 | 0 | 0
1 | 12 | 6 | 0 | 0 | 0 | 0 | 0 | 0 | 0 | 0 | 0
1 | 12 | 7 | 0 | 0 | 0 | 0 | 0 | 0 | 0 | 0 | 0
1 | 12 | 8 | 0 | 0 | 0 | 0 | 0 | 0 | 0 | 0 | 0
1 | 12 | 9 | 0 | 0 | 0 | 0 | 0 | 0 | 0 | 0 | 0
1 | 12 | 10 | 0 | 0 | 0 | 0 | 0 | 0 | 0 | 0 | 0
1 | 12 | 11 | 0 | 0 | 0 | 0 | 0 | 0 | 0 | 0 | 0
1 | 12 | 12 | 0 | 0 | 0 | 0 | 0 | 0 | 0 | 0 | 0
1 | 12 | 13 | 0 | 0 | 0 | 0 | 0 | 0 | 0 | 0 | 0
1 | 12 | 14 | 0 | 0 | 0 | 0 | 0 | 0 | 0 | 0 | 0
1 | 12 | 15 | 0 | 0 | 0 | 0 | 0 | 0 | 0 | 0 | 0
1 | 12 | 16 | 0 | 0 | 0 | 0 | 0 | 0 | 0 | 0 | 0
1 | 12 | 17 | 0 | 0 | 0 | 0 | 0 | 0 | 0 | 0 | 0
1 | 12 | 18 | 0 | 0 | 0 | 0 | 0 | 0 | 0 | 0 | 0
1 | 12 | 19 | 0 | 0 | 0 | 0 | 0 | 0 | 0 | 0 | 0
1 | 12 | 20 | 0 | 0 | 0 | 0 | 0 | 0 | 0 | 0 | 0
1 | 12 | 21 | 0 | 0 | 0 | 0 | 0 | 0 | 0 | 0 | 0
1 | 12 | 22 | 0 | 0 | 0 | 0 | 0 | 0 | 0 | 0 | 0
1 | 12 | 23 | 0 | 0 | 0 | 0 | 0 | 0 | 0 | 0 | 0
1 | 12 | 24 | 0 | 0 | 0 | 0 | 0 | 0 | 0 | 0 | 0
1 | 13 | 1 | 0 | 0 | 0 | 0 | 0 | 0 | 0 | 0 | 0
1 | 13 | 2 | 0 | 0 | 0 | 0 | 0 | 0 | 0 | 0 | 0
1 | 13 | 3 | 0 | 0 | 0 | 0 | 0 | 0 | 0 | 0 | 0
1 | 13 | 4 | 0 | 0 | 0 | 0 | 0 | 0 | 0 | 0 | 0
1 | 13 | 5 | 0 | 0 | 0 | 0 | 0 | 0 | 0 | 0 | 0
1 | 13 | 6 | 0 | 0 | 0 | 0 | 0 | 0 | 0 | 0 | 0
1 | 13 | 7 | 0 | 0 | 0 | 0 | 0 | 0 | 0 | 0 | 0
1 | 13 | 8 | 0 | 0 | 0 | 0 | 0 | 0 | 0 | 0 | 0
1 | 13 | 9 | 0 | 0 | 0 | 0 | 0 | 0 | 0 | 0 | 0
1 | 13 | 10 | 0 | 0 | 0 | 0 | 0 | 0 | 0 | 0 | 0
1 | 13 | 11 | 0 | 0 | 0 | 0 | 0 | 0 | 0 | 0 | 0
1 | 13 | 12 | 0 | 0 | 0 | 0 | 0 | 0 | 0 | 0 | 0
1 | 13 | 13 | 0 | 0 | 0 | 0 | 0 | 0 | 0 | 0 | 0
1 | 13 | 14 | 0 | 0 | 0 | 0 | 0 | 0 | 0 | 0 | 0
1 | 13 | 15 | 0 | 0 | 0 | 0 | 0 | 0 | 0 | 0 | 0
1 | 13 | 16 | 0 | 0 | 0 | 0 | 0 | 0 | 0 | 0 | 0
1 | 13 | 17 | 0 | 0 | 0 | 0 | 0 | 0 | 0 | 0 | 0
1 | 13 | 18 | 0 | 0 | 0 | 0 | 0 | 0 | 0 | 0 | 0
1 | 13 | 19 | 0 | 0 | 0 | 0 | 0 | 0 | 0 | 0 | 0
1 | 13 | 20 | 0 | 0 | 0 | 0 | 0 | 0 | 0 | 0 | 0
1 | 13 | 21 | 0 | 0 | 0 | 0 | 0 | 0 | 0 | 0 | 0
1 | 13 | 22 | 0 | 0 | 0 | 0 | 0 | 0 | 0 | 0 | 0
1 | 13 | 23 | 0 | 0 | 0 | 0 | 0 | 0 | 0 | 0 | 0
1 | 13 | 24 | 0 | 0 | 0 | 0 | 0 | 0 | 0 | 0 | 0
1 | 14 | 1 | 0 | 0 | 0 | 0 | 0 | 0 | 0 | 0 | 0
1 | 14 | 2 | 0 | 0 | 0 | 0 | 0 | 0 | 0 | 0 | 0
1 | 14 | 3 | 0 | 0 | 0 | 0 | 0 | 0 | 0 | 0 | 0
1 | 14 | 4 | 0 | 0 | 0 | 0 | 0 | 0 | 0 | 0 | 0
1 | 14 | 5 | 0 | 0 | 0 | 0 | 0 | 0 | 0 | 0 | 0
1 | 14 | 6 | 0 | 0 | 0 | 0 | 0 | 0 | 0 | 0 | 0
1 | 14 | 7 | 0 | 0 | 0 | 0 | 0 | 0 | 0 | 0 | 0
1 | 14 | 8 | 0 | 0 | 0 | 0 | 0 | 0 | 0 | 0 | 0
1 | 14 | 9 | 0 | 0 | 0 | 0 | 0 | 0 | 0 | 0 | 0
1 | 14 | 10 | 0 | 0 | 0 | 0 | 0 | 0 | 0 | 0 | 0
1 | 14 | 11 | 0 | 0 | 0 | 0 | 0 | 0 | 0 | 0 | 0
1 | 14 | 12 | 0 | 0 | 0 | 0 | 0 | 0 | 0 | 0 | 0
1 | 14 | 13 | 0 | 0 | 0 | 0 | 0 | 0 | 0 | 0 | 0
1 | 14 | 14 | 0 | 0 | 0 | 0 | 0 | 0 | 0 | 0 | 0
1 | 14 | 15 | 0 | 0 | 0 | 0 | 0 | 0 | 0 | 0 | 0
1 | 14 | 16 | 0 | 0 | 0 | 0 | 0 | 0 | 0 | 0 | 0
1 | 14 | 17 | 0 | 0 | 0 | 0 | 0 | 0 | 0 | 0 | 0
1 | 14 | 18 | 0 | 0 | 0 | 0 | 0 | 0 | 0 | 0 | 0
1 | 14 | 19 | 0 | 0 | 0 | 0 | 0 | 0 | 0 | 0 | 0
1 | 14 | 20 | 0 | 0 | 0 | 0 | 0 | 0 | 0 | 0 | 0
1 | 14 | 21 | 0 | 0 | 0 | 0 | 0 | 0 | 0 | 0 | 0
1 | 14 | 22 | 0 | 0 | 0 | 0 | 0 | 0 | 0 | 0 | 0
1 | 14 | 23 | 0 | 0 | 0 | 0 | 0 | 0 | 0 | 0 | 0
1 | 14 | 24 | 0 | 0 | 0 | 0 | 0 | 0 | 0 | 0 | 0
1 | 15 | 1 | 0 | 0 | 0 | 0 | 0 | 0 | 0 | 0 | 0
1 | 15 | 2 | 0 | 0 | 0 | 0 | 0 | 0 | 0 | 0 | 0
1 | 15 | 3 | 0 | 0 | 0 | 0 | 0 | 0 | 0 | 0 | 0
1 | 15 | 4 | 0 | 0 | 0 | 0 | 0 | 0 | 0 | 0 | 0
1 | 15 | 5 | 0 | 0 | 0 | 0 | 0 | 0 | 0 | 0 | 0
1 | 15 | 6 | 0 | 0 | 0 | 0 | 0 | 0 | 0 | 0 | 0
1 | 15 | 7 | 0 | 0 | 0 | 0 | 0 | 0 | 0 | 0 | 0
1 | 15 | 8 | 0 | 0 | 0 | 0 | 0 | 0 | 0 | 0 | 0
1 | 15 | 9 | 0 | 0 | 0 | 0 | 0 | 0 | 0 | 0 | 0
1 | 15 | 10 | 0 | 0 | 0 | 0 | 0 | 0 | 0 | 0 | 0
1 | 15 | 11 | 0 | 0 | 0 | 0 | 0 | 0 | 0 | 0 | 0
1 | 15 | 12 | 0 | 0 | 0 | 0 | 0 | 0 | 0 | 0 | 0
1 | 15 | 13 | 0 | 0 | 0 | 0 | 0 | 0 | 0 | 0 | 0
1 | 15 | 14 | 0 | 0 | 0 | 0 | 0 | 0 | 0 | 0 | 0
1 | 15 | 15 | 0 | 0 | 0 | 0 | 0 | 0 | 0 | 0 | 0
1 | 15 | 16 | 0 | 0 | 0 | 0 | 0 | 0 | 0 | 0 | 0
1 | 15 | 17 | 0 | 0 | 0 | 0 | 0 | 0 | 0 | 0 | 0
1 | 15 | 18 | 0 | 0 | 0 | 0 | 0 | 0 | 0 | 0 | 0
1 | 15 | 19 | 0 | 0 | 0 | 0 | 0 | 0 | 0 | 0 | 0
1 | 15 | 20 | 0 | 0 | 0 | 0 | 0 | 0 | 0 | 0 | 0
1 | 15 | 21 | 0 | 0 | 0 | 0 | 0 | 0 | 0 | 0 | 0
1 | 15 | 22 | 0 | 0 | 0 | 0 | 0 | 0 | 0 | 0 | 0
1 | 15 | 23 | 0 | 0 | 0 | 0 | 0 | 0 | 0 | 0 | 0
1 | 15 | 24 | 0 | 0 | 0 | 0 | 0 | 0 | 0 | 0 | 0
1 | 16 | 1 | 0 | 0 | 0 | 0 | 0 | 0 | 0 | 0 | 0
1 | 16 | 2 | 0 | 0 | 0 | 0 | 0 | 0 | 0 | 0 | 0
1 | 16 | 3 | 0 | 0 | 0 | 0 | 0 | 0 | 0 | 0 | 0
1 | 16 | 4 | 0 | 0 | 0 | 0 | 0 | 0 | 0 | 0 | 0
1 | 16 | 5 | 0 | 0 | 0 | 0 | 0 | 0 | 0 | 0 | 0
1 | 16 | 6 | 0 | 0 | 0 | 0 | 0 | 0 | 0 | 0 | 0
1 | 16 | 7 | 0 | 0 | 0 | 0 | 0 | 0 | 0 | 0 | 0
1 | 16 | 8 | 0 | 0 | 0 | 0 | 0 | 0 | 0 | 0 | 0
1 | 16 | 9 | 0 | 0 | 0 | 0 | 0 | 0 | 0 | 0 | 0
1 | 16 | 10 | 0 | 0 | 0 | 0 | 0 | 0 | 0 | 0 | 0
1 | 16 | 11 | 0 | 0 | 0 | 0 | 0 | 0 | 0 | 0 | 0
1 | 16 | 12 | 0 | 0 | 0 | 0 | 0 | 0 | 0 | 0 | 0
1 | 16 | 13 | 0 | 0 | 0 | 0 | 0 | 0 | 0 | 0 | 0
1 | 16 | 14 | 0 | 0 | 0 | 0 | 0 | 0 | 0 | 0 | 0
1 | 16 | 15 | 0 | 0 | 0 | 0 | 0 | 0 | 0 | 0 | 0
1 | 16 | 16 | 0 | 0 | 0 | 0 | 0 | 0 | 0 | 0 | 0
1 | 16 | 17 | 0 | 0 | 0 | 0 | 0 | 0 | 0 | 0 | 0
1 | 16 | 18 | 0 | 0 | 0 | 0 | 0 | 0 | 0 | 0 | 0
1 | 16 | 19 | 0 | 0 | 0 | 0 | 0 | 0 | 0 | 0 | 0
1 | 16 | 20 | 0 | 0 | 0 | 0 | 0 | 0 | 0 | 0 | 0
1 | 16 | 21 | 0 | 0 | 0 | 0 | 0 | 0 | 0 | 0 | 0
1 | 16 | 22 | 0 | 0 | 0 | 0 | 0 | 0 | 0 | 0 | 0
1 | 16 | 23 | 0 | 0 | 0 | 0 | 0 | 0 | 0 | 0 | 0
1 | 16 | 24 | 0 | 0 | 0 | 0 | 0 | 0 | 0 | 0 | 0
1 | 17 | 1 | 0 | 0 | 0 | 0 | 0 | 0 | 0 | 0 | 0
1 | 17 | 2 | 0 | 0 | 0 | 0 | 0 | 0 | 0 | 0 | 0
1 | 17 | 3 | 0 | 0 | 0 | 0 | 0 | 0 | 0 | 0 | 0
1 | 17 | 4 | 0 | 0 | 0 | 0 | 0 | 0 | 0 | 0 | 0
1 | 17 | 5 | 0 | 0 | 0 | 0 | 0 | 0 | 0 | 0 | 0
1 | 17 | 6 | 0 | 0 | 0 | 0 | 0 | 0 | 0 | 0 | 0
1 | 17 | 7 | 0 | 0 | 0 | 0 | 0 | 0 | 0 | 0 | 0
1 | 17 | 8 | 0 | 0 | 0 | 0 | 0 | 0 | 0 | 0 | 0
1 | 17 | 9 | 0 | 0 | 0 | 0 | 0 | 0 | 0 | 0 | 0
1 | 17 | 10 | 0 | 0 | 0 | 0 | 0 | 0 | 0 | 0 | 0
1 | 17 | 11 | 0 | 0 | 0 | 0 | 0 | 0 | 0 | 0 | 0
1 | 17 | 12 | 0 | 0 | 0 | 0 | 0 | 0 | 0 | 0 | 0
1 | 17 | 13 | 0 | 0 | 0 | 0 | 0 | 0 | 0 | 0 | 0
1 | 17 | 14 | 0 | 0 | 0 | 0 | 0 | 0 | 0 | 0 | 0
1 | 17 | 15 | 0 | 0 | 0 | 0 | 0 | 0 | 0 | 0 | 0
1 | 17 | 16 | 0 | 0 | 0 | 0 | 0 | 0 | 0 | 0 | 0
1 | 17 | 17 | 0 | 0 | 0 | 0 | 0 | 0 | 0 | 0 | 0
1 | 17 | 18 | 0 | 0 | 0 | 0 | 0 | 0 | 0 | 0 | 0
1 | 17 | 19 | 0 | 0 | 0 | 0 | 0 | 0 | 0 | 0 | 0
1 | 17 | 20 | 0 | 0 | 0 | 0 | 0 | 0 | 0 | 0 | 0
1 | 17 | 21 | 0 | 0 | 0 | 0 | 0 | 0 | 0 | 0 | 0
1 | 17 | 22 | 0 | 0 | 0 | 0 | 0 | 0 | 0 | 0 | 0
1 | 17 | 23 | 0 | 0 | 0 | 0 | 0 | 0 | 0 | 0 | 0
1 | 17 | 24 | 0 | 0 | 0 | 0 | 0 | 0 | 0 | 0 | 0
1 | 18 | 1 | 0 | 0 | 0 | 0 | 0 | 0 | 0 | 0 | 0
1 | 18 | 2 | 0 | 0 | 0 | 0 | 0 | 0 | 0 | 0 | 0
1 | 18 | 3 | 0 | 0 | 0 | 0 | 0 | 0 | 0 | 0 | 0
1 | 18 | 4 | 0 | 0 | 0 | 0 | 0 | 0 | 0 | 0 | 0
1 | 18 | 5 | 0 | 0 | 0 | 0 | 0 | 0 | 0 | 0 | 0
1 | 18 | 6 | 0 | 0 | 0 | 0 | 0 | 0 | 0 | 0 | 0
1 | 18 | 7 | 0 | 0 | 0 | 0 | 0 | 0 | 0 | 0 | 0
1 | 18 | 8 | 0 | 0 | 0 | 0 | 0 | 0 | 0 | 0 | 0
1 | 18 | 9 | 0 | 0 | 0 | 0 | 0 | 0 | 0 | 0 | 0
1 | 18 | 10 | 0 | 0 | 0 | 0 | 0 | 0 | 0 | 0 | 0
1 | 18 | 11 | 0 | 0 | 0 | 0 | 0 | 0 | 0 | 0 | 0
1 | 18 | 12 | 0 | 0 | 0 | 0 | 0 | 0 | 0 | 0 | 0
1 | 18 | 13 | 0 | 0 | 0 | 0 | 0 | 0 | 0 | 0 | 0
1 | 18 | 14 | 0 | 0 | 0 | 0 | 0 | 0 | 0 | 0 | 0
1 | 18 | 15 | 0 | 0 | 0 | 0 | 0 | 0 | 0 | 0 | 0
1 | 18 | 16 | 0 | 0 | 0 | 0 | 0 | 0 | 0 | 0 | 0
1 | 18 | 17 | 0 | 0 | 0 | 0 | 0 | 0 | 0 | 0 | 0
1 | 18 | 18 | 0 | 0 | 0 | 0 | 0 | 0 | 0 | 0 | 0
1 | 18 | 19 | 0 | 0 | 0 | 0 | 0 | 0 | 0 | 0 | 0
1 | 18 | 20 | 0 | 0 | 0 | 0 | 0 | 0 | 0 | 0 | 0
1 | 18 | 21 | 0 | 0 | 0 | 0 | 0 | 0 | 0 | 0 | 0
1 | 18 | 22 | 0 | 0 | 0 | 0 | 0 | 0 | 0 | 0 | 0
1 | 18 | 23 | 0 | 0 | 0 | 0 | 0 | 0 | 0 | 0 | 0
1 | 18 | 24 | 0 | 0 | 0 | 0 | 0 | 0 | 0 | 0 | 0
1 | 19 | 1 | 0 | 0 | 0 | 0 | 0 | 0 | 0 | 0 | 0
1 | 19 | 2 | 0 | 0 | 0 | 0 | 0 | 0 | 0 | 0 | 0
1 | 19 | 3 | 0 | 0 | 0 | 0 | 0 | 0 | 0 | 0 | 0
1 | 19 | 4 | 0 | 0 | 0 | 0 | 0 | 0 | 0 | 0 | 0
1 | 19 | 5 | 0 | 0 | 0 | 0 | 0 | 0 | 0 | 0 | 0
1 | 19 | 6 | 0 | 0 | 0 | 0 | 0 | 0 | 0 | 0 | 0
1 | 19 | 7 | 0 | 0 | 0 | 0 | 0 | 0 | 0 | 0 | 0
1 | 19 | 8 | 0 | 0 | 0 | 0 | 0 | 0 | 0 | 0 | 0
1 | 19 | 9 | 0 | 0 | 0 | 0 | 0 | 0 | 0 | 0 | 0
1 | 19 | 10 | 0 | 0 | 0 | 0 | 0 | 0 | 0 | 0 | 0
1 | 19 | 11 | 0 | 0 | 0 | 0 | 0 | 0 | 0 | 0 | 0
1 | 19 | 12 | 0 | 0 | 0 | 0 | 0 | 0 | 0 | 0 | 0
1 | 19 | 13 | 0 | 0 | 0 | 0 | 0 | 0 | 0 | 0 | 0
1 | 19 | 14 | 0 | 0 | 0 | 0 | 0 | 0 | 0 | 0 | 0
1 | 19 | 15 | 0 | 0 | 0 | 0 | 0 | 0 | 0 | 0 | 0
1 | 19 | 16 | 0 | 0 | 0 | 0 | 0 | 0 | 0 | 0 | 0
1 | 19 | 17 | 0 | 0 | 0 | 0 | 0 | 0 | 0 | 0 | 0
1 | 19 | 18 | 0 | 0 | 0 | 0 | 0 | 0 | 0 | 0 | 0
1 | 19 | 19 | 0 | 0 | 0 | 0 | 0 | 0 | 0 | 0 | 0
1 | 19 | 20 | 0 | 0 | 0 | 0 | 0 | 0 | 0 | 0 | 0
1 | 19 | 21 | 0 | 0 | 0 | 0 | 0 | 0 | 0 | 0 | 0
1 | 19 | 22 | 0 | 0 | 0 | 0 | 0 | 0 | 0 | 0 | 0
1 | 19 | 23 | 0 | 0 | 0 | 0 | 0 | 0 | 0 | 0 | 0
1 | 19 | 24 | 0 | 0 | 0 | 0 | 0 | 0 | 0 | 0 | 0
1 | 20 | 1 | 0 | 0 | 0 | 0 | 0 | 0 | 0 | 0 | 0
1 | 20 | 2 | 0 | 0 | 0 | 0 | 0 | 0 | 0 | 0 | 0
1 | 20 | 3 | 0 | 0 | 0 | 0 | 0 | 0 | 0 | 0 | 0
1 | 20 | 4 | 0 | 0 | 0 | 0 | 0 | 0 | 0 | 0 | 0
1 | 20 | 5 | 0 | 0 | 0 | 0 | 0 | 0 | 0 | 0 | 0
1 | 20 | 6 | 0 | 0 | 0 | 0 | 0 | 0 | 0 | 0 | 0
1 | 20 | 7 | 0 | 0 | 0 | 0 | 0 | 0 | 0 | 0 | 0
1 | 20 | 8 | 0 | 0 | 0 | 0 | 0 | 0 | 0 | 0 | 0
1 | 20 | 9 | 0 | 0 | 0 | 0 | 0 | 0 | 0 | 0 | 0
1 | 20 | 10 | 0 | 0 | 0 | 0 | 0 | 0 | 0 | 0 | 0
1 | 20 | 11 | 0 | 0 | 0 | 0 | 0 | 0 | 0 | 0 | 0
1 | 20 | 12 | 0 | 0 | 0 | 0 | 0 | 0 | 0 | 0 | 0
1 | 20 | 13 | 0 | 0 | 0 | 0 | 0 | 0 | 0 | 0 | 0
1 | 20 | 14 | 0 | 0 | 0 | 0 | 0 | 0 | 0 | 0 | 0
1 | 20 | 15 | 0 | 0 | 0 | 0 | 0 | 0 | 0 | 0 | 0
1 | 20 | 16 | 0 | 0 | 0 | 0 | 0 | 0 | 0 | 0 | 0
1 | 20 | 17 | 0 | 0 | 0 | 0 | 0 | 0 | 0 | 0 | 0
1 | 20 | 18 | 0 | 0 | 0 | 0 | 0 | 0 | 0 | 0 | 0
1 | 20 | 19 | 0 | 0 | 0 | 0 | 0 | 0 | 0 | 0 | 0
1 | 20 | 20 | 0 | 0 | 0 | 0 | 0 | 0 | 0 | 0 | 0
1 | 20 | 21 | 0 | 0 | 0 | 0 | 0 | 0 | 0 | 0 | 0
1 | 20 | 22 | 0 | 0 | 0 | 0 | 0 | 0 | 0 | 0 | 0
1 | 20 | 23 | 0 | 0 | 0 | 0 | 0 | 0 | 0 | 0 | 0
1 | 20 | 24 | 0 | 0 | 0 | 0 | 0 | 0 | 0 | 0 | 0
1 | 21 | 1 | 0 | 0 | 0 | 0 | 0 | 0 | 0 | 0 | 0
1 | 21 | 2 | 0 | 0 | 0 | 0 | 0 | 0 | 0 | 0 | 0
1 | 21 | 3 | 0 | 0 | 0 | 0 | 0 | 0 | 0 | 0 | 0
1 | 21 | 4 | 0 | 0 | 0 | 0 | 0 | 0 | 0 | 0 | 0
1 | 21 | 5 | 0 | 0 | 0 | 0 | 0 | 0 | 0 | 0 | 0
1 | 21 | 6 | 0 | 0 | 0 | 0 | 0 | 0 | 0 | 0 | 0
1 | 21 | 7 | 0 | 0 | 0 | 0 | 0 | 0 | 0 | 0 | 0
1 | 21 | 8 | 0 | 0 | 0 | 0 | 0 | 0 | 0 | 0 | 0
1 | 21 | 9 | 0 | 0 | 0 | 0 | 0 | 0 | 0 | 0 | 0
1 | 21 | 10 | 0 | 0 | 0 | 0 | 0 | 0 | 0 | 0 | 0
1 | 21 | 11 | 0 | 0 | 0 | 0 | 0 | 0 | 0 | 0 | 0
1 | 21 | 12 | 0 | 0 | 0 | 0 | 0 | 0 | 0 | 0 | 0
1 | 21 | 13 | 0 | 0 | 0 | 0 | 0 | 0 | 0 | 0 | 0
1 | 21 | 14 | 0 | 0 | 0 | 0 | 0 | 0 | 0 | 0 | 0
1 | 21 | 15 | 0 | 0 | 0 | 0 | 0 | 0 | 0 | 0 | 0
1 | 21 | 16 | 0 | 0 | 0 | 0 | 0 | 0 | 0 | 0 | 0
1 | 21 | 17 | 0 | 0 | 0 | 0 | 0 | 0 | 0 | 0 | 0
1 | 21 | 18 | 0 | 0 | 0 | 0 | 0 | 0 | 0 | 0 | 0
1 | 21 | 19 | 0 | 0 | 0 | 0 | 0 | 0 | 0 | 0 | 0
1 | 21 | 20 | 0 | 0 | 0 | 0 | 0 | 0 | 0 | 0 | 0
1 | 21 | 21 | 0 | 0 | 0 | 0 | 0 | 0 | 0 | 0 | 0
1 | 21 | 22 | 0 | 0 | 0 | 0 | 0 | 0 | 0 | 0 | 0
1 | 21 | 23 | 0 | 0 | 0 | 0 | 0 | 0 | 0 | 0 | 0
1 | 21 | 24 | 0 | 0 | 0 | 0 | 0 | 0 | 0 | 0 | 0
1 | 22 | 1 | 0 | 0 | 0 | 0 | 0 | 0 | 0 | 0 | 0
1 | 22 | 2 | 0 | 0 | 0 | 0 | 0 | 0 | 0 | 0 | 0
1 | 22 | 3 | 0 | 0 | 0 | 0 | 0 | 0 | 0 | 0 | 0
1 | 22 | 4 | 0 | 0 | 0 | 0 | 0 | 0 | 0 | 0 | 0
1 | 22 | 5 | 0 | 0 | 0 | 0 | 0 | 0 | 0 | 0 | 0
1 | 22 | 6 | 0 | 0 | 0 | 0 | 0 | 0 | 0 | 0 | 0
1 | 22 | 7 | 0 | 0 | 0 | 0 | 0 | 0 | 0 | 0 | 0
1 | 22 | 8 | 0 | 0 | 0 | 0 | 0 | 0 | 0 | 0 | 0
1 | 22 | 9 | 0 | 0 | 0 | 0 | 0 | 0 | 0 | 0 | 0
1 | 22 | 10 | 0 | 0 | 0 | 0 | 0 | 0 | 0 | 0 | 0
1 | 22 | 11 | 0 | 0 | 0 | 0 | 0 | 0 | 0 | 0 | 0
1 | 22 | 12 | 0 | 0 | 0 | 0 | 0 | 0 | 0 | 0 | 0
1 | 22 | 13 | 0 | 0 | 0 | 0 | 0 | 0 | 0 | 0 | 0
1 | 22 | 14 | 0 | 0 | 0 | 0 | 0 | 0 | 0 | 0 | 0
1 | 22 | 15 | 0 | 0 | 0 | 0 | 0 | 0 | 0 | 0 | 0
1 | 22 | 16 | 0 | 0 | 0 | 0 | 0 | 0 | 0 | 0 | 0
1 | 22 | 17 | 0 | 0 | 0 | 0 | 0 | 0 | 0 | 0 | 0
1 | 22 | 18 | 0 | 0 | 0 | 0 | 0 | 0 | 0 | 0 | 0
1 | 22 | 19 | 0 | 0 | 0 | 0 | 0 | 0 | 0 | 0 | 0
1 | 22 | 20 | 0 | 0 | 0 | 0 | 0 | 0 | 0 | 0 | 0
1 | 22 | 21 | 0 | 0 | 0 | 0 | 0 | 0 | 0 | 0 | 0
1 | 22 | 22 | 0 | 0 | 0 | 0 | 0 | 0 | 0 | 0 | 0
1 | 22 | 23 | 0 | 0 | 0 | 0 | 0 | 0 | 0 | 0 | 0
1 | 22 | 24 | 0 | 0 | 0 | 0 | 0 | 0 | 0 | 0 | 0
1 | 23 | 1 | 0 | 0 | 0 | 0 | 0 | 0 | 0 | 0 | 0
1 | 23 | 2 | 0 | 0 | 0 | 0 | 0 | 0 | 0 | 0 | 0
1 | 23 | 3 | 0 | 0 | 0 | 0 | 0 | 0 | 0 | 0 | 0
1 | 23 | 4 | 0 | 0 | 0 | 0 | 0 | 0 | 0 | 0 | 0
1 | 23 | 5 | 0 | 0 | 0 | 0 | 0 | 0 | 0 | 0 | 0
1 | 23 | 6 | 0 | 0 | 0 | 0 | 0 | 0 | 0 | 0 | 0
1 | 23 | 7 | 0 | 0 | 0 | 0 | 0 | 0 | 0 | 0 | 0
1 | 23 | 8 | 0 | 0 | 0 | 0 | 0 | 0 | 0 | 0 | 0
1 | 23 | 9 | 0 | 0 | 0 | 0 | 0 | 0 | 0 | 0 | 0
1 | 23 | 10 | 0 | 0 | 0 | 0 | 0 | 0 | 0 | 0 | 0
1 | 23 | 11 | 0 | 0 | 0 | 0 | 0 | 0 | 0 | 0 | 0
1 | 23 | 12 | 0 | 0 | 0 | 0 | 0 | 0 | 0 | 0 | 0
1 | 23 | 13 | 0 | 0 | 0 | 0 | 0 | 0 | 0 | 0 | 0
1 | 23 | 14 | 0 | 0 | 0 | 0 | 0 | 0 | 0 | 0 | 0
1 | 23 | 15 | 0 | 0 | 0 | 0 | 0 | 0 | 0 | 0 | 0
1 | 23 | 16 | 0 | 0 | 0 | 0 | 0 | 0 | 0 | 0 | 0
1 | 23 | 17 | 0 | 0 | 0 | 0 | 0 | 0 | 0 | 0 | 0
1 | 23 | 18 | 0 | 0 | 0 | 0 | 0 | 0 | 0 | 0 | 0
1 | 23 | 19 | 0 | 0 | 0 | 0 | 0 | 0 | 0 | 0 | 0
1 | 23 | 20 | 0 | 0 | 0 | 0 | 0 | 0 | 0 | 0 | 0
1 | 23 | 21 | 0 | 0 | 0 | 0 | 0 | 0 | 0 | 0 | 0
1 | 23 | 22 | 0 | 0 | 0 | 0 | 0 | 0 | 0 | 0 | 0
1 | 23 | 23 | 0 | 0 | 0 | 0 | 0 | 0 | 0 | 0 | 0
1 | 23 | 24 | 0 | 0 | 0 | 0 | 0 | 0 | 0 | 0 | 0
1 | 24 | 1 | 0 | 0 | 0 | 0 | 0 | 0 | 0 | 0 | 0
1 | 24 | 2 | 0 | 0 | 0 | 0 | 0 | 0 | 0 | 0 | 0
1 | 24 | 3 | 0 | 0 | 0 | 0 | 0 | 0 | 0 | 0 | 0
1 | 24 | 4 | 0 | 0 | 0 | 0 | 0 | 0 | 0 | 0 | 0
1 | 24 | 5 | 0 | 0 | 0 | 0 | 0 | 0 | 0 | 0 | 0
1 | 24 | 6 | 0 | 0 | 0 | 0 | 0 | 0 | 0 | 0 | 0
1 | 24 | 7 | 0 | 0 | 0 | 0 | 0 | 0 | 0 | 0 | 0
1 | 24 | 8 | 0 | 0 | 0 | 0 | 0 | 0 | 0 | 0 | 0
1 | 24 | 9 | 0 | 0 | 0 | 0 | 0 | 0 | 0 | 0 | 0
1 | 24 | 10 | 0 | 0 | 0 | 0 | 0 | 0 | 0 | 0 | 0
1 | 24 | 11 | 0 | 0 | 0 | 0 | 0 | 0 | 0 | 0 | 0
1 | 24 | 12 | 0 | 0 | 0 | 0 | 0 | 0 | 0 | 0 | 0
1 | 24 | 13 | 0 | 0 | 0 | 0 | 0 | 0 | 0 | 0 | 0
1 | 24 | 14 | 0 | 0 | 0 | 0 | 0 | 0 | 0 | 0 | 0
1 | 24 | 15 | 0 | 0 | 0 | 0 | 0 | 0 | 0 | 0 | 0
1 | 24 | 16 | 0 | 0 | 0 | 0 | 0 | 0 | 0 | 0 | 0
1 | 24 | 17 | 0 | 0 | 0 | 0 | 0 | 0 | 0 | 0 | 0
1 | 24 | 18 | 0 | 0 | 0 | 0 | 0 | 0 | 0 | 0 | 0
1 | 24 | 19 | 0 | 0 | 0 | 0 | 0 | 0 | 0 | 0 | 0
1 | 24 | 20 | 0 | 0 | 0 | 0 | 0 | 0 | 0 | 0 | 0
1 | 24 | 21 | 0 | 0 | 0 | 0 | 0 | 0 | 0 | 0 | 0
1 | 24 | 22 | 0 | 0 | 0 | 0 | 0 | 0 | 0 | 0 | 0
1 | 24 | 23 | 0 | 0 | 0 | 0 | 0 | 0 | 0 | 0 | 0
1 | 24 | 24 | 0 | 0 | 0 | 0 | 0 | 0 | 0 | 0 | 0
1 | 25 | 1 | 0 | 0 | 0 | 0 | 0 | 0 | 0 | 0 | 0
1 | 25 | 2 | 0 | 0 | 0 | 0 | 0 | 0 | 0 | 0 | 0
1 | 25 | 3 | 0 | 0 | 0 | 0 | 0 | 0 | 0 | 0 | 0
1 | 25 | 4 | 0 | 0 | 0 | 0 | 0 | 0 | 0 | 0 | 0
1 | 25 | 5 | 0 | 0 | 0 | 0 | 0 | 0 | 0 | 0 | 0
1 | 25 | 6 | 0 | 0 | 0 | 0 | 0 | 0 | 0 | 0 | 0
1 | 25 | 7 | 0 | 0 | 0 | 0 | 0 | 0 | 0 | 0 | 0
1 | 25 | 8 | 0 | 0 | 0 | 0 | 0 | 0 | 0 | 0 | 0
1 | 25 | 9 | 0 | 0 | 0 | 0 | 0 | 0 | 0 | 0 | 0
1 | 25 | 10 | 0 | 0 | 0 | 0 | 0 | 0 | 0 | 0 | 0
1 | 25 | 11 | 0 | 0 | 0 | 0 | 0 | 0 | 0 | 0 | 0
1 | 25 | 12 | 0 | 0 | 0 | 0 | 0 | 0 | 0 | 0 | 0
1 | 25 | 13 | 0 | 0 | 0 | 0 | 0 | 0 | 0 | 0 | 0
1 | 25 | 14 | 0 | 0 | 0 | 0 | 0 | 0 | 0 | 0 | 0
1 | 25 | 15 | 0 | 0 | 0 | 0 | 0 | 0 | 0 | 0 | 0
1 | 25 | 16 | 0 | 0 | 0 | 0 | 0 | 0 | 0 | 0 | 0
1 | 25 | 17 | 0 | 0 | 0 | 0 | 0 | 0 | 0 | 0 | 0
1 | 25 | 18 | 0 | 0 | 0 | 0 | 0 | 0 | 0 | 0 | 0
1 | 25 | 19 | 0 | 0 | 0 | 0 | 0 | 0 | 0 | 0 | 0
1 | 25 | 20 | 0 | 0 | 0 | 0 | 0 | 0 | 0 | 0 | 0
1 | 25 | 21 | 0 | 0 | 0 | 0 | 0 | 0 | 0 | 0 | 0
1 | 25 | 22 | 0 | 0 | 0 | 0 | 0 | 0 | 0 | 0 | 0
1 | 25 | 23 | 0 | 0 | 0 | 0 | 0 | 0 | 0 | 0 | 0
1 | 25 | 24 | 0 | 0 | 0 | 0 | 0 | 0 | 0 | 0 | 0
1 | 26 | 1 | 0 | 0 | 0 | 0 | 0 | 0 | 0 | 0 | 0
1 | 26 | 2 | 0 | 0 | 0 | 0 | 0 | 0 | 0 | 0 | 0
1 | 26 | 3 | 0 | 0 | 0 | 0 | 0 | 0 | 0 | 0 | 0
1 | 26 | 4 | 0 | 0 | 0 | 0 | 0 | 0 | 0 | 0 | 0
1 | 26 | 5 | 0 | 0 | 0 | 0 | 0 | 0 | 0 | 0 | 0
1 | 26 | 6 | 0 | 0 | 0 | 0 | 0 | 0 | 0 | 0 | 0
1 | 26 | 7 | 0 | 0 | 0 | 0 | 0 | 0 | 0 | 0 | 0
1 | 26 | 8 | 0 | 0 | 0 | 0 | 0 | 0 | 0 | 0 | 0
1 | 26 | 9 | 0 | 0 | 0 | 0 | 0 | 0 | 0 | 0 | 0
1 | 26 | 10 | 0 | 0 | 0 | 0 | 0 | 0 | 0 | 0 | 0
1 | 26 | 11 | 0 | 0 | 0 | 0 | 0 | 0 | 0 | 0 | 0
1 | 26 | 12 | 0 | 0 | 0 | 0 | 0 | 0 | 0 | 0 | 0
1 | 26 | 13 | 0 | 0 | 0 | 0 | 0 | 0 | 0 | 0 | 0
1 | 26 | 14 | 0 | 0 | 0 | 0 | 0 | 0 | 0 | 0 | 0
1 | 26 | 15 | 0 | 0 | 0 | 0 | 0 | 0 | 0 | 0 | 0
1 | 26 | 16 | 0 | 0 | 0 | 0 | 0 | 0 | 0 | 0 | 0
1 | 26 | 17 | 0 | 0 | 0 | 0 | 0 | 0 | 0 | 0 | 0
1 | 26 | 18 | 0 | 0 | 0 | 0 | 0 | 0 | 0 | 0 | 0
1 | 26 | 19 | 0 | 0 | 0 | 0 | 0 | 0 | 0 | 0 | 0
1 | 26 | 20 | 0 | 0 | 0 | 0 | 0 | 0 | 0 | 0 | 0
1 | 26 | 21 | 0 | 0 | 0 | 0 | 0 | 0 | 0 | 0 | 0
1 | 26 | 22 | 0 | 0 | 0 | 0 | 0 | 0 | 0 | 0 | 0
1 | 26 | 23 | 0 | 0 | 0 | 0 | 0 | 0 | 0 | 0 | 0
1 | 26 | 24 | 0 | 0 | 0 | 0 | 0 | 0 | 0 | 0 | 0
1 | 27 | 1 | 0 | 0 | 0 | 0 | 0 | 0 | 0 | 0 | 0
1 | 27 | 2 | 0 | 0 | 0 | 0 | 0 | 0 | 0 | 0 | 0
1 | 27 | 3 | 0 | 0 | 0 | 0 | 0 | 0 | 0 | 0 | 0
1 | 27 | 4 | 0 | 0 | 0 | 0 | 0 | 0 | 0 | 0 | 0
1 | 27 | 5 | 0 | 0 | 0 | 0 | 0 | 0 | 0 | 0 | 0
1 | 27 | 6 | 0 | 0 | 0 | 0 | 0 | 0 | 0 | 0 | 0
1 | 27 | 7 | 0 | 0 | 0 | 0 | 0 | 0 | 0 | 0 | 0
1 | 27 | 8 | 0 | 0 | 0 | 0 | 0 | 0 | 0 | 0 | 0
1 | 27 | 9 | 0 | 0 | 0 | 0 | 0 | 0 | 0 | 0 | 0
1 | 27 | 10 | 0 | 0 | 0 | 0 | 0 | 0 | 0 | 0 | 0
1 | 27 | 11 | 0 | 0 | 0 | 0 | 0 | 0 | 0 | 0 | 0
1 | 27 | 12 | 0 | 0 | 0 | 0 | 0 | 0 | 0 | 0 | 0
1 | 27 | 13 | 0 | 0 | 0 | 0 | 0 | 0 | 0 | 0 | 0
1 | 27 | 14 | 0 | 0 | 0 | 0 | 0 | 0 | 0 | 0 | 0
1 | 27 | 15 | 0 | 0 | 0 | 0 | 0 | 0 | 0 | 0 | 0
1 | 27 | 16 | 0 | 0 | 0 | 0 | 0 | 0 | 0 | 0 | 0
1 | 27 | 17 | 0 | 0 | 0 | 0 | 0 | 0 | 0 | 0 | 0
1 | 27 | 18 | 0 | 0 | 0 | 0 | 0 | 0 | 0 | 0 | 0
1 | 27 | 19 | 0 | 0 | 0 | 0 | 0 | 0 | 0 | 0 | 0
1 | 27 | 20 | 0 | 0 | 0 | 0 | 0 | 0 | 0 | 0 | 0
1 | 27 | 21 | 0 | 0 | 0 | 0 | 0 | 0 | 0 | 0 | 0
1 | 27 | 22 | 0 | 0 | 0 | 0 | 0 | 0 | 0 | 0 | 0
1 | 27 | 23 | 0 | 0 | 0 | 0 | 0 | 0 | 0 | 0 | 0
1 | 27 | 24 | 0 | 0 | 0 | 0 | 0 | 0 | 0 | 0 | 0
1 | 28 | 1 | 0 | 0 | 0 | 0 | 0 | 0 | 0 | 0 | 0
1 | 28 | 2 | 0 | 0 | 0 | 0 | 0 | 0 | 0 | 0 | 0
1 | 28 | 3 | 0 | 0 | 0 | 0 | 0 | 0 | 0 | 0 | 0
1 | 28 | 4 | 0 | 0 | 0 | 0 | 0 | 0 | 0 | 0 | 0
1 | 28 | 5 | 0 | 0 | 0 | 0 | 0 | 0 | 0 | 0 | 0
1 | 28 | 6 | 0 | 0 | 0 | 0 | 0 | 0 | 0 | 0 | 0
1 | 28 | 7 | 0 | 0 | 0 | 0 | 0 | 0 | 0 | 0 | 0
1 | 28 | 8 | 0 | 0 | 0 | 0 | 0 | 0 | 0 | 0 | 0
1 | 28 | 9 | 0 | 0 | 0 | 0 | 0 | 0 | 0 | 0 | 0
1 | 28 | 10 | 0 | 0 | 0 | 0 | 0 | 0 | 0 | 0 | 0
1 | 28 | 11 | 0 | 0 | 0 | 0 | 0 | 0 | 0 | 0 | 0
1 | 28 | 12 | 0 | 0 | 0 | 0 | 0 | 0 | 0 | 0 | 0
1 | 28 | 13 | 0 | 0 | 0 | 0 | 0 | 0 | 0 | 0 | 0
1 | 28 | 14 | 0 | 0 | 0 | 0 | 0 | 0 | 0 | 0 | 0
1 | 28 | 15 | 0 | 0 | 0 | 0 | 0 | 0 | 0 | 0 | 0
1 | 28 | 16 | 0 | 0 | 0 | 0 | 0 | 0 | 0 | 0 | 0
1 | 28 | 17 | 0 | 0 | 0 | 0 | 0 | 0 | 0 | 0 | 0
1 | 28 | 18 | 0 | 0 | 0 | 0 | 0 | 0 | 0 | 0 | 0
1 | 28 | 19 | 0 | 0 | 0 | 0 | 0 | 0 | 0 | 0 | 0
1 | 28 | 20 | 0 | 0 | 0 | 0 | 0 | 0 | 0 | 0 | 0
1 | 28 | 21 | 0 | 0 | 0 | 0 | 0 | 0 | 0 | 0 | 0
1 | 28 | 22 | 0 | 0 | 0 | 0 | 0 | 0 | 0 | 0 | 0
1 | 28 | 23 | 0 | 0 | 0 | 0 | 0 | 0 | 0 | 0 | 0
1 | 28 | 24 | 0 | 0 | 0 | 0 | 0 | 0 | 0 | 0 | 0
1 | 29 | 1 | 0 | 0 | 0 | 0 | 0 | 0 | 0 | 0 | 0
1 | 29 | 2 | 0 | 0 | 0 | 0 | 0 | 0 | 0 | 0 | 0
1 | 29 | 3 | 0 | 0 | 0 | 0 | 0 | 0 | 0 | 0 | 0
1 | 29 | 4 | 0 | 0 | 0 | 0 | 0 | 0 | 0 | 0 | 0
1 | 29 | 5 | 0 | 0 | 0 | 0 | 0 | 0 | 0 | 0 | 0
1 | 29 | 6 | 0 | 0 | 0 | 0 | 0 | 0 | 0 | 0 | 0
1 | 29 | 7 | 0 | 0 | 0 | 0 | 0 | 0 | 0 | 0 | 0
1 | 29 | 8 | 0 | 0 | 0 | 0 | 0 | 0 | 0 | 0 | 0
1 | 29 | 9 | 0 | 0 | 0 | 0 | 0 | 0 | 0 | 0 | 0
1 | 29 | 10 | 0 | 0 | 0 | 0 | 0 | 0 | 0 | 0 | 0
1 | 29 | 11 | 0 | 0 | 0 | 0 | 0 | 0 | 0 | 0 | 0
1 | 29 | 12 | 0 | 0 | 0 | 0 | 0 | 0 | 0 | 0 | 0
1 | 29 | 13 | 0 | 0 | 0 | 0 | 0 | 0 | 0 | 0 | 0
1 | 29 | 14 | 0 | 0 | 0 | 0 | 0 | 0 | 0 | 0 | 0
1 | 29 | 15 | 0 | 0 | 0 | 0 | 0 | 0 | 0 | 0 | 0
1 | 29 | 16 | 0 | 0 | 0 | 0 | 0 | 0 | 0 | 0 | 0
1 | 29 | 17 | 0 | 0 | 0 | 0 | 0 | 0 | 0 | 0 | 0
1 | 29 | 18 | 0 | 0 | 0 | 0 | 0 | 0 | 0 | 0 | 0
1 | 29 | 19 | 0 | 0 | 0 | 0 | 0 | 0 | 0 | 0 | 0
1 | 29 | 20 | 0 | 0 | 0 | 0 | 0 | 0 | 0 | 0 | 0
1 | 29 | 21 | 0 | 0 | 0 | 0 | 0 | 0 | 0 | 0 | 0
1 | 29 | 22 | 0 | 0 | 0 | 0 | 0 | 0 | 0 | 0 | 0
1 | 29 | 23 | 0 | 0 | 0 | 0 | 0 | 0 | 0 | 0 | 0
1 | 29 | 24 | 0 | 0 | 0 | 0 | 0 | 0 | 0 | 0 | 0
1 | 30 | 1 | 0 | 0 | 0 | 0 | 0 | 0 | 0 | 0 | 0
1 | 30 | 2 | 0 | 0 | 0 | 0 | 0 | 0 | 0 | 0 | 0
1 | 30 | 3 | 0 | 0 | 0 | 0 | 0 | 0 | 0 | 0 | 0
1 | 30 | 4 | 0 | 0 | 0 | 0 | 0 | 0 | 0 | 0 | 0
1 | 30 | 5 | 0 | 0 | 0 | 0 | 0 | 0 | 0 | 0 | 0
1 | 30 | 6 | 0 | 0 | 0 | 0 | 0 | 0 | 0 | 0 | 0
1 | 30 | 7 | 0 | 0 | 0 | 0 | 0 | 0 | 0 | 0 | 0
1 | 30 | 8 | 0 | 0 | 0 | 0 | 0 | 0 | 0 | 0 | 0
1 | 30 | 9 | 0 | 0 | 0 | 0 | 0 | 0 | 0 | 0 | 0
1 | 30 | 10 | 0 | 0 | 0 | 0 | 0 | 0 | 0 | 0 | 0
1 | 30 | 11 | 0 | 0 | 0 | 0 | 0 | 0 | 0 | 0 | 0
1 | 30 | 12 | 0 | 0 | 0 | 0 | 0 | 0 | 0 | 0 | 0
1 | 30 | 13 | 0 | 0 | 0 | 0 | 0 | 0 | 0 | 0 | 0
1 | 30 | 14 | 0 | 0 | 0 | 0 | 0 | 0 | 0 | 0 | 0
1 | 30 | 15 | 0 | 0 | 0 | 0 | 0 | 0 | 0 | 0 | 0
1 | 30 | 16 | 0 | 0 | 0 | 0 | 0 | 0 | 0 | 0 | 0
1 | 30 | 17 | 0 | 0 | 0 | 0 | 0 | 0 | 0 | 0 | 0
1 | 30 | 18 | 0 | 0 | 0 | 0 | 0 | 0 | 0 | 0 | 0
1 | 30 | 19 | 0 | 0 | 0 | 0 | 0 | 0 | 0 | 0 | 0
1 | 30 | 20 | 0 | 0 | 0 | 0 | 0 | 0 | 0 | 0 | 0
1 | 30 | 21 | 0 | 0 | 0 | 0 | 0 | 0 | 0 | 0 | 0
1 | 30 | 22 | 0 | 0 | 0 | 0 | 0 | 0 | 0 | 0 | 0
1 | 30 | 23 | 0 | 0 | 0 | 0 | 0 | 0 | 0 | 0 | 0
1 | 30 | 24 | 0 | 0 | 0 | 0 | 0 | 0 | 0 | 0 | 0
1 | 31 | 1 | 0 | 0 | 0 | 0 | 0 | 0 | 0 | 0 | 0
1 | 31 | 2 | 0 | 0 | 0 | 0 | 0 | 0 | 0 | 0 | 0
1 | 31 | 3 | 0 | 0 | 0 | 0 | 0 | 0 | 0 | 0 | 0
1 | 31 | 4 | 0 | 0 | 0 | 0 | 0 | 0 | 0 | 0 | 0
1 | 31 | 5 | 0 | 0 | 0 | 0 | 0 | 0 | 0 | 0 | 0
1 | 31 | 6 | 0 | 0 | 0 | 0 | 0 | 0 | 0 | 0 | 0
1 | 31 | 7 | 0 | 0 | 0 | 0 | 0 | 0 | 0 | 0 | 0
1 | 31 | 8 | 0 | 0 | 0 | 0 | 0 | 0 | 0 | 0 | 0
1 | 31 | 9 | 0 | 0 | 0 | 0 | 0 | 0 | 0 | 0 | 0
1 | 31 | 10 | 0 | 0 | 0 | 0 | 0 | 0 | 0 | 0 | 0
1 | 31 | 11 | 0 | 0 | 0 | 0 | 0 | 0 | 0 | 0 | 0
1 | 31 | 12 | 0 | 0 | 0 | 0 | 0 | 0 | 0 | 0 | 0
1 | 31 | 13 | 0 | 0 | 0 | 0 | 0 | 0 | 0 | 0 | 0
1 | 31 | 14 | 0 | 0 | 0 | 0 | 0 | 0 | 0 | 0 | 0
1 | 31 | 15 | 0 | 0 | 0 | 0 | 0 | 0 | 0 | 0 | 0
1 | 31 | 16 | 0 | 0 | 0 | 0 | 0 | 0 | 0 | 0 | 0
1 | 31 | 17 | 0 | 0 | 0 | 0 | 0 | 0 | 0 | 0 | 0
1 | 31 | 18 | 0 | 0 | 0 | 0 | 0 | 0 | 0 | 0 | 0
1 | 31 | 19 | 0 | 0 | 0 | 0 | 0 | 0 | 0 | 0 | 0
1 | 31 | 20 | 0 | 0 | 0 | 0 | 0 | 0 | 0 | 0 | 0
1 | 31 | 21 | 0 | 0 | 0 | 0 | 0 | 0 | 0 | 0 | 0
1 | 31 | 22 | 0 | 0 | 0 | 0 | 0 | 0 | 0 | 0 | 0
1 | 31 | 23 | 0 | 0 | 0 | 0 | 0 | 0 | 0 | 0 | 0
1 | 31 | 24 | 0 | 0 | 0 | 0 | 0 | 0 | 0 | 0 | 0
2 | 1 | 1 | 0 | 0 | 0 | 0 | 0 | 0 | 0 | 0 | 0
2 | 1 | 2 | 0 | 0 | 0 | 0 | 0 | 0 | 0 | 0 | 0
2 | 1 | 3 | 0 | 0 | 0 | 0 | 0 | 0 | 0 | 0 | 0
2 | 1 | 4 | 0 | 0 | 0 | 0 | 0 | 0 | 0 | 0 | 0
2 | 1 | 5 | 0 | 0 | 0 | 0 | 0 | 0 | 0 | 0 | 0
2 | 1 | 6 | 0 | 0 | 0 | 0 | 0 | 0 | 0 | 0 | 0
2 | 1 | 7 | 0 | 0 | 0 | 0 | 0 | 0 | 0 | 0 | 0
2 | 1 | 8 | 0 | 0 | 0 | 0 | 0 | 0 | 0 | 0 | 0
2 | 1 | 9 | 0 | 0 | 0 | 0 | 0 | 0 | 0 | 0 | 0
2 | 1 | 10 | 0 | 0 | 0 | 0 | 0 | 0 | 0 | 0 | 0
2 | 1 | 11 | 0 | 0 | 0 | 0 | 0 | 0 | 0 | 0 | 0
2 | 1 | 12 | 0 | 0 | 0 | 0 | 0 | 0 | 0 | 0 | 0
2 | 1 | 13 | 0 | 0 | 0 | 0 | 0 | 0 | 0 | 0 | 0
2 | 1 | 14 | 0 | 0 | 0 | 0 | 0 | 0 | 0 | 0 | 0
2 | 1 | 15 | 0 | 0 | 0 | 0 | 0 | 0 | 0 | 0 | 0
2 | 1 | 16 | 0 | 0 | 0 | 0 | 0 | 0 | 0 | 0 | 0
2 | 1 | 17 | 0 | 0 | 0 | 0 | 0 | 0 | 0 | 0 | 0
2 | 1 | 18 | 0 | 0 | 0 | 0 | 0 | 0 | 0 | 0 | 0
2 | 1 | 19 | 0 | 0 | 0 | 0 | 0 | 0 | 0 | 0 | 0
2 | 1 | 20 | 0 | 0 | 0 | 0 | 0 | 0 | 0 | 0 | 0
2 | 1 | 21 | 0 | 0 | 0 | 0 | 0 | 0 | 0 | 0 | 0
2 | 1 | 22 | 0 | 0 | 0 | 0 | 0 | 0 | 0 | 0 | 0
2 | 1 | 23 | 0 | 0 | 0 | 0 | 0 | 0 | 0 | 0 | 0
2 | 1 | 24 | 0 | 0 | 0 | 0 | 0 | 0 | 0 | 0 | 0
2 | 2 | 1 | 0 | 0 | 0 | 0 | 0 | 0 | 0 | 0 | 0
2 | 2 | 2 | 0 | 0 | 0 | 0 | 0 | 0 | 0 | 0 | 0
2 | 2 | 3 | 0 | 0 | 0 | 0 | 0 | 0 | 0 | 0 | 0
2 | 2 | 4 | 0 | 0 | 0 | 0 | 0 | 0 | 0 | 0 | 0
2 | 2 | 5 | 0 | 0 | 0 | 0 | 0 | 0 | 0 | 0 | 0
2 | 2 | 6 | 0 | 0 | 0 | 0 | 0 | 0 | 0 | 0 | 0
2 | 2 | 7 | 0 | 0 | 0 | 0 | 0 | 0 | 0 | 0 | 0
2 | 2 | 8 | 0 | 0 | 0 | 0 | 0 | 0 | 0 | 0 | 0
2 | 2 | 9 | 0 | 0 | 0 | 0 | 0 | 0 | 0 | 0 | 0
2 | 2 | 10 | 0 | 0 | 0 | 0 | 0 | 0 | 0 | 0 | 0
2 | 2 | 11 | 0 | 0 | 0 | 0 | 0 | 0 | 0 | 0 | 0
2 | 2 | 12 | 0 | 0 | 0 | 0 | 0 | 0 | 0 | 0 | 0
2 | 2 | 13 | 0 | 0 | 0 | 0 | 0 | 0 | 0 | 0 | 0
2 | 2 | 14 | 0 | 0 | 0 | 0 | 0 | 0 | 0 | 0 | 0
2 | 2 | 15 | 0 | 0 | 0 | 0 | 0 | 0 | 0 | 0 | 0
2 | 2 | 16 | 0 | 0 | 0 | 0 | 0 | 0 | 0 | 0 | 0
2 | 2 | 17 | 0 | 0 | 0 | 0 | 0 | 0 | 0 | 0 | 0
2 | 2 | 18 | 0 | 0 | 0 | 0 | 0 | 0 | 0 | 0 | 0
2 | 2 | 19 | 0 | 0 | 0 | 0 | 0 | 0 | 0 | 0 | 0
2 | 2 | 20 | 0 | 0 | 0 | 0 | 0 | 0 | 0 | 0 | 0
2 | 2 | 21 | 0 | 0 | 0 | 0 | 0 | 0 | 0 | 0 | 0
2 | 2 | 22 | 0 | 0 | 0 | 0 | 0 | 0 | 0 | 0 | 0
2 | 2 | 23 | 0 | 0 | 0 | 0 | 0 | 0 | 0 | 0 | 0
2 | 2 | 24 | 0 | 0 | 0 | 0 | 0 | 0 | 0 | 0 | 0
2 | 3 | 1 | 0 | 0 | 0 | 0 | 0 | 0 | 0 | 0 | 0
2 | 3 | 2 | 0 | 0 | 0 | 0 | 0 | 0 | 0 | 0 | 0
2 | 3 | 3 | 0 | 0 | 0 | 0 | 0 | 0 | 0 | 0 | 0
2 | 3 | 4 | 0 | 0 | 0 | 0 | 0 | 0 | 0 | 0 | 0
2 | 3 | 5 | 0 | 0 | 0 | 0 | 0 | 0 | 0 | 0 | 0
2 | 3 | 6 | 0 | 0 | 0 | 0 | 0 | 0 | 0 | 0 | 0
2 | 3 | 7 | 0 | 0 | 0 | 0 | 0 | 0 | 0 | 0 | 0
2 | 3 | 8 | 0 | 0 | 0 | 0 | 0 | 0 | 0 | 0 | 0
2 | 3 | 9 | 0 | 0 | 0 | 0 | 0 | 0 | 0 | 0 | 0
2 | 3 | 10 | 0 | 0 | 0 | 0 | 0 | 0 | 0 | 0 | 0
2 | 3 | 11 | 0 | 0 | 0 | 0 | 0 | 0 | 0 | 0 | 0
2 | 3 | 12 | 0 | 0 | 0 | 0 | 0 | 0 | 0 | 0 | 0
2 | 3 | 13 | 0 | 0 | 0 | 0 | 0 | 0 | 0 | 0 | 0
2 | 3 | 14 | 0 | 0 | 0 | 0 | 0 | 0 | 0 | 0 | 0
2 | 3 | 15 | 0 | 0 | 0 | 0 | 0 | 0 | 0 | 0 | 0
2 | 3 | 16 | 0 | 0 | 0 | 0 | 0 | 0 | 0 | 0 | 0
2 | 3 | 17 | 0 | 0 | 0 | 0 | 0 | 0 | 0 | 0 | 0
2 | 3 | 18 | 0 | 0 | 0 | 0 | 0 | 0 | 0 | 0 | 0
2 | 3 | 19 | 0 | 0 | 0 | 0 | 0 | 0 | 0 | 0 | 0
2 | 3 | 20 | 0 | 0 | 0 | 0 | 0 | 0 | 0 | 0 | 0
2 | 3 | 21 | 0 | 0 | 0 | 0 | 0 | 0 | 0 | 0 | 0
2 | 3 | 22 | 0 | 0 | 0 | 0 | 0 | 0 | 0 | 0 | 0
2 | 3 | 23 | 0 | 0 | 0 | 0 | 0 | 0 | 0 | 0 | 0
2 | 3 | 24 | 0 | 0 | 0 | 0 | 0 | 0 | 0 | 0 | 0
2 | 4 | 1 | 0 | 0 | 0 | 0 | 0 | 0 | 0 | 0 | 0
2 | 4 | 2 | 0 | 0 | 0 | 0 | 0 | 0 | 0 | 0 | 0
2 | 4 | 3 | 0 | 0 | 0 | 0 | 0 | 0 | 0 | 0 | 0
2 | 4 | 4 | 0 | 0 | 0 | 0 | 0 | 0 | 0 | 0 | 0
2 | 4 | 5 | 0 | 0 | 0 | 0 | 0 | 0 | 0 | 0 | 0
2 | 4 | 6 | 0 | 0 | 0 | 0 | 0 | 0 | 0 | 0 | 0
2 | 4 | 7 | 0 | 0 | 0 | 0 | 0 | 0 | 0 | 0 | 0
2 | 4 | 8 | 0 | 0 | 0 | 0 | 0 | 0 | 0 | 0 | 0
2 | 4 | 9 | 0 | 0 | 0 | 0 | 0 | 0 | 0 | 0 | 0
2 | 4 | 10 | 0 | 0 | 0 | 0 | 0 | 0 | 0 | 0 | 0
2 | 4 | 11 | 0 | 0 | 0 | 0 | 0 | 0 | 0 | 0 | 0
2 | 4 | 12 | 0 | 0 | 0 | 0 | 0 | 0 | 0 | 0 | 0
2 | 4 | 13 | 0 | 0 | 0 | 0 | 0 | 0 | 0 | 0 | 0
2 | 4 | 14 | 0 | 0 | 0 | 0 | 0 | 0 | 0 | 0 | 0
2 | 4 | 15 | 0 | 0 | 0 | 0 | 0 | 0 | 0 | 0 | 0
2 | 4 | 16 | 0 | 0 | 0 | 0 | 0 | 0 | 0 | 0 | 0
2 | 4 | 17 | 0 | 0 | 0 | 0 | 0 | 0 | 0 | 0 | 0
2 | 4 | 18 | 0 | 0 | 0 | 0 | 0 | 0 | 0 | 0 | 0
2 | 4 | 19 | 0 | 0 | 0 | 0 | 0 | 0 | 0 | 0 | 0
2 | 4 | 20 | 0 | 0 | 0 | 0 | 0 | 0 | 0 | 0 | 0
2 | 4 | 21 | 0 | 0 | 0 | 0 | 0 | 0 | 0 | 0 | 0
2 | 4 | 22 | 0 | 0 | 0 | 0 | 0 | 0 | 0 | 0 | 0
2 | 4 | 23 | 0 | 0 | 0 | 0 | 0 | 0 | 0 | 0 | 0
2 | 4 | 24 | 0 | 0 | 0 | 0 | 0 | 0 | 0 | 0 | 0
2 | 5 | 1 | 0 | 0 | 0 | 0 | 0 | 0 | 0 | 0 | 0
2 | 5 | 2 | 0 | 0 | 0 | 0 | 0 | 0 | 0 | 0 | 0
2 | 5 | 3 | 0 | 0 | 0 | 0 | 0 | 0 | 0 | 0 | 0
2 | 5 | 4 | 0 | 0 | 0 | 0 | 0 | 0 | 0 | 0 | 0
2 | 5 | 5 | 0 | 0 | 0 | 0 | 0 | 0 | 0 | 0 | 0
2 | 5 | 6 | 0 | 0 | 0 | 0 | 0 | 0 | 0 | 0 | 0
2 | 5 | 7 | 0 | 0 | 0 | 0 | 0 | 0 | 0 | 0 | 0
2 | 5 | 8 | 0 | 0 | 0 | 0 | 0 | 0 | 0 | 0 | 0
2 | 5 | 9 | 0 | 0 | 0 | 0 | 0 | 0 | 0 | 0 | 0
2 | 5 | 10 | 0 | 0 | 0 | 0 | 0 | 0 | 0 | 0 | 0
2 | 5 | 11 | 0 | 0 | 0 | 0 | 0 | 0 | 0 | 0 | 0
2 | 5 | 12 | 0 | 0 | 0 | 0 | 0 | 0 | 0 | 0 | 0
2 | 5 | 13 | 0 | 0 | 0 | 0 | 0 | 0 | 0 | 0 | 0
2 | 5 | 14 | 0 | 0 | 0 | 0 | 0 | 0 | 0 | 0 | 0
2 | 5 | 15 | 0 | 0 | 0 | 0 | 0 | 0 | 0 | 0 | 0
2 | 5 | 16 | 0 | 0 | 0 | 0 | 0 | 0 | 0 | 0 | 0
2 | 5 | 17 | 0 | 0 | 0 | 0 | 0 | 0 | 0 | 0 | 0
2 | 5 | 18 | 0 | 0 | 0 | 0 | 0 | 0 | 0 | 0 | 0
2 | 5 | 19 | 0 | 0 | 0 | 0 | 0 | 0 | 0 | 0 | 0
2 | 5 | 20 | 0 | 0 | 0 | 0 | 0 | 0 | 0 | 0 | 0
2 | 5 | 21 | 0 | 0 | 0 | 0 | 0 | 0 | 0 | 0 | 0
2 | 5 | 22 | 0 | 0 | 0 | 0 | 0 | 0 | 0 | 0 | 0
2 | 5 | 23 | 0 | 0 | 0 | 0 | 0 | 0 | 0 | 0 | 0
2 | 5 | 24 | 0 | 0 | 0 | 0 | 0 | 0 | 0 | 0 | 0
2 | 6 | 1 | 0 | 0 | 0 | 0 | 0 | 0 | 0 | 0 | 0
2 | 6 | 2 | 0 | 0 | 0 | 0 | 0 | 0 | 0 | 0 | 0
2 | 6 | 3 | 0 | 0 | 0 | 0 | 0 | 0 | 0 | 0 | 0
2 | 6 | 4 | 0 | 0 | 0 | 0 | 0 | 0 | 0 | 0 | 0
2 | 6 | 5 | 0 | 0 | 0 | 0 | 0 | 0 | 0 | 0 | 0
2 | 6 | 6 | 0 | 0 | 0 | 0 | 0 | 0 | 0 | 0 | 0
2 | 6 | 7 | 0 | 0 | 0 | 0 | 0 | 0 | 0 | 0 | 0
2 | 6 | 8 | 0 | 0 | 0 | 0 | 0 | 0 | 0 | 0 | 0
2 | 6 | 9 | 0 | 0 | 0 | 0 | 0 | 0 | 0 | 0 | 0
2 | 6 | 10 | 0 | 0 | 0 | 0 | 0 | 0 | 0 | 0 | 0
2 | 6 | 11 | 0 | 0 | 0 | 0 | 0 | 0 | 0 | 0 | 0
2 | 6 | 12 | 0 | 0 | 0 | 0 | 0 | 0 | 0 | 0 | 0
2 | 6 | 13 | 0 | 0 | 0 | 0 | 0 | 0 | 0 | 0 | 0
2 | 6 | 14 | 0 | 0 | 0 | 0 | 0 | 0 | 0 | 0 | 0
2 | 6 | 15 | 0 | 0 | 0 | 0 | 0 | 0 | 0 | 0 | 0
2 | 6 | 16 | 0 | 0 | 0 | 0 | 0 | 0 | 0 | 0 | 0
2 | 6 | 17 | 0 | 0 | 0 | 0 | 0 | 0 | 0 | 0 | 0
2 | 6 | 18 | 0 | 0 | 0 | 0 | 0 | 0 | 0 | 0 | 0
2 | 6 | 19 | 0 | 0 | 0 | 0 | 0 | 0 | 0 | 0 | 0
2 | 6 | 20 | 0 | 0 | 0 | 0 | 0 | 0 | 0 | 0 | 0
2 | 6 | 21 | 0 | 0 | 0 | 0 | 0 | 0 | 0 | 0 | 0
2 | 6 | 22 | 0 | 0 | 0 | 0 | 0 | 0 | 0 | 0 | 0
2 | 6 | 23 | 0 | 0 | 0 | 0 | 0 | 0 | 0 | 0 | 0
2 | 6 | 24 | 0 | 0 | 0 | 0 | 0 | 0 | 0 | 0 | 0
2 | 7 | 1 | 0 | 0 | 0 | 0 | 0 | 0 | 0 | 0 | 0
2 | 7 | 2 | 0 | 0 | 0 | 0 | 0 | 0 | 0 | 0 | 0
2 | 7 | 3 | 0 | 0 | 0 | 0 | 0 | 0 | 0 | 0 | 0
2 | 7 | 4 | 0 | 0 | 0 | 0 | 0 | 0 | 0 | 0 | 0
2 | 7 | 5 | 0 | 0 | 0 | 0 | 0 | 0 | 0 | 0 | 0
2 | 7 | 6 | 0 | 0 | 0 | 0 | 0 | 0 | 0 | 0 | 0
2 | 7 | 7 | 0 | 0 | 0 | 0 | 0 | 0 | 0 | 0 | 0
2 | 7 | 8 | 0 | 0 | 0 | 0 | 0 | 0 | 0 | 0 | 0
2 | 7 | 9 | 0 | 0 | 0 | 0 | 0 | 0 | 0 | 0 | 0
2 | 7 | 10 | 0 | 0 | 0 | 0 | 0 | 0 | 0 | 0 | 0
2 | 7 | 11 | 0 | 0 | 0 | 0 | 0 | 0 | 0 | 0 | 0
2 | 7 | 12 | 0 | 0 | 0 | 0 | 0 | 0 | 0 | 0 | 0
2 | 7 | 13 | 0 | 0 | 0 | 0 | 0 | 0 | 0 | 0 | 0
2 | 7 | 14 | 0 | 0 | 0 | 0 | 0 | 0 | 0 | 0 | 0
2 | 7 | 15 | 0 | 0 | 0 | 0 | 0 | 0 | 0 | 0 | 0
2 | 7 | 16 | 0 | 0 | 0 | 0 | 0 | 0 | 0 | 0 | 0
2 | 7 | 17 | 0 | 0 | 0 | 0 | 0 | 0 | 0 | 0 | 0
2 | 7 | 18 | 0 | 0 | 0 | 0 | 0 | 0 | 0 | 0 | 0
2 | 7 | 19 | 0 | 0 | 0 | 0 | 0 | 0 | 0 | 0 | 0
2 | 7 | 20 | 0 | 0 | 0 | 0 | 0 | 0 | 0 | 0 | 0
2 | 7 | 21 | 0 | 0 | 0 | 0 | 0 | 0 | 0 | 0 | 0
2 | 7 | 22 | 0 | 0 | 0 | 0 | 0 | 0 | 0 | 0 | 0
2 | 7 | 23 | 0 | 0 | 0 | 0 | 0 | 0 | 0 | 0 | 0
2 | 7 | 24 | 0 | 0 | 0 | 0 | 0 | 0 | 0 | 0 | 0
2 | 8 | 1 | 0 | 0 | 0 | 0 | 0 | 0 | 0 | 0 | 0
2 | 8 | 2 | 0 | 0 | 0 | 0 | 0 | 0 | 0 | 0 | 0
2 | 8 | 3 | 0 | 0 | 0 | 0 | 0 | 0 | 0 | 0 | 0
2 | 8 | 4 | 0 | 0 | 0 | 0 | 0 | 0 | 0 | 0 | 0
2 | 8 | 5 | 0 | 0 | 0 | 0 | 0 | 0 | 0 | 0 | 0
2 | 8 | 6 | 0 | 0 | 0 | 0 | 0 | 0 | 0 | 0 | 0
2 | 8 | 7 | 0 | 0 | 0 | 0 | 0 | 0 | 0 | 0 | 0
2 | 8 | 8 | 0 | 0 | 0 | 0 | 0 | 0 | 0 | 0 | 0
2 | 8 | 9 | 0 | 0 | 0 | 0 | 0 | 0 | 0 | 0 | 0
2 | 8 | 10 | 0 | 0 | 0 | 0 | 0 | 0 | 0 | 0 | 0
2 | 8 | 11 | 0 | 0 | 0 | 0 | 0 | 0 | 0 | 0 | 0
2 | 8 | 12 | 0 | 0 | 0 | 0 | 0 | 0 | 0 | 0 | 0
2 | 8 | 13 | 0 | 0 | 0 | 0 | 0 | 0 | 0 | 0 | 0
2 | 8 | 14 | 0 | 0 | 0 | 0 | 0 | 0 | 0 | 0 | 0
2 | 8 | 15 | 0 | 0 | 0 | 0 | 0 | 0 | 0 | 0 | 0
2 | 8 | 16 | 0 | 0 | 0 | 0 | 0 | 0 | 0 | 0 | 0
2 | 8 | 17 | 0 | 0 | 0 | 0 | 0 | 0 | 0 | 0 | 0
2 | 8 | 18 | 0 | 0 | 0 | 0 | 0 | 0 | 0 | 0 | 0
2 | 8 | 19 | 0 | 0 | 0 | 0 | 0 | 0 | 0 | 0 | 0
2 | 8 | 20 | 0 | 0 | 0 | 0 | 0 | 0 | 0 | 0 | 0
2 | 8 | 21 | 0 | 0 | 0 | 0 | 0 | 0 | 0 | 0 | 0
2 | 8 | 22 | 0 | 0 | 0 | 0 | 0 | 0 | 0 | 0 | 0
2 | 8 | 23 | 0 | 0 | 0 | 0 | 0 | 0 | 0 | 0 | 0
2 | 8 | 24 | 0 | 0 | 0 | 0 | 0 | 0 | 0 | 0 | 0
2 | 9 | 1 | 0 | 0 | 0 | 0 | 0 | 0 | 0 | 0 | 0
2 | 9 | 2 | 0 | 0 | 0 | 0 | 0 | 0 | 0 | 0 | 0
2 | 9 | 3 | 0 | 0 | 0 | 0 | 0 | 0 | 0 | 0 | 0
2 | 9 | 4 | 0 | 0 | 0 | 0 | 0 | 0 | 0 | 0 | 0
2 | 9 | 5 | 0 | 0 | 0 | 0 | 0 | 0 | 0 | 0 | 0
2 | 9 | 6 | 0 | 0 | 0 | 0 | 0 | 0 | 0 | 0 | 0
2 | 9 | 7 | 0 | 0 | 0 | 0 | 0 | 0 | 0 | 0 | 0
2 | 9 | 8 | 0 | 0 | 0 | 0 | 0 | 0 | 0 | 0 | 0
2 | 9 | 9 | 0 | 0 | 0 | 0 | 0 | 0 | 0 | 0 | 0
2 | 9 | 10 | 0 | 0 | 0 | 0 | 0 | 0 | 0 | 0 | 0
2 | 9 | 11 | 0 | 0 | 0 | 0 | 0 | 0 | 0 | 0 | 0
2 | 9 | 12 | 0 | 0 | 0 | 0 | 0 | 0 | 0 | 0 | 0
2 | 9 | 13 | 0 | 0 | 0 | 0 | 0 | 0 | 0 | 0 | 0
2 | 9 | 14 | 0 | 0 | 0 | 0 | 0 | 0 | 0 | 0 | 0
2 | 9 | 15 | 0 | 0 | 0 | 0 | 0 | 0 | 0 | 0 | 0
2 | 9 | 16 | 0 | 0 | 0 | 0 | 0 | 0 | 0 | 0 | 0
2 | 9 | 17 | 0 | 0 | 0 | 0 | 0 | 0 | 0 | 0 | 0
2 | 9 | 18 | 0 | 0 | 0 | 0 | 0 | 0 | 0 | 0 | 0
2 | 9 | 19 | 0 | 0 | 0 | 0 | 0 | 0 | 0 | 0 | 0
2 | 9 | 20 | 0 | 0 | 0 | 0 | 0 | 0 | 0 | 0 | 0
2 | 9 | 21 | 0 | 0 | 0 | 0 | 0 | 0 | 0 | 0 | 0
2 | 9 | 22 | 0 | 0 | 0 | 0 | 0 | 0 | 0 | 0 | 0
2 | 9 | 23 | 0 | 0 | 0 | 0 | 0 | 0 | 0 | 0 | 0
2 | 9 | 24 | 0 | 0 | 0 | 0 | 0 | 0 | 0 | 0 | 0
2 | 10 | 1 | 0 | 0 | 0 | 0 | 0 | 0 | 0 | 0 | 0
2 | 10 | 2 | 0 | 0 | 0 | 0 | 0 | 0 | 0 | 0 | 0
2 | 10 | 3 | 0 | 0 | 0 | 0 | 0 | 0 | 0 | 0 | 0
2 | 10 | 4 | 0 | 0 | 0 | 0 | 0 | 0 | 0 | 0 | 0
2 | 10 | 5 | 0 | 0 | 0 | 0 | 0 | 0 | 0 | 0 | 0
2 | 10 | 6 | 0 | 0 | 0 | 0 | 0 | 0 | 0 | 0 | 0
2 | 10 | 7 | 0 | 0 | 0 | 0 | 0 | 0 | 0 | 0 | 0
2 | 10 | 8 | 0 | 0 | 0 | 0 | 0 | 0 | 0 | 0 | 0
2 | 10 | 9 | 0 | 0 | 0 | 0 | 0 | 0 | 0 | 0 | 0
2 | 10 | 10 | 0 | 0 | 0 | 0 | 0 | 0 | 0 | 0 | 0
2 | 10 | 11 | 0 | 0 | 0 | 0 | 0 | 0 | 0 | 0 | 0
2 | 10 | 12 | 0 | 0 | 0 | 0 | 0 | 0 | 0 | 0 | 0
2 | 10 | 13 | 0 | 0 | 0 | 0 | 0 | 0 | 0 | 0 | 0
2 | 10 | 14 | 0 | 0 | 0 | 0 | 0 | 0 | 0 | 0 | 0
2 | 10 | 15 | 0 | 0 | 0 | 0 | 0 | 0 | 0 | 0 | 0
2 | 10 | 16 | 0 | 0 | 0 | 0 | 0 | 0 | 0 | 0 | 0
2 | 10 | 17 | 0 | 0 | 0 | 0 | 0 | 0 | 0 | 0 | 0
2 | 10 | 18 | 0 | 0 | 0 | 0 | 0 | 0 | 0 | 0 | 0
2 | 10 | 19 | 0 | 0 | 0 | 0 | 0 | 0 | 0 | 0 | 0
2 | 10 | 20 | 0 | 0 | 0 | 0 | 0 | 0 | 0 | 0 | 0
2 | 10 | 21 | 0 | 0 | 0 | 0 | 0 | 0 | 0 | 0 | 0
2 | 10 | 22 | 0 | 0 | 0 | 0 | 0 | 0 | 0 | 0 | 0
2 | 10 | 23 | 0 | 0 | 0 | 0 | 0 | 0 | 0 | 0 | 0
2 | 10 | 24 | 0 | 0 | 0 | 0 | 0 | 0 | 0 | 0 | 0
2 | 11 | 1 | 0 | 0 | 0 | 0 | 0 | 0 | 0 | 0 | 0
2 | 11 | 2 | 0 | 0 | 0 | 0 | 0 | 0 | 0 | 0 | 0
2 | 11 | 3 | 0 | 0 | 0 | 0 | 0 | 0 | 0 | 0 | 0
2 | 11 | 4 | 0 | 0 | 0 | 0 | 0 | 0 | 0 | 0 | 0
2 | 11 | 5 | 0 | 0 | 0 | 0 | 0 | 0 | 0 | 0 | 0
2 | 11 | 6 | 0 | 0 | 0 | 0 | 0 | 0 | 0 | 0 | 0
2 | 11 | 7 | 0 | 0 | 0 | 0 | 0 | 0 | 0 | 0 | 0
2 | 11 | 8 | 0 | 0 | 0 | 0 | 0 | 0 | 0 | 0 | 0
2 | 11 | 9 | 0 | 0 | 0 | 0 | 0 | 0 | 0 | 0 | 0
2 | 11 | 10 | 0 | 0 | 0 | 0 | 0 | 0 | 0 | 0 | 0
2 | 11 | 11 | 0 | 0 | 0 | 0 | 0 | 0 | 0 | 0 | 0
2 | 11 | 12 | 0 | 0 | 0 | 0 | 0 | 0 | 0 | 0 | 0
2 | 11 | 13 | 0 | 0 | 0 | 0 | 0 | 0 | 0 | 0 | 0
2 | 11 | 14 | 0 | 0 | 0 | 0 | 0 | 0 | 0 | 0 | 0
2 | 11 | 15 | 0 | 0 | 0 | 0 | 0 | 0 | 0 | 0 | 0
2 | 11 | 16 | 0 | 0 | 0 | 0 | 0 | 0 | 0 | 0 | 0
2 | 11 | 17 | 0 | 0 | 0 | 0 | 0 | 0 | 0 | 0 | 0
2 | 11 | 18 | 0 | 0 | 0 | 0 | 0 | 0 | 0 | 0 | 0
2 | 11 | 19 | 0 | 0 | 0 | 0 | 0 | 0 | 0 | 0 | 0
2 | 11 | 20 | 0 | 0 | 0 | 0 | 0 | 0 | 0 | 0 | 0
2 | 11 | 21 | 0 | 0 | 0 | 0 | 0 | 0 | 0 | 0 | 0
2 | 11 | 22 | 0 | 0 | 0 | 0 | 0 | 0 | 0 | 0 | 0
2 | 11 | 23 | 0 | 0 | 0 | 0 | 0 | 0 | 0 | 0 | 0
2 | 11 | 24 | 0 | 0 | 0 | 0 | 0 | 0 | 0 | 0 | 0
2 | 12 | 1 | 0 | 0 | 0 | 0 | 0 | 0 | 0 | 0 | 0
2 | 12 | 2 | 0 | 0 | 0 | 0 | 0 | 0 | 0 | 0 | 0
2 | 12 | 3 | 0 | 0 | 0 | 0 | 0 | 0 | 0 | 0 | 0
2 | 12 | 4 | 0 | 0 | 0 | 0 | 0 | 0 | 0 | 0 | 0
2 | 12 | 5 | 0 | 0 | 0 | 0 | 0 | 0 | 0 | 0 | 0
2 | 12 | 6 | 0 | 0 | 0 | 0 | 0 | 0 | 0 | 0 | 0
2 | 12 | 7 | 0 | 0 | 0 | 0 | 0 | 0 | 0 | 0 | 0
2 | 12 | 8 | 0 | 0 | 0 | 0 | 0 | 0 | 0 | 0 | 0
2 | 12 | 9 | 0 | 0 | 0 | 0 | 0 | 0 | 0 | 0 | 0
2 | 12 | 10 | 0 | 0 | 0 | 0 | 0 | 0 | 0 | 0 | 0
2 | 12 | 11 | 0 | 0 | 0 | 0 | 0 | 0 | 0 | 0 | 0
2 | 12 | 12 | 0 | 0 | 0 | 0 | 0 | 0 | 0 | 0 | 0
2 | 12 | 13 | 0 | 0 | 0 | 0 | 0 | 0 | 0 | 0 | 0
2 | 12 | 14 | 0 | 0 | 0 | 0 | 0 | 0 | 0 | 0 | 0
2 | 12 | 15 | 0 | 0 | 0 | 0 | 0 | 0 | 0 | 0 | 0
2 | 12 | 16 | 0 | 0 | 0 | 0 | 0 | 0 | 0 | 0 | 0
2 | 12 | 17 | 0 | 0 | 0 | 0 | 0 | 0 | 0 | 0 | 0
2 | 12 | 18 | 0 | 0 | 0 | 0 | 0 | 0 | 0 | 0 | 0
2 | 12 | 19 | 0 | 0 | 0 | 0 | 0 | 0 | 0 | 0 | 0
2 | 12 | 20 | 0 | 0 | 0 | 0 | 0 | 0 | 0 | 0 | 0
2 | 12 | 21 | 0 | 0 | 0 | 0 | 0 | 0 | 0 | 0 | 0
2 | 12 | 22 | 0 | 0 | 0 | 0 | 0 | 0 | 0 | 0 | 0
2 | 12 | 23 | 0 | 0 | 0 | 0 | 0 | 0 | 0 | 0 | 0
2 | 12 | 24 | 0 | 0 | 0 | 0 | 0 | 0 | 0 | 0 | 0
2 | 13 | 1 | 0 | 0 | 0 | 0 | 0 | 0 | 0 | 0 | 0
2 | 13 | 2 | 0 | 0 | 0 | 0 | 0 | 0 | 0 | 0 | 0
2 | 13 | 3 | 0 | 0 | 0 | 0 | 0 | 0 | 0 | 0 | 0
2 | 13 | 4 | 0 | 0 | 0 | 0 | 0 | 0 | 0 | 0 | 0
2 | 13 | 5 | 0 | 0 | 0 | 0 | 0 | 0 | 0 | 0 | 0
2 | 13 | 6 | 0 | 0 | 0 | 0 | 0 | 0 | 0 | 0 | 0
2 | 13 | 7 | 0 | 0 | 0 | 0 | 0 | 0 | 0 | 0 | 0
2 | 13 | 8 | 0 | 0 | 0 | 0 | 0 | 0 | 0 | 0 | 0
2 | 13 | 9 | 0 | 0 | 0 | 0 | 0 | 0 | 0 | 0 | 0
2 | 13 | 10 | 0 | 0 | 0 | 0 | 0 | 0 | 0 | 0 | 0
2 | 13 | 11 | 0 | 0 | 0 | 0 | 0 | 0 | 0 | 0 | 0
2 | 13 | 12 | 0 | 0 | 0 | 0 | 0 | 0 | 0 | 0 | 0
2 | 13 | 13 | 0 | 0 | 0 | 0 | 0 | 0 | 0 | 0 | 0
2 | 13 | 14 | 0 | 0 | 0 | 0 | 0 | 0 | 0 | 0 | 0
2 | 13 | 15 | 0 | 0 | 0 | 0 | 0 | 0 | 0 | 0 | 0
2 | 13 | 16 | 0 | 0 | 0 | 0 | 0 | 0 | 0 | 0 | 0
2 | 13 | 17 | 0 | 0 | 0 | 0 | 0 | 0 | 0 | 0 | 0
2 | 13 | 18 | 0 | 0 | 0 | 0 | 0 | 0 | 0 | 0 | 0
2 | 13 | 19 | 0 | 0 | 0 | 0 | 0 | 0 | 0 | 0 | 0
2 | 13 | 20 | 0 | 0 | 0 | 0 | 0 | 0 | 0 | 0 | 0
2 | 13 | 21 | 0 | 0 | 0 | 0 | 0 | 0 | 0 | 0 | 0
2 | 13 | 22 | 0 | 0 | 0 | 0 | 0 | 0 | 0 | 0 | 0
2 | 13 | 23 | 0 | 0 | 0 | 0 | 0 | 0 | 0 | 0 | 0
2 | 13 | 24 | 0 | 0 | 0 | 0 | 0 | 0 | 0 | 0 | 0
2 | 14 | 1 | 0 | 0 | 0 | 0 | 0 | 0 | 0 | 0 | 0
2 | 14 | 2 | 0 | 0 | 0 | 0 | 0 | 0 | 0 | 0 | 0
2 | 14 | 3 | 0 | 0 | 0 | 0 | 0 | 0 | 0 | 0 | 0
2 | 14 | 4 | 0 | 0 | 0 | 0 | 0 | 0 | 0 | 0 | 0
2 | 14 | 5 | 0 | 0 | 0 | 0 | 0 | 0 | 0 | 0 | 0
2 | 14 | 6 | 0 | 0 | 0 | 0 | 0 | 0 | 0 | 0 | 0
2 | 14 | 7 | 0 | 0 | 0 | 0 | 0 | 0 | 0 | 0 | 0
2 | 14 | 8 | 0 | 0 | 0 | 0 | 0 | 0 | 0 | 0 | 0
2 | 14 | 9 | 0 | 0 | 0 | 0 | 0 | 0 | 0 | 0 | 0
2 | 14 | 10 | 0 | 0 | 0 | 0 | 0 | 0 | 0 | 0 | 0
2 | 14 | 11 | 0 | 0 | 0 | 0 | 0 | 0 | 0 | 0 | 0
2 | 14 | 12 | 0 | 0 | 0 | 0 | 0 | 0 | 0 | 0 | 0
2 | 14 | 13 | 0 | 0 | 0 | 0 | 0 | 0 | 0 | 0 | 0
2 | 14 | 14 | 0 | 0 | 0 | 0 | 0 | 0 | 0 | 0 | 0
2 | 14 | 15 | 0 | 0 | 0 | 0 | 0 | 0 | 0 | 0 | 0
2 | 14 | 16 | 0 | 0 | 0 | 0 | 0 | 0 | 0 | 0 | 0
2 | 14 | 17 | 0 | 0 | 0 | 0 | 0 | 0 | 0 | 0 | 0
2 | 14 | 18 | 0 | 0 | 0 | 0 | 0 | 0 | 0 | 0 | 0
2 | 14 | 19 | 0 | 0 | 0 | 0 | 0 | 0 | 0 | 0 | 0
2 | 14 | 20 | 0 | 0 | 0 | 0 | 0 | 0 | 0 | 0 | 0
2 | 14 | 21 | 0 | 0 | 0 | 0 | 0 | 0 | 0 | 0 | 0
2 | 14 | 22 | 0 | 0 | 0 | 0 | 0 | 0 | 0 | 0 | 0
2 | 14 | 23 | 0 | 0 | 0 | 0 | 0 | 0 | 0 | 0 | 0
2 | 14 | 24 | 0 | 0 | 0 | 0 | 0 | 0 | 0 | 0 | 0
2 | 15 | 1 | 0 | 0 | 0 | 0 | 0 | 0 | 0 | 0 | 0
2 | 15 | 2 | 0 | 0 | 0 | 0 | 0 | 0 | 0 | 0 | 0
2 | 15 | 3 | 0 | 0 | 0 | 0 | 0 | 0 | 0 | 0 | 0
2 | 15 | 4 | 0 | 0 | 0 | 0 | 0 | 0 | 0 | 0 | 0
2 | 15 | 5 | 0 | 0 | 0 | 0 | 0 | 0 | 0 | 0 | 0
2 | 15 | 6 | 0 | 0 | 0 | 0 | 0 | 0 | 0 | 0 | 0
2 | 15 | 7 | 0 | 0 | 0 | 0 | 0 | 0 | 0 | 0 | 0
2 | 15 | 8 | 0 | 0 | 0 | 0 | 0 | 0 | 0 | 0 | 0
2 | 15 | 9 | 0 | 0 | 0 | 0 | 0 | 0 | 0 | 0 | 0
2 | 15 | 10 | 0 | 0 | 0 | 0 | 0 | 0 | 0 | 0 | 0
2 | 15 | 11 | 0 | 0 | 0 | 0 | 0 | 0 | 0 | 0 | 0
2 | 15 | 12 | 0 | 0 | 0 | 0 | 0 | 0 | 0 | 0 | 0
2 | 15 | 13 | 0 | 0 | 0 | 0 | 0 | 0 | 0 | 0 | 0
2 | 15 | 14 | 0 | 0 | 0 | 0 | 0 | 0 | 0 | 0 | 0
2 | 15 | 15 | 0 | 0 | 0 | 0 | 0 | 0 | 0 | 0 | 0
2 | 15 | 16 | 0 | 0 | 0 | 0 | 0 | 0 | 0 | 0 | 0
2 | 15 | 17 | 0 | 0 | 0 | 0 | 0 | 0 | 0 | 0 | 0
2 | 15 | 18 | 0 | 0 | 0 | 0 | 0 | 0 | 0 | 0 | 0
2 | 15 | 19 | 0 | 0 | 0 | 0 | 0 | 0 | 0 | 0 | 0
2 | 15 | 20 | 0 | 0 | 0 | 0 | 0 | 0 | 0 | 0 | 0
2 | 15 | 21 | 0 | 0 | 0 | 0 | 0 | 0 | 0 | 0 | 0
2 | 15 | 22 | 0 | 0 | 0 | 0 | 0 | 0 | 0 | 0 | 0
2 | 15 | 23 | 0 | 0 | 0 | 0 | 0 | 0 | 0 | 0 | 0
2 | 15 | 24 | 0 | 0 | 0 | 0 | 0 | 0 | 0 | 0 | 0
2 | 16 | 1 | 0 | 0 | 0 | 0 | 0 | 0 | 0 | 0 | 0
2 | 16 | 2 | 0 | 0 | 0 | 0 | 0 | 0 | 0 | 0 | 0
2 | 16 | 3 | 0 | 0 | 0 | 0 | 0 | 0 | 0 | 0 | 0
2 | 16 | 4 | 0 | 0 | 0 | 0 | 0 | 0 | 0 | 0 | 0
2 | 16 | 5 | 0 | 0 | 0 | 0 | 0 | 0 | 0 | 0 | 0
2 | 16 | 6 | 0 | 0 | 0 | 0 | 0 | 0 | 0 | 0 | 0
2 | 16 | 7 | 0 | 0 | 0 | 0 | 0 | 0 | 0 | 0 | 0
2 | 16 | 8 | 0 | 0 | 0 | 0 | 0 | 0 | 0 | 0 | 0
2 | 16 | 9 | 0 | 0 | 0 | 0 | 0 | 0 | 0 | 0 | 0
2 | 16 | 10 | 0 | 0 | 0 | 0 | 0 | 0 | 0 | 0 | 0
2 | 16 | 11 | 0 | 0 | 0 | 0 | 0 | 0 | 0 | 0 | 0
2 | 16 | 12 | 0 | 0 | 0 | 0 | 0 | 0 | 0 | 0 | 0
2 | 16 | 13 | 0 | 0 | 0 | 0 | 0 | 0 | 0 | 0 | 0
2 | 16 | 14 | 0 | 0 | 0 | 0 | 0 | 0 | 0 | 0 | 0
2 | 16 | 15 | 0 | 0 | 0 | 0 | 0 | 0 | 0 | 0 | 0
2 | 16 | 16 | 0 | 0 | 0 | 0 | 0 | 0 | 0 | 0 | 0
2 | 16 | 17 | 0 | 0 | 0 | 0 | 0 | 0 | 0 | 0 | 0
2 | 16 | 18 | 0 | 0 | 0 | 0 | 0 | 0 | 0 | 0 | 0
2 | 16 | 19 | 0 | 0 | 0 | 0 | 0 | 0 | 0 | 0 | 0
2 | 16 | 20 | 0 | 0 | 0 | 0 | 0 | 0 | 0 | 0 | 0
2 | 16 | 21 | 0 | 0 | 0 | 0 | 0 | 0 | 0 | 0 | 0
2 | 16 | 22 | 0 | 0 | 0 | 0 | 0 | 0 | 0 | 0 | 0
2 | 16 | 23 | 0 | 0 | 0 | 0 | 0 | 0 | 0 | 0 | 0
2 | 16 | 24 | 0 | 0 | 0 | 0 | 0 | 0 | 0 | 0 | 0
2 | 17 | 1 | 0 | 0 | 0 | 0 | 0 | 0 | 0 | 0 | 0
2 | 17 | 2 | 0 | 0 | 0 | 0 | 0 | 0 | 0 | 0 | 0
2 | 17 | 3 | 0 | 0 | 0 | 0 | 0 | 0 | 0 | 0 | 0
2 | 17 | 4 | 0 | 0 | 0 | 0 | 0 | 0 | 0 | 0 | 0
2 | 17 | 5 | 0 | 0 | 0 | 0 | 0 | 0 | 0 | 0 | 0
2 | 17 | 6 | 0 | 0 | 0 | 0 | 0 | 0 | 0 | 0 | 0
2 | 17 | 7 | 0 | 0 | 0 | 0 | 0 | 0 | 0 | 0 | 0
2 | 17 | 8 | 0 | 0 | 0 | 0 | 0 | 0 | 0 | 0 | 0
2 | 17 | 9 | 0 | 0 | 0 | 0 | 0 | 0 | 0 | 0 | 0
2 | 17 | 10 | 0 | 0 | 0 | 0 | 0 | 0 | 0 | 0 | 0
2 | 17 | 11 | 0 | 0 | 0 | 0 | 0 | 0 | 0 | 0 | 0
2 | 17 | 12 | 0 | 0 | 0 | 0 | 0 | 0 | 0 | 0 | 0
2 | 17 | 13 | 0 | 0 | 0 | 0 | 0 | 0 | 0 | 0 | 0
2 | 17 | 14 | 0 | 0 | 0 | 0 | 0 | 0 | 0 | 0 | 0
2 | 17 | 15 | 0 | 0 | 0 | 0 | 0 | 0 | 0 | 0 | 0
2 | 17 | 16 | 0 | 0 | 0 | 0 | 0 | 0 | 0 | 0 | 0
2 | 17 | 17 | 0 | 0 | 0 | 0 | 0 | 0 | 0 | 0 | 0
2 | 17 | 18 | 0 | 0 | 0 | 0 | 0 | 0 | 0 | 0 | 0
2 | 17 | 19 | 0 | 0 | 0 | 0 | 0 | 0 | 0 | 0 | 0
2 | 17 | 20 | 0 | 0 | 0 | 0 | 0 | 0 | 0 | 0 | 0
2 | 17 | 21 | 0 | 0 | 0 | 0 | 0 | 0 | 0 | 0 | 0
2 | 17 | 22 | 0 | 0 | 0 | 0 | 0 | 0 | 0 | 0 | 0
2 | 17 | 23 | 0 | 0 | 0 | 0 | 0 | 0 | 0 | 0 | 0
2 | 17 | 24 | 0 | 0 | 0 | 0 | 0 | 0 | 0 | 0 | 0
2 | 18 | 1 | 0 | 0 | 0 | 0 | 0 | 0 | 0 | 0 | 0
2 | 18 | 2 | 0 | 0 | 0 | 0 | 0 | 0 | 0 | 0 | 0
2 | 18 | 3 | 0 | 0 | 0 | 0 | 0 | 0 | 0 | 0 | 0
2 | 18 | 4 | 0 | 0 | 0 | 0 | 0 | 0 | 0 | 0 | 0
2 | 18 | 5 | 0 | 0 | 0 | 0 | 0 | 0 | 0 | 0 | 0
2 | 18 | 6 | 0 | 0 | 0 | 0 | 0 | 0 | 0 | 0 | 0
2 | 18 | 7 | 0 | 0 | 0 | 0 | 0 | 0 | 0 | 0 | 0
2 | 18 | 8 | 0 | 0 | 0 | 0 | 0 | 0 | 0 | 0 | 0
2 | 18 | 9 | 0 | 0 | 0 | 0 | 0 | 0 | 0 | 0 | 0
2 | 18 | 10 | 0 | 0 | 0 | 0 | 0 | 0 | 0 | 0 | 0
2 | 18 | 11 | 0 | 0 | 0 | 0 | 0 | 0 | 0 | 0 | 0
2 | 18 | 12 | 0 | 0 | 0 | 0 | 0 | 0 | 0 | 0 | 0
2 | 18 | 13 | 0 | 0 | 0 | 0 | 0 | 0 | 0 | 0 | 0
2 | 18 | 14 | 0 | 0 | 0 | 0 | 0 | 0 | 0 | 0 | 0
2 | 18 | 15 | 0 | 0 | 0 | 0 | 0 | 0 | 0 | 0 | 0
2 | 18 | 16 | 0 | 0 | 0 | 0 | 0 | 0 | 0 | 0 | 0
2 | 18 | 17 | 0 | 0 | 0 | 0 | 0 | 0 | 0 | 0 | 0
2 | 18 | 18 | 0 | 0 | 0 | 0 | 0 | 0 | 0 | 0 | 0
2 | 18 | 19 | 0 | 0 | 0 | 0 | 0 | 0 | 0 | 0 | 0
2 | 18 | 20 | 0 | 0 | 0 | 0 | 0 | 0 | 0 | 0 | 0
2 | 18 | 21 | 0 | 0 | 0 | 0 | 0 | 0 | 0 | 0 | 0
2 | 18 | 22 | 0 | 0 | 0 | 0 | 0 | 0 | 0 | 0 | 0
2 | 18 | 23 | 0 | 0 | 0 | 0 | 0 | 0 | 0 | 0 | 0
2 | 18 | 24 | 0 | 0 | 0 | 0 | 0 | 0 | 0 | 0 | 0
2 | 19 | 1 | 0 | 0 | 0 | 0 | 0 | 0 | 0 | 0 | 0
2 | 19 | 2 | 0 | 0 | 0 | 0 | 0 | 0 | 0 | 0 | 0
2 | 19 | 3 | 0 | 0 | 0 | 0 | 0 | 0 | 0 | 0 | 0
2 | 19 | 4 | 0 | 0 | 0 | 0 | 0 | 0 | 0 | 0 | 0
2 | 19 | 5 | 0 | 0 | 0 | 0 | 0 | 0 | 0 | 0 | 0
2 | 19 | 6 | 0 | 0 | 0 | 0 | 0 | 0 | 0 | 0 | 0
2 | 19 | 7 | 0 | 0 | 0 | 0 | 0 | 0 | 0 | 0 | 0
2 | 19 | 8 | 0 | 0 | 0 | 0 | 0 | 0 | 0 | 0 | 0
2 | 19 | 9 | 0 | 0 | 0 | 0 | 0 | 0 | 0 | 0 | 0
2 | 19 | 10 | 0 | 0 | 0 | 0 | 0 | 0 | 0 | 0 | 0
2 | 19 | 11 | 0 | 0 | 0 | 0 | 0 | 0 | 0 | 0 | 0
2 | 19 | 12 | 0 | 0 | 0 | 0 | 0 | 0 | 0 | 0 | 0
2 | 19 | 13 | 0 | 0 | 0 | 0 | 0 | 0 | 0 | 0 | 0
2 | 19 | 14 | 0 | 0 | 0 | 0 | 0 | 0 | 0 | 0 | 0
2 | 19 | 15 | 0 | 0 | 0 | 0 | 0 | 0 | 0 | 0 | 0
2 | 19 | 16 | 0 | 0 | 0 | 0 | 0 | 0 | 0 | 0 | 0
2 | 19 | 17 | 0 | 0 | 0 | 0 | 0 | 0 | 0 | 0 | 0
2 | 19 | 18 | 0 | 0 | 0 | 0 | 0 | 0 | 0 | 0 | 0
2 | 19 | 19 | 0 | 0 | 0 | 0 | 0 | 0 | 0 | 0 | 0
2 | 19 | 20 | 0 | 0 | 0 | 0 | 0 | 0 | 0 | 0 | 0
2 | 19 | 21 | 0 | 0 | 0 | 0 | 0 | 0 | 0 | 0 | 0
2 | 19 | 22 | 0 | 0 | 0 | 0 | 0 | 0 | 0 | 0 | 0
2 | 19 | 23 | 0 | 0 | 0 | 0 | 0 | 0 | 0 | 0 | 0
2 | 19 | 24 | 0 | 0 | 0 | 0 | 0 | 0 | 0 | 0 | 0
2 | 20 | 1 | 0 | 0 | 0 | 0 | 0 | 0 | 0 | 0 | 0
2 | 20 | 2 | 0 | 0 | 0 | 0 | 0 | 0 | 0 | 0 | 0
2 | 20 | 3 | 0 | 0 | 0 | 0 | 0 | 0 | 0 | 0 | 0
2 | 20 | 4 | 0 | 0 | 0 | 0 | 0 | 0 | 0 | 0 | 0
2 | 20 | 5 | 0 | 0 | 0 | 0 | 0 | 0 | 0 | 0 | 0
2 | 20 | 6 | 0 | 0 | 0 | 0 | 0 | 0 | 0 | 0 | 0
2 | 20 | 7 | 0 | 0 | 0 | 0 | 0 | 0 | 0 | 0 | 0
2 | 20 | 8 | 0 | 0 | 0 | 0 | 0 | 0 | 0 | 0 | 0
2 | 20 | 9 | 0 | 0 | 0 | 0 | 0 | 0 | 0 | 0 | 0
2 | 20 | 10 | 0 | 0 | 0 | 0 | 0 | 0 | 0 | 0 | 0
2 | 20 | 11 | 0 | 0 | 0 | 0 | 0 | 0 | 0 | 0 | 0
2 | 20 | 12 | 0 | 0 | 0 | 0 | 0 | 0 | 0 | 0 | 0
2 | 20 | 13 | 0 | 0 | 0 | 0 | 0 | 0 | 0 | 0 | 0
2 | 20 | 14 | 0 | 0 | 0 | 0 | 0 | 0 | 0 | 0 | 0
2 | 20 | 15 | 0 | 0 | 0 | 0 | 0 | 0 | 0 | 0 | 0
2 | 20 | 16 | 0 | 0 | 0 | 0 | 0 | 0 | 0 | 0 | 0
2 | 20 | 17 | 0 | 0 | 0 | 0 | 0 | 0 | 0 | 0 | 0
2 | 20 | 18 | 0 | 0 | 0 | 0 | 0 | 0 | 0 | 0 | 0
2 | 20 | 19 | 0 | 0 | 0 | 0 | 0 | 0 | 0 | 0 | 0
2 | 20 | 20 | 0 | 0 | 0 | 0 | 0 | 0 | 0 | 0 | 0
2 | 20 | 21 | 0 | 0 | 0 | 0 | 0 | 0 | 0 | 0 | 0
2 | 20 | 22 | 0 | 0 | 0 | 0 | 0 | 0 | 0 | 0 | 0
2 | 20 | 23 | 0 | 0 | 0 | 0 | 0 | 0 | 0 | 0 | 0
2 | 20 | 24 | 0 | 0 | 0 | 0 | 0 | 0 | 0 | 0 | 0
2 | 21 | 1 | 0 | 0 | 0 | 0 | 0 | 0 | 0 | 0 | 0
2 | 21 | 2 | 0 | 0 | 0 | 0 | 0 | 0 | 0 | 0 | 0
2 | 21 | 3 | 0 | 0 | 0 | 0 | 0 | 0 | 0 | 0 | 0
2 | 21 | 4 | 0 | 0 | 0 | 0 | 0 | 0 | 0 | 0 | 0
2 | 21 | 5 | 0 | 0 | 0 | 0 | 0 | 0 | 0 | 0 | 0
2 | 21 | 6 | 0 | 0 | 0 | 0 | 0 | 0 | 0 | 0 | 0
2 | 21 | 7 | 0 | 0 | 0 | 0 | 0 | 0 | 0 | 0 | 0
2 | 21 | 8 | 0 | 0 | 0 | 0 | 0 | 0 | 0 | 0 | 0
2 | 21 | 9 | 0 | 0 | 0 | 0 | 0 | 0 | 0 | 0 | 0
2 | 21 | 10 | 0 | 0 | 0 | 0 | 0 | 0 | 0 | 0 | 0
2 | 21 | 11 | 0 | 0 | 0 | 0 | 0 | 0 | 0 | 0 | 0
2 | 21 | 12 | 0 | 0 | 0 | 0 | 0 | 0 | 0 | 0 | 0
2 | 21 | 13 | 0 | 0 | 0 | 0 | 0 | 0 | 0 | 0 | 0
2 | 21 | 14 | 0 | 0 | 0 | 0 | 0 | 0 | 0 | 0 | 0
2 | 21 | 15 | 0 | 0 | 0 | 0 | 0 | 0 | 0 | 0 | 0
2 | 21 | 16 | 0 | 0 | 0 | 0 | 0 | 0 | 0 | 0 | 0
2 | 21 | 17 | 0 | 0 | 0 | 0 | 0 | 0 | 0 | 0 | 0
2 | 21 | 18 | 0 | 0 | 0 | 0 | 0 | 0 | 0 | 0 | 0
2 | 21 | 19 | 0 | 0 | 0 | 0 | 0 | 0 | 0 | 0 | 0
2 | 21 | 20 | 0 | 0 | 0 | 0 | 0 | 0 | 0 | 0 | 0
2 | 21 | 21 | 0 | 0 | 0 | 0 | 0 | 0 | 0 | 0 | 0
2 | 21 | 22 | 0 | 0 | 0 | 0 | 0 | 0 | 0 | 0 | 0
2 | 21 | 23 | 0 | 0 | 0 | 0 | 0 | 0 | 0 | 0 | 0
2 | 21 | 24 | 0 | 0 | 0 | 0 | 0 | 0 | 0 | 0 | 0
2 | 22 | 1 | 0 | 0 | 0 | 0 | 0 | 0 | 0 | 0 | 0
2 | 22 | 2 | 0 | 0 | 0 | 0 | 0 | 0 | 0 | 0 | 0
2 | 22 | 3 | 0 | 0 | 0 | 0 | 0 | 0 | 0 | 0 | 0
2 | 22 | 4 | 0 | 0 | 0 | 0 | 0 | 0 | 0 | 0 | 0
2 | 22 | 5 | 0 | 0 | 0 | 0 | 0 | 0 | 0 | 0 | 0
2 | 22 | 6 | 0 | 0 | 0 | 0 | 0 | 0 | 0 | 0 | 0
2 | 22 | 7 | 0 | 0 | 0 | 0 | 0 | 0 | 0 | 0 | 0
2 | 22 | 8 | 0 | 0 | 0 | 0 | 0 | 0 | 0 | 0 | 0
2 | 22 | 9 | 0 | 0 | 0 | 0 | 0 | 0 | 0 | 0 | 0
2 | 22 | 10 | 0 | 0 | 0 | 0 | 0 | 0 | 0 | 0 | 0
2 | 22 | 11 | 0 | 0 | 0 | 0 | 0 | 0 | 0 | 0 | 0
2 | 22 | 12 | 0 | 0 | 0 | 0 | 0 | 0 | 0 | 0 | 0
2 | 22 | 13 | 0 | 0 | 0 | 0 | 0 | 0 | 0 | 0 | 0
2 | 22 | 14 | 0 | 0 | 0 | 0 | 0 | 0 | 0 | 0 | 0
2 | 22 | 15 | 0 | 0 | 0 | 0 | 0 | 0 | 0 | 0 | 0
2 | 22 | 16 | 0 | 0 | 0 | 0 | 0 | 0 | 0 | 0 | 0
2 | 22 | 17 | 0 | 0 | 0 | 0 | 0 | 0 | 0 | 0 | 0
2 | 22 | 18 | 0 | 0 | 0 | 0 | 0 | 0 | 0 | 0 | 0
2 | 22 | 19 | 0 | 0 | 0 | 0 | 0 | 0 | 0 | 0 | 0
2 | 22 | 20 | 0 | 0 | 0 | 0 | 0 | 0 | 0 | 0 | 0
2 | 22 | 21 | 0 | 0 | 0 | 0 | 0 | 0 | 0 | 0 | 0
2 | 22 | 22 | 0 | 0 | 0 | 0 | 0 | 0 | 0 | 0 | 0
2 | 22 | 23 | 0 | 0 | 0 | 0 | 0 | 0 | 0 | 0 | 0
2 | 22 | 24 | 0 | 0 | 0 | 0 | 0 | 0 | 0 | 0 | 0
2 | 23 | 1 | 0 | 0 | 0 | 0 | 0 | 0 | 0 | 0 | 0
2 | 23 | 2 | 0 | 0 | 0 | 0 | 0 | 0 | 0 | 0 | 0
2 | 23 | 3 | 0 | 0 | 0 | 0 | 0 | 0 | 0 | 0 | 0
2 | 23 | 4 | 0 | 0 | 0 | 0 | 0 | 0 | 0 | 0 | 0
2 | 23 | 5 | 0 | 0 | 0 | 0 | 0 | 0 | 0 | 0 | 0
2 | 23 | 6 | 0 | 0 | 0 | 0 | 0 | 0 | 0 | 0 | 0
2 | 23 | 7 | 0 | 0 | 0 | 0 | 0 | 0 | 0 | 0 | 0
2 | 23 | 8 | 0 | 0 | 0 | 0 | 0 | 0 | 0 | 0 | 0
2 | 23 | 9 | 0 | 0 | 0 | 0 | 0 | 0 | 0 | 0 | 0
2 | 23 | 10 | 0 | 0 | 0 | 0 | 0 | 0 | 0 | 0 | 0
2 | 23 | 11 | 0 | 0 | 0 | 0 | 0 | 0 | 0 | 0 | 0
2 | 23 | 12 | 0 | 0 | 0 | 0 | 0 | 0 | 0 | 0 | 0
2 | 23 | 13 | 0 | 0 | 0 | 0 | 0 | 0 | 0 | 0 | 0
2 | 23 | 14 | 0 | 0 | 0 | 0 | 0 | 0 | 0 | 0 | 0
2 | 23 | 15 | 0 | 0 | 0 | 0 | 0 | 0 | 0 | 0 | 0
2 | 23 | 16 | 0 | 0 | 0 | 0 | 0 | 0 | 0 | 0 | 0
2 | 23 | 17 | 0 | 0 | 0 | 0 | 0 | 0 | 0 | 0 | 0
2 | 23 | 18 | 0 | 0 | 0 | 0 | 0 | 0 | 0 | 0 | 0
2 | 23 | 19 | 0 | 0 | 0 | 0 | 0 | 0 | 0 | 0 | 0
2 | 23 | 20 | 0 | 0 | 0 | 0 | 0 | 0 | 0 | 0 | 0
2 | 23 | 21 | 0 | 0 | 0 | 0 | 0 | 0 | 0 | 0 | 0
2 | 23 | 22 | 0 | 0 | 0 | 0 | 0 | 0 | 0 | 0 | 0
2 | 23 | 23 | 0 | 0 | 0 | 0 | 0 | 0 | 0 | 0 | 0
2 | 23 | 24 | 0 | 0 | 0 | 0 | 0 | 0 | 0 | 0 | 0
2 | 24 | 1 | 0 | 0 | 0 | 0 | 0 | 0 | 0 | 0 | 0
2 | 24 | 2 | 0 | 0 | 0 | 0 | 0 | 0 | 0 | 0 | 0
2 | 24 | 3 | 0 | 0 | 0 | 0 | 0 | 0 | 0 | 0 | 0
2 | 24 | 4 | 0 | 0 | 0 | 0 | 0 | 0 | 0 | 0 | 0
2 | 24 | 5 | 0 | 0 | 0 | 0 | 0 | 0 | 0 | 0 | 0
2 | 24 | 6 | 0 | 0 | 0 | 0 | 0 | 0 | 0 | 0 | 0
2 | 24 | 7 | 0 | 0 | 0 | 0 | 0 | 0 | 0 | 0 | 0
2 | 24 | 8 | 0 | 0 | 0 | 0 | 0 | 0 | 0 | 0 | 0
2 | 24 | 9 | 0 | 0 | 0 | 0 | 0 | 0 | 0 | 0 | 0
2 | 24 | 10 | 0 | 0 | 0 | 0 | 0 | 0 | 0 | 0 | 0
2 | 24 | 11 | 0 | 0 | 0 | 0 | 0 | 0 | 0 | 0 | 0
2 | 24 | 12 | 0 | 0 | 0 | 0 | 0 | 0 | 0 | 0 | 0
2 | 24 | 13 | 0 | 0 | 0 | 0 | 0 | 0 | 0 | 0 | 0
2 | 24 | 14 | 0 | 0 | 0 | 0 | 0 | 0 | 0 | 0 | 0
2 | 24 | 15 | 0 | 0 | 0 | 0 | 0 | 0 | 0 | 0 | 0
2 | 24 | 16 | 0 | 0 | 0 | 0 | 0 | 0 | 0 | 0 | 0
2 | 24 | 17 | 0 | 0 | 0 | 0 | 0 | 0 | 0 | 0 | 0
2 | 24 | 18 | 0 | 0 | 0 | 0 | 0 | 0 | 0 | 0 | 0
2 | 24 | 19 | 0 | 0 | 0 | 0 | 0 | 0 | 0 | 0 | 0
2 | 24 | 20 | 0 | 0 | 0 | 0 | 0 | 0 | 0 | 0 | 0
2 | 24 | 21 | 0 | 0 | 0 | 0 | 0 | 0 | 0 | 0 | 0
2 | 24 | 22 | 0 | 0 | 0 | 0 | 0 | 0 | 0 | 0 | 0
2 | 24 | 23 | 0 | 0 | 0 | 0 | 0 | 0 | 0 | 0 | 0
2 | 24 | 24 | 0 | 0 | 0 | 0 | 0 | 0 | 0 | 0 | 0
2 | 25 | 1 | 0 | 0 | 0 | 0 | 0 | 0 | 0 | 0 | 0
2 | 25 | 2 | 0 | 0 | 0 | 0 | 0 | 0 | 0 | 0 | 0
2 | 25 | 3 | 0 | 0 | 0 | 0 | 0 | 0 | 0 | 0 | 0
2 | 25 | 4 | 0 | 0 | 0 | 0 | 0 | 0 | 0 | 0 | 0
2 | 25 | 5 | 0 | 0 | 0 | 0 | 0 | 0 | 0 | 0 | 0
2 | 25 | 6 | 0 | 0 | 0 | 0 | 0 | 0 | 0 | 0 | 0
2 | 25 | 7 | 0 | 0 | 0 | 0 | 0 | 0 | 0 | 0 | 0
2 | 25 | 8 | 0 | 0 | 0 | 0 | 0 | 0 | 0 | 0 | 0
2 | 25 | 9 | 0 | 0 | 0 | 0 | 0 | 0 | 0 | 0 | 0
2 | 25 | 10 | 0 | 0 | 0 | 0 | 0 | 0 | 0 | 0 | 0
2 | 25 | 11 | 0 | 0 | 0 | 0 | 0 | 0 | 0 | 0 | 0
2 | 25 | 12 | 0 | 0 | 0 | 0 | 0 | 0 | 0 | 0 | 0
2 | 25 | 13 | 0 | 0 | 0 | 0 | 0 | 0 | 0 | 0 | 0
2 | 25 | 14 | 0 | 0 | 0 | 0 | 0 | 0 | 0 | 0 | 0
2 | 25 | 15 | 0 | 0 | 0 | 0 | 0 | 0 | 0 | 0 | 0
2 | 25 | 16 | 0 | 0 | 0 | 0 | 0 | 0 | 0 | 0 | 0
2 | 25 | 17 | 0 | 0 | 0 | 0 | 0 | 0 | 0 | 0 | 0
2 | 25 | 18 | 0 | 0 | 0 | 0 | 0 | 0 | 0 | 0 | 0
2 | 25 | 19 | 0 | 0 | 0 | 0 | 0 | 0 | 0 | 0 | 0
2 | 25 | 20 | 0 | 0 | 0 | 0 | 0 | 0 | 0 | 0 | 0
2 | 25 | 21 | 0 | 0 | 0 | 0 | 0 | 0 | 0 | 0 | 0
2 | 25 | 22 | 0 | 0 | 0 | 0 | 0 | 0 | 0 | 0 | 0
2 | 25 | 23 | 0 | 0 | 0 | 0 | 0 | 0 | 0 | 0 | 0
2 | 25 | 24 | 0 | 0 | 0 | 0 | 0 | 0 | 0 | 0 | 0
2 | 26 | 1 | 0 | 0 | 0 | 0 | 0 | 0 | 0 | 0 | 0
2 | 26 | 2 | 0 | 0 | 0 | 0 | 0 | 0 | 0 | 0 | 0
2 | 26 | 3 | 0 | 0 | 0 | 0 | 0 | 0 | 0 | 0 | 0
2 | 26 | 4 | 0 | 0 | 0 | 0 | 0 | 0 | 0 | 0 | 0
2 | 26 | 5 | 0 | 0 | 0 | 0 | 0 | 0 | 0 | 0 | 0
2 | 26 | 6 | 0 | 0 | 0 | 0 | 0 | 0 | 0 | 0 | 0
2 | 26 | 7 | 0 | 0 | 0 | 0 | 0 | 0 | 0 | 0 | 0
2 | 26 | 8 | 0 | 0 | 0 | 0 | 0 | 0 | 0 | 0 | 0
2 | 26 | 9 | 0 | 0 | 0 | 0 | 0 | 0 | 0 | 0 | 0
2 | 26 | 10 | 0 | 0 | 0 | 0 | 0 | 0 | 0 | 0 | 0
2 | 26 | 11 | 0 | 0 | 0 | 0 | 0 | 0 | 0 | 0 | 0
2 | 26 | 12 | 0 | 0 | 0 | 0 | 0 | 0 | 0 | 0 | 0
2 | 26 | 13 | 0 | 0 | 0 | 0 | 0 | 0 | 0 | 0 | 0
2 | 26 | 14 | 0 | 0 | 0 | 0 | 0 | 0 | 0 | 0 | 0
2 | 26 | 15 | 0 | 0 | 0 | 0 | 0 | 0 | 0 | 0 | 0
2 | 26 | 16 | 0 | 0 | 0 | 0 | 0 | 0 | 0 | 0 | 0
2 | 26 | 17 | 0 | 0 | 0 | 0 | 0 | 0 | 0 | 0 | 0
2 | 26 | 18 | 0 | 0 | 0 | 0 | 0 | 0 | 0 | 0 | 0
2 | 26 | 19 | 0 | 0 | 0 | 0 | 0 | 0 | 0 | 0 | 0
2 | 26 | 20 | 0 | 0 | 0 | 0 | 0 | 0 | 0 | 0 | 0
2 | 26 | 21 | 0 | 0 | 0 | 0 | 0 | 0 | 0 | 0 | 0
2 | 26 | 22 | 0 | 0 | 0 | 0 | 0 | 0 | 0 | 0 | 0
2 | 26 | 23 | 0 | 0 | 0 | 0 | 0 | 0 | 0 | 0 | 0
2 | 26 | 24 | 0 | 0 | 0 | 0 | 0 | 0 | 0 | 0 | 0
2 | 27 | 1 | 0 | 0 | 0 | 0 | 0 | 0 | 0 | 0 | 0
2 | 27 | 2 | 0 | 0 | 0 | 0 | 0 | 0 | 0 | 0 | 0
2 | 27 | 3 | 0 | 0 | 0 | 0 | 0 | 0 | 0 | 0 | 0
2 | 27 | 4 | 0 | 0 | 0 | 0 | 0 | 0 | 0 | 0 | 0
2 | 27 | 5 | 0 | 0 | 0 | 0 | 0 | 0 | 0 | 0 | 0
2 | 27 | 6 | 0 | 0 | 0 | 0 | 0 | 0 | 0 | 0 | 0
2 | 27 | 7 | 0 | 0 | 0 | 0 | 0 | 0 | 0 | 0 | 0
2 | 27 | 8 | 0 | 0 | 0 | 0 | 0 | 0 | 0 | 0 | 0
2 | 27 | 9 | 0 | 0 | 0 | 0 | 0 | 0 | 0 | 0 | 0
2 | 27 | 10 | 0 | 0 | 0 | 0 | 0 | 0 | 0 | 0 | 0
2 | 27 | 11 | 0 | 0 | 0 | 0 | 0 | 0 | 0 | 0 | 0
2 | 27 | 12 | 0 | 0 | 0 | 0 | 0 | 0 | 0 | 0 | 0
2 | 27 | 13 | 0 | 0 | 0 | 0 | 0 | 0 | 0 | 0 | 0
2 | 27 | 14 | 0 | 0 | 0 | 0 | 0 | 0 | 0 | 0 | 0
2 | 27 | 15 | 0 | 0 | 0 | 0 | 0 | 0 | 0 | 0 | 0
2 | 27 | 16 | 0 | 0 | 0 | 0 | 0 | 0 | 0 | 0 | 0
2 | 27 | 17 | 0 | 0 | 0 | 0 | 0 | 0 | 0 | 0 | 0
2 | 27 | 18 | 0 | 0 | 0 | 0 | 0 | 0 | 0 | 0 | 0
2 | 27 | 19 | 0 | 0 | 0 | 0 | 0 | 0 | 0 | 0 | 0
2 | 27 | 20 | 0 | 0 | 0 | 0 | 0 | 0 | 0 | 0 | 0
2 | 27 | 21 | 0 | 0 | 0 | 0 | 0 | 0 | 0 | 0 | 0
2 | 27 | 22 | 0 | 0 | 0 | 0 | 0 | 0 | 0 | 0 | 0
2 | 27 | 23 | 0 | 0 | 0 | 0 | 0 | 0 | 0 | 0 | 0
2 | 27 | 24 | 0 | 0 | 0 | 0 | 0 | 0 | 0 | 0 | 0
2 | 28 | 1 | 0 | 0 | 0 | 0 | 0 | 0 | 0 | 0 | 0
2 | 28 | 2 | 0 | 0 | 0 | 0 | 0 | 0 | 0 | 0 | 0
2 | 28 | 3 | 0 | 0 | 0 | 0 | 0 | 0 | 0 | 0 | 0
2 | 28 | 4 | 0 | 0 | 0 | 0 | 0 | 0 | 0 | 0 | 0
2 | 28 | 5 | 0 | 0 | 0 | 0 | 0 | 0 | 0 | 0 | 0
2 | 28 | 6 | 0 | 0 | 0 | 0 | 0 | 0 | 0 | 0 | 0
2 | 28 | 7 | 0 | 0 | 0 | 0 | 0 | 0 | 0 | 0 | 0
2 | 28 | 8 | 0 | 0 | 0 | 0 | 0 | 0 | 0 | 0 | 0
2 | 28 | 9 | 0 | 0 | 0 | 0 | 0 | 0 | 0 | 0 | 0
2 | 28 | 10 | 0 | 0 | 0 | 0 | 0 | 0 | 0 | 0 | 0
2 | 28 | 11 | 0 | 0 | 0 | 0 | 0 | 0 | 0 | 0 | 0
2 | 28 | 12 | 0 | 0 | 0 | 0 | 0 | 0 | 0 | 0 | 0
2 | 28 | 13 | 0 | 0 | 0 | 0 | 0 | 0 | 0 | 0 | 0
2 | 28 | 14 | 0 | 0 | 0 | 0 | 0 | 0 | 0 | 0 | 0
2 | 28 | 15 | 0 | 0 | 0 | 0 | 0 | 0 | 0 | 0 | 0
2 | 28 | 16 | 0 | 0 | 0 | 0 | 0 | 0 | 0 | 0 | 0
2 | 28 | 17 | 0 | 0 | 0 | 0 | 0 | 0 | 0 | 0 | 0
2 | 28 | 18 | 0 | 0 | 0 | 0 | 0 | 0 | 0 | 0 | 0
2 | 28 | 19 | 0 | 0 | 0 | 0 | 0 | 0 | 0 | 0 | 0
2 | 28 | 20 | 0 | 0 | 0 | 0 | 0 | 0 | 0 | 0 | 0
2 | 28 | 21 | 0 | 0 | 0 | 0 | 0 | 0 | 0 | 0 | 0
2 | 28 | 22 | 0 | 0 | 0 | 0 | 0 | 0 | 0 | 0 | 0
2 | 28 | 23 | 0 | 0 | 0 | 0 | 0 | 0 | 0 | 0 | 0
2 | 28 | 24 | 0 | 0 | 0 | 0 | 0 | 0 | 0 | 0 | 0
3 | 1 | 1 | 0 | 0 | 0 | 0 | 0 | 0 | 0 | 0 | 0
3 | 1 | 2 | 0 | 0 | 0 | 0 | 0 | 0 | 0 | 0 | 0
3 | 1 | 3 | 0 | 0 | 0 | 0 | 0 | 0 | 0 | 0 | 0
3 | 1 | 4 | 0 | 0 | 0 | 0 | 0 | 0 | 0 | 0 | 0
3 | 1 | 5 | 0 | 0 | 0 | 0 | 0 | 0 | 0 | 0 | 0
3 | 1 | 6 | 0 | 0 | 0 | 0 | 0 | 0 | 0 | 0 | 0
3 | 1 | 7 | 0 | 0 | 0 | 0 | 0 | 0 | 0 | 0 | 0
3 | 1 | 8 | 0 | 0 | 0 | 0 | 0 | 0 | 0 | 0 | 0
3 | 1 | 9 | 0 | 0 | 0 | 0 | 0 | 0 | 0 | 0 | 0
3 | 1 | 10 | 0 | 0 | 0 | 0 | 0 | 0 | 0 | 0 | 0
3 | 1 | 11 | 0 | 0 | 0 | 0 | 0 | 0 | 0 | 0 | 0
3 | 1 | 12 | 0 | 0 | 0 | 0 | 0 | 0 | 0 | 0 | 0
3 | 1 | 13 | 0 | 0 | 0 | 0 | 0 | 0 | 0 | 0 | 0
3 | 1 | 14 | 0 | 0 | 0 | 0 | 0 | 0 | 0 | 0 | 0
3 | 1 | 15 | 0 | 0 | 0 | 0 | 0 | 0 | 0 | 0 | 0
3 | 1 | 16 | 0 | 0 | 0 | 0 | 0 | 0 | 0 | 0 | 0
3 | 1 | 17 | 0 | 0 | 0 | 0 | 0 | 0 | 0 | 0 | 0
3 | 1 | 18 | 0 | 0 | 0 | 0 | 0 | 0 | 0 | 0 | 0
3 | 1 | 19 | 0 | 0 | 0 | 0 | 0 | 0 | 0 | 0 | 0
3 | 1 | 20 | 0 | 0 | 0 | 0 | 0 | 0 | 0 | 0 | 0
3 | 1 | 21 | 0 | 0 | 0 | 0 | 0 | 0 | 0 | 0 | 0
3 | 1 | 22 | 0 | 0 | 0 | 0 | 0 | 0 | 0 | 0 | 0
3 | 1 | 23 | 0 | 0 | 0 | 0 | 0 | 0 | 0 | 0 | 0
3 | 1 | 24 | 0 | 0 | 0 | 0 | 0 | 0 | 0 | 0 | 0
3 | 2 | 1 | 0 | 0 | 0 | 0 | 0 | 0 | 0 | 0 | 0
3 | 2 | 2 | 0 | 0 | 0 | 0 | 0 | 0 | 0 | 0 | 0
3 | 2 | 3 | 0 | 0 | 0 | 0 | 0 | 0 | 0 | 0 | 0
3 | 2 | 4 | 0 | 0 | 0 | 0 | 0 | 0 | 0 | 0 | 0
3 | 2 | 5 | 0 | 0 | 0 | 0 | 0 | 0 | 0 | 0 | 0
3 | 2 | 6 | 0 | 0 | 0 | 0 | 0 | 0 | 0 | 0 | 0
3 | 2 | 7 | 0 | 0 | 0 | 0 | 0 | 0 | 0 | 0 | 0
3 | 2 | 8 | 0 | 0 | 0 | 0 | 0 | 0 | 0 | 0 | 0
3 | 2 | 9 | 0 | 0 | 0 | 0 | 0 | 0 | 0 | 0 | 0
3 | 2 | 10 | 0 | 0 | 0 | 0 | 0 | 0 | 0 | 0 | 0
3 | 2 | 11 | 0 | 0 | 0 | 0 | 0 | 0 | 0 | 0 | 0
3 | 2 | 12 | 0 | 0 | 0 | 0 | 0 | 0 | 0 | 0 | 0
3 | 2 | 13 | 0 | 0 | 0 | 0 | 0 | 0 | 0 | 0 | 0
3 | 2 | 14 | 0 | 0 | 0 | 0 | 0 | 0 | 0 | 0 | 0
3 | 2 | 15 | 0 | 0 | 0 | 0 | 0 | 0 | 0 | 0 | 0
3 | 2 | 16 | 0 | 0 | 0 | 0 | 0 | 0 | 0 | 0 | 0
3 | 2 | 17 | 0 | 0 | 0 | 0 | 0 | 0 | 0 | 0 | 0
3 | 2 | 18 | 0 | 0 | 0 | 0 | 0 | 0 | 0 | 0 | 0
3 | 2 | 19 | 0 | 0 | 0 | 0 | 0 | 0 | 0 | 0 | 0
3 | 2 | 20 | 0 | 0 | 0 | 0 | 0 | 0 | 0 | 0 | 0
3 | 2 | 21 | 0 | 0 | 0 | 0 | 0 | 0 | 0 | 0 | 0
3 | 2 | 22 | 0 | 0 | 0 | 0 | 0 | 0 | 0 | 0 | 0
3 | 2 | 23 | 0 | 0 | 0 | 0 | 0 | 0 | 0 | 0 | 0
3 | 2 | 24 | 0 | 0 | 0 | 0 | 0 | 0 | 0 | 0 | 0
3 | 3 | 1 | 0 | 0 | 0 | 0 | 0 | 0 | 0 | 0 | 0
3 | 3 | 2 | 0 | 0 | 0 | 0 | 0 | 0 | 0 | 0 | 0
3 | 3 | 3 | 0 | 0 | 0 | 0 | 0 | 0 | 0 | 0 | 0
3 | 3 | 4 | 0 | 0 | 0 | 0 | 0 | 0 | 0 | 0 | 0
3 | 3 | 5 | 0 | 0 | 0 | 0 | 0 | 0 | 0 | 0 | 0
3 | 3 | 6 | 0 | 0 | 0 | 0 | 0 | 0 | 0 | 0 | 0
3 | 3 | 7 | 0 | 0 | 0 | 0 | 0 | 0 | 0 | 0 | 0
3 | 3 | 8 | 0 | 0 | 0 | 0 | 0 | 0 | 0 | 0 | 0
3 | 3 | 9 | 0 | 0 | 0 | 0 | 0 | 0 | 0 | 0 | 0
3 | 3 | 10 | 0 | 0 | 0 | 0 | 0 | 0 | 0 | 0 | 0
3 | 3 | 11 | 0 | 0 | 0 | 0 | 0 | 0 | 0 | 0 | 0
3 | 3 | 12 | 0 | 0 | 0 | 0 | 0 | 0 | 0 | 0 | 0
3 | 3 | 13 | 0 | 0 | 0 | 0 | 0 | 0 | 0 | 0 | 0
3 | 3 | 14 | 0 | 0 | 0 | 0 | 0 | 0 | 0 | 0 | 0
3 | 3 | 15 | 0 | 0 | 0 | 0 | 0 | 0 | 0 | 0 | 0
3 | 3 | 16 | 0 | 0 | 0 | 0 | 0 | 0 | 0 | 0 | 0
3 | 3 | 17 | 0 | 0 | 0 | 0 | 0 | 0 | 0 | 0 | 0
3 | 3 | 18 | 0 | 0 | 0 | 0 | 0 | 0 | 0 | 0 | 0
3 | 3 | 19 | 0 | 0 | 0 | 0 | 0 | 0 | 0 | 0 | 0
3 | 3 | 20 | 0 | 0 | 0 | 0 | 0 | 0 | 0 | 0 | 0
3 | 3 | 21 | 0 | 0 | 0 | 0 | 0 | 0 | 0 | 0 | 0
3 | 3 | 22 | 0 | 0 | 0 | 0 | 0 | 0 | 0 | 0 | 0
3 | 3 | 23 | 0 | 0 | 0 | 0 | 0 | 0 | 0 | 0 | 0
3 | 3 | 24 | 0 | 0 | 0 | 0 | 0 | 0 | 0 | 0 | 0
3 | 4 | 1 | 0 | 0 | 0 | 0 | 0 | 0 | 0 | 0 | 0
3 | 4 | 2 | 0 | 0 | 0 | 0 | 0 | 0 | 0 | 0 | 0
3 | 4 | 3 | 0 | 0 | 0 | 0 | 0 | 0 | 0 | 0 | 0
3 | 4 | 4 | 0 | 0 | 0 | 0 | 0 | 0 | 0 | 0 | 0
3 | 4 | 5 | 0 | 0 | 0 | 0 | 0 | 0 | 0 | 0 | 0
3 | 4 | 6 | 0 | 0 | 0 | 0 | 0 | 0 | 0 | 0 | 0
3 | 4 | 7 | 0 | 0 | 0 | 0 | 0 | 0 | 0 | 0 | 0
3 | 4 | 8 | 0 | 0 | 0 | 0 | 0 | 0 | 0 | 0 | 0
3 | 4 | 9 | 0 | 0 | 0 | 0 | 0 | 0 | 0 | 0 | 0
3 | 4 | 10 | 0 | 0 | 0 | 0 | 0 | 0 | 0 | 0 | 0
3 | 4 | 11 | 0 | 0 | 0 | 0 | 0 | 0 | 0 | 0 | 0
3 | 4 | 12 | 0 | 0 | 0 | 0 | 0 | 0 | 0 | 0 | 0
3 | 4 | 13 | 0 | 0 | 0 | 0 | 0 | 0 | 0 | 0 | 0
3 | 4 | 14 | 0 | 0 | 0 | 0 | 0 | 0 | 0 | 0 | 0
3 | 4 | 15 | 0 | 0 | 0 | 0 | 0 | 0 | 0 | 0 | 0
3 | 4 | 16 | 0 | 0 | 0 | 0 | 0 | 0 | 0 | 0 | 0
3 | 4 | 17 | 0 | 0 | 0 | 0 | 0 | 0 | 0 | 0 | 0
3 | 4 | 18 | 0 | 0 | 0 | 0 | 0 | 0 | 0 | 0 | 0
3 | 4 | 19 | 0 | 0 | 0 | 0 | 0 | 0 | 0 | 0 | 0
3 | 4 | 20 | 0 | 0 | 0 | 0 | 0 | 0 | 0 | 0 | 0
3 | 4 | 21 | 0 | 0 | 0 | 0 | 0 | 0 | 0 | 0 | 0
3 | 4 | 22 | 0 | 0 | 0 | 0 | 0 | 0 | 0 | 0 | 0
3 | 4 | 23 | 0 | 0 | 0 | 0 | 0 | 0 | 0 | 0 | 0
3 | 4 | 24 | 0 | 0 | 0 | 0 | 0 | 0 | 0 | 0 | 0
3 | 5 | 1 | 0 | 0 | 0 | 0 | 0 | 0 | 0 | 0 | 0
3 | 5 | 2 | 0 | 0 | 0 | 0 | 0 | 0 | 0 | 0 | 0
3 | 5 | 3 | 0 | 0 | 0 | 0 | 0 | 0 | 0 | 0 | 0
3 | 5 | 4 | 0 | 0 | 0 | 0 | 0 | 0 | 0 | 0 | 0
3 | 5 | 5 | 0 | 0 | 0 | 0 | 0 | 0 | 0 | 0 | 0
3 | 5 | 6 | 0 | 0 | 0 | 0 | 0 | 0 | 0 | 0 | 0
3 | 5 | 7 | 0 | 0 | 0 | 0 | 0 | 0 | 0 | 0 | 0
3 | 5 | 8 | 0 | 0 | 0 | 0 | 0 | 0 | 0 | 0 | 0
3 | 5 | 9 | 0 | 0 | 0 | 0 | 0 | 0 | 0 | 0 | 0
3 | 5 | 10 | 0 | 0 | 0 | 0 | 0 | 0 | 0 | 0 | 0
3 | 5 | 11 | 0 | 0 | 0 | 0 | 0 | 0 | 0 | 0 | 0
3 | 5 | 12 | 0 | 0 | 0 | 0 | 0 | 0 | 0 | 0 | 0
3 | 5 | 13 | 0 | 0 | 0 | 0 | 0 | 0 | 0 | 0 | 0
3 | 5 | 14 | 0 | 0 | 0 | 0 | 0 | 0 | 0 | 0 | 0
3 | 5 | 15 | 0 | 0 | 0 | 0 | 0 | 0 | 0 | 0 | 0
3 | 5 | 16 | 0 | 0 | 0 | 0 | 0 | 0 | 0 | 0 | 0
3 | 5 | 17 | 0 | 0 | 0 | 0 | 0 | 0 | 0 | 0 | 0
3 | 5 | 18 | 0 | 0 | 0 | 0 | 0 | 0 | 0 | 0 | 0
3 | 5 | 19 | 0 | 0 | 0 | 0 | 0 | 0 | 0 | 0 | 0
3 | 5 | 20 | 0 | 0 | 0 | 0 | 0 | 0 | 0 | 0 | 0
3 | 5 | 21 | 0 | 0 | 0 | 0 | 0 | 0 | 0 | 0 | 0
3 | 5 | 22 | 0 | 0 | 0 | 0 | 0 | 0 | 0 | 0 | 0
3 | 5 | 23 | 0 | 0 | 0 | 0 | 0 | 0 | 0 | 0 | 0
3 | 5 | 24 | 0 | 0 | 0 | 0 | 0 | 0 | 0 | 0 | 0
3 | 6 | 1 | 0 | 0 | 0 | 0 | 0 | 0 | 0 | 0 | 0
3 | 6 | 2 | 0 | 0 | 0 | 0 | 0 | 0 | 0 | 0 | 0
3 | 6 | 3 | 0 | 0 | 0 | 0 | 0 | 0 | 0 | 0 | 0
3 | 6 | 4 | 0 | 0 | 0 | 0 | 0 | 0 | 0 | 0 | 0
3 | 6 | 5 | 0 | 0 | 0 | 0 | 0 | 0 | 0 | 0 | 0
3 | 6 | 6 | 0 | 0 | 0 | 0 | 0 | 0 | 0 | 0 | 0
3 | 6 | 7 | 0 | 0 | 0 | 0 | 0 | 0 | 0 | 0 | 0
3 | 6 | 8 | 0 | 0 | 0 | 0 | 0 | 0 | 0 | 0 | 0
3 | 6 | 9 | 0 | 0 | 0 | 0 | 0 | 0 | 0 | 0 | 0
3 | 6 | 10 | 0 | 0 | 0 | 0 | 0 | 0 | 0 | 0 | 0
3 | 6 | 11 | 0 | 0 | 0 | 0 | 0 | 0 | 0 | 0 | 0
3 | 6 | 12 | 0 | 0 | 0 | 0 | 0 | 0 | 0 | 0 | 0
3 | 6 | 13 | 0 | 0 | 0 | 0 | 0 | 0 | 0 | 0 | 0
3 | 6 | 14 | 0 | 0 | 0 | 0 | 0 | 0 | 0 | 0 | 0
3 | 6 | 15 | 0 | 0 | 0 | 0 | 0 | 0 | 0 | 0 | 0
3 | 6 | 16 | 0 | 0 | 0 | 0 | 0 | 0 | 0 | 0 | 0
3 | 6 | 17 | 0 | 0 | 0 | 0 | 0 | 0 | 0 | 0 | 0
3 | 6 | 18 | 0 | 0 | 0 | 0 | 0 | 0 | 0 | 0 | 0
3 | 6 | 19 | 0 | 0 | 0 | 0 | 0 | 0 | 0 | 0 | 0
3 | 6 | 20 | 0 | 0 | 0 | 0 | 0 | 0 | 0 | 0 | 0
3 | 6 | 21 | 0 | 0 | 0 | 0 | 0 | 0 | 0 | 0 | 0
3 | 6 | 22 | 0 | 0 | 0 | 0 | 0 | 0 | 0 | 0 | 0
3 | 6 | 23 | 0 | 0 | 0 | 0 | 0 | 0 | 0 | 0 | 0
3 | 6 | 24 | 0 | 0 | 0 | 0 | 0 | 0 | 0 | 0 | 0
3 | 7 | 1 | 0 | 0 | 0 | 0 | 0 | 0 | 0 | 0 | 0
3 | 7 | 2 | 0 | 0 | 0 | 0 | 0 | 0 | 0 | 0 | 0
3 | 7 | 3 | 0 | 0 | 0 | 0 | 0 | 0 | 0 | 0 | 0
3 | 7 | 4 | 0 | 0 | 0 | 0 | 0 | 0 | 0 | 0 | 0
3 | 7 | 5 | 0 | 0 | 0 | 0 | 0 | 0 | 0 | 0 | 0
3 | 7 | 6 | 0 | 0 | 0 | 0 | 0 | 0 | 0 | 0 | 0
3 | 7 | 7 | 0 | 0 | 0 | 0 | 0 | 0 | 0 | 0 | 0
3 | 7 | 8 | 0 | 0 | 0 | 0 | 0 | 0 | 0 | 0 | 0
3 | 7 | 9 | 0 | 0 | 0 | 0 | 0 | 0 | 0 | 0 | 0
3 | 7 | 10 | 0 | 0 | 0 | 0 | 0 | 0 | 0 | 0 | 0
3 | 7 | 11 | 0 | 0 | 0 | 0 | 0 | 0 | 0 | 0 | 0
3 | 7 | 12 | 0 | 0 | 0 | 0 | 0 | 0 | 0 | 0 | 0
3 | 7 | 13 | 0 | 0 | 0 | 0 | 0 | 0 | 0 | 0 | 0
3 | 7 | 14 | 0 | 0 | 0 | 0 | 0 | 0 | 0 | 0 | 0
3 | 7 | 15 | 0 | 0 | 0 | 0 | 0 | 0 | 0 | 0 | 0
3 | 7 | 16 | 0 | 0 | 0 | 0 | 0 | 0 | 0 | 0 | 0
3 | 7 | 17 | 0 | 0 | 0 | 0 | 0 | 0 | 0 | 0 | 0
3 | 7 | 18 | 0 | 0 | 0 | 0 | 0 | 0 | 0 | 0 | 0
3 | 7 | 19 | 0 | 0 | 0 | 0 | 0 | 0 | 0 | 0 | 0
3 | 7 | 20 | 0 | 0 | 0 | 0 | 0 | 0 | 0 | 0 | 0
3 | 7 | 21 | 0 | 0 | 0 | 0 | 0 | 0 | 0 | 0 | 0
3 | 7 | 22 | 0 | 0 | 0 | 0 | 0 | 0 | 0 | 0 | 0
3 | 7 | 23 | 0 | 0 | 0 | 0 | 0 | 0 | 0 | 0 | 0
3 | 7 | 24 | 0 | 0 | 0 | 0 | 0 | 0 | 0 | 0 | 0
3 | 8 | 1 | 0 | 0 | 0 | 0 | 0 | 0 | 0 | 0 | 0
3 | 8 | 2 | 0 | 0 | 0 | 0 | 0 | 0 | 0 | 0 | 0
3 | 8 | 3 | 0 | 0 | 0 | 0 | 0 | 0 | 0 | 0 | 0
3 | 8 | 4 | 0 | 0 | 0 | 0 | 0 | 0 | 0 | 0 | 0
3 | 8 | 5 | 0 | 0 | 0 | 0 | 0 | 0 | 0 | 0 | 0
3 | 8 | 6 | 0 | 0 | 0 | 0 | 0 | 0 | 0 | 0 | 0
3 | 8 | 7 | 0 | 0 | 0 | 0 | 0 | 0 | 0 | 0 | 0
3 | 8 | 8 | 0 | 0 | 0 | 0 | 0 | 0 | 0 | 0 | 0
3 | 8 | 9 | 0 | 0 | 0 | 0 | 0 | 0 | 0 | 0 | 0
3 | 8 | 10 | 0 | 0 | 0 | 0 | 0 | 0 | 0 | 0 | 0
3 | 8 | 11 | 0 | 0 | 0 | 0 | 0 | 0 | 0 | 0 | 0
3 | 8 | 12 | 0 | 0 | 0 | 0 | 0 | 0 | 0 | 0 | 0
3 | 8 | 13 | 0 | 0 | 0 | 0 | 0 | 0 | 0 | 0 | 0
3 | 8 | 14 | 0 | 0 | 0 | 0 | 0 | 0 | 0 | 0 | 0
3 | 8 | 15 | 0 | 0 | 0 | 0 | 0 | 0 | 0 | 0 | 0
3 | 8 | 16 | 0 | 0 | 0 | 0 | 0 | 0 | 0 | 0 | 0
3 | 8 | 17 | 0 | 0 | 0 | 0 | 0 | 0 | 0 | 0 | 0
3 | 8 | 18 | 0 | 0 | 0 | 0 | 0 | 0 | 0 | 0 | 0
3 | 8 | 19 | 0 | 0 | 0 | 0 | 0 | 0 | 0 | 0 | 0
3 | 8 | 20 | 0 | 0 | 0 | 0 | 0 | 0 | 0 | 0 | 0
3 | 8 | 21 | 0 | 0 | 0 | 0 | 0 | 0 | 0 | 0 | 0
3 | 8 | 22 | 0 | 0 | 0 | 0 | 0 | 0 | 0 | 0 | 0
3 | 8 | 23 | 0 | 0 | 0 | 0 | 0 | 0 | 0 | 0 | 0
3 | 8 | 24 | 0 | 0 | 0 | 0 | 0 | 0 | 0 | 0 | 0
3 | 9 | 1 | 0 | 0 | 0 | 0 | 0 | 0 | 0 | 0 | 0
3 | 9 | 2 | 0 | 0 | 0 | 0 | 0 | 0 | 0 | 0 | 0
3 | 9 | 3 | 0 | 0 | 0 | 0 | 0 | 0 | 0 | 0 | 0
3 | 9 | 4 | 0 | 0 | 0 | 0 | 0 | 0 | 0 | 0 | 0
3 | 9 | 5 | 0 | 0 | 0 | 0 | 0 | 0 | 0 | 0 | 0
3 | 9 | 6 | 0 | 0 | 0 | 0 | 0 | 0 | 0 | 0 | 0
3 | 9 | 7 | 0 | 0 | 0 | 0 | 0 | 0 | 0 | 0 | 0
3 | 9 | 8 | 0 | 0 | 0 | 0 | 0 | 0 | 0 | 0 | 0
3 | 9 | 9 | 0 | 0 | 0 | 0 | 0 | 0 | 0 | 0 | 0
3 | 9 | 10 | 0 | 0 | 0 | 0 | 0 | 0 | 0 | 0 | 0
3 | 9 | 11 | 0 | 0 | 0 | 0 | 0 | 0 | 0 | 0 | 0
3 | 9 | 12 | 0 | 0 | 0 | 0 | 0 | 0 | 0 | 0 | 0
3 | 9 | 13 | 0 | 0 | 0 | 0 | 0 | 0 | 0 | 0 | 0
3 | 9 | 14 | 0 | 0 | 0 | 0 | 0 | 0 | 0 | 0 | 0
3 | 9 | 15 | 0 | 0 | 0 | 0 | 0 | 0 | 0 | 0 | 0
3 | 9 | 16 | 0 | 0 | 0 | 0 | 0 | 0 | 0 | 0 | 0
3 | 9 | 17 | 0 | 0 | 0 | 0 | 0 | 0 | 0 | 0 | 0
3 | 9 | 18 | 0 | 0 | 0 | 0 | 0 | 0 | 0 | 0 | 0
3 | 9 | 19 | 0 | 0 | 0 | 0 | 0 | 0 | 0 | 0 | 0
3 | 9 | 20 | 0 | 0 | 0 | 0 | 0 | 0 | 0 | 0 | 0
3 | 9 | 21 | 0 | 0 | 0 | 0 | 0 | 0 | 0 | 0 | 0
3 | 9 | 22 | 0 | 0 | 0 | 0 | 0 | 0 | 0 | 0 | 0
3 | 9 | 23 | 0 | 0 | 0 | 0 | 0 | 0 | 0 | 0 | 0
3 | 9 | 24 | 0 | 0 | 0 | 0 | 0 | 0 | 0 | 0 | 0
3 | 10 | 1 | 0 | 0 | 0 | 0 | 0 | 0 | 0 | 0 | 0
3 | 10 | 2 | 0 | 0 | 0 | 0 | 0 | 0 | 0 | 0 | 0
3 | 10 | 3 | 0 | 0 | 0 | 0 | 0 | 0 | 0 | 0 | 0
3 | 10 | 4 | 0 | 0 | 0 | 0 | 0 | 0 | 0 | 0 | 0
3 | 10 | 5 | 0 | 0 | 0 | 0 | 0 | 0 | 0 | 0 | 0
3 | 10 | 6 | 0 | 0 | 0 | 0 | 0 | 0 | 0 | 0 | 0
3 | 10 | 7 | 0 | 0 | 0 | 0 | 0 | 0 | 0 | 0 | 0
3 | 10 | 8 | 0 | 0 | 0 | 0 | 0 | 0 | 0 | 0 | 0
3 | 10 | 9 | 0 | 0 | 0 | 0 | 0 | 0 | 0 | 0 | 0
3 | 10 | 10 | 0 | 0 | 0 | 0 | 0 | 0 | 0 | 0 | 0
3 | 10 | 11 | 0 | 0 | 0 | 0 | 0 | 0 | 0 | 0 | 0
3 | 10 | 12 | 0 | 0 | 0 | 0 | 0 | 0 | 0 | 0 | 0
3 | 10 | 13 | 0 | 0 | 0 | 0 | 0 | 0 | 0 | 0 | 0
3 | 10 | 14 | 0 | 0 | 0 | 0 | 0 | 0 | 0 | 0 | 0
3 | 10 | 15 | 0 | 0 | 0 | 0 | 0 | 0 | 0 | 0 | 0
3 | 10 | 16 | 0 | 0 | 0 | 0 | 0 | 0 | 0 | 0 | 0
3 | 10 | 17 | 0 | 0 | 0 | 0 | 0 | 0 | 0 | 0 | 0
3 | 10 | 18 | 0 | 0 | 0 | 0 | 0 | 0 | 0 | 0 | 0
3 | 10 | 19 | 0 | 0 | 0 | 0 | 0 | 0 | 0 | 0 | 0
3 | 10 | 20 | 0 | 0 | 0 | 0 | 0 | 0 | 0 | 0 | 0
3 | 10 | 21 | 0 | 0 | 0 | 0 | 0 | 0 | 0 | 0 | 0
3 | 10 | 22 | 0 | 0 | 0 | 0 | 0 | 0 | 0 | 0 | 0
3 | 10 | 23 | 0 | 0 | 0 | 0 | 0 | 0 | 0 | 0 | 0
3 | 10 | 24 | 0 | 0 | 0 | 0 | 0 | 0 | 0 | 0 | 0
3 | 11 | 1 | 0 | 0 | 0 | 0 | 0 | 0 | 0 | 0 | 0
3 | 11 | 2 | 0 | 0 | 0 | 0 | 0 | 0 | 0 | 0 | 0
3 | 11 | 3 | 0 | 0 | 0 | 0 | 0 | 0 | 0 | 0 | 0
3 | 11 | 4 | 0 | 0 | 0 | 0 | 0 | 0 | 0 | 0 | 0
3 | 11 | 5 | 0 | 0 | 0 | 0 | 0 | 0 | 0 | 0 | 0
3 | 11 | 6 | 0 | 0 | 0 | 0 | 0 | 0 | 0 | 0 | 0
3 | 11 | 7 | 0 | 0 | 0 | 0 | 0 | 0 | 0 | 0 | 0
3 | 11 | 8 | 0 | 0 | 0 | 0 | 0 | 0 | 0 | 0 | 0
3 | 11 | 9 | 0 | 0 | 0 | 0 | 0 | 0 | 0 | 0 | 0
3 | 11 | 10 | 0 | 0 | 0 | 0 | 0 | 0 | 0 | 0 | 0
3 | 11 | 11 | 0 | 0 | 0 | 0 | 0 | 0 | 0 | 0 | 0
3 | 11 | 12 | 0 | 0 | 0 | 0 | 0 | 0 | 0 | 0 | 0
3 | 11 | 13 | 0 | 0 | 0 | 0 | 0 | 0 | 0 | 0 | 0
3 | 11 | 14 | 0 | 0 | 0 | 0 | 0 | 0 | 0 | 0 | 0
3 | 11 | 15 | 0 | 0 | 0 | 0 | 0 | 0 | 0 | 0 | 0
3 | 11 | 16 | 0 | 0 | 0 | 0 | 0 | 0 | 0 | 0 | 0
3 | 11 | 17 | 0 | 0 | 0 | 0 | 0 | 0 | 0 | 0 | 0
3 | 11 | 18 | 0 | 0 | 0 | 0 | 0 | 0 | 0 | 0 | 0
3 | 11 | 19 | 0 | 0 | 0 | 0 | 0 | 0 | 0 | 0 | 0
3 | 11 | 20 | 0 | 0 | 0 | 0 | 0 | 0 | 0 | 0 | 0
3 | 11 | 21 | 0 | 0 | 0 | 0 | 0 | 0 | 0 | 0 | 0
3 | 11 | 22 | 0 | 0 | 0 | 0 | 0 | 0 | 0 | 0 | 0
3 | 11 | 23 | 0 | 0 | 0 | 0 | 0 | 0 | 0 | 0 | 0
3 | 11 | 24 | 0 | 0 | 0 | 0 | 0 | 0 | 0 | 0 | 0
3 | 12 | 1 | 0 | 0 | 0 | 0 | 0 | 0 | 0 | 0 | 0
3 | 12 | 2 | 0 | 0 | 0 | 0 | 0 | 0 | 0 | 0 | 0
3 | 12 | 3 | 0 | 0 | 0 | 0 | 0 | 0 | 0 | 0 | 0
3 | 12 | 4 | 0 | 0 | 0 | 0 | 0 | 0 | 0 | 0 | 0
3 | 12 | 5 | 0 | 0 | 0 | 0 | 0 | 0 | 0 | 0 | 0
3 | 12 | 6 | 0 | 0 | 0 | 0 | 0 | 0 | 0 | 0 | 0
3 | 12 | 7 | 0 | 0 | 0 | 0 | 0 | 0 | 0 | 0 | 0
3 | 12 | 8 | 0 | 0 | 0 | 0 | 0 | 0 | 0 | 0 | 0
3 | 12 | 9 | 0 | 0 | 0 | 0 | 0 | 0 | 0 | 0 | 0
3 | 12 | 10 | 0 | 0 | 0 | 0 | 0 | 0 | 0 | 0 | 0
3 | 12 | 11 | 0 | 0 | 0 | 0 | 0 | 0 | 0 | 0 | 0
3 | 12 | 12 | 0 | 0 | 0 | 0 | 0 | 0 | 0 | 0 | 0
3 | 12 | 13 | 0 | 0 | 0 | 0 | 0 | 0 | 0 | 0 | 0
3 | 12 | 14 | 0 | 0 | 0 | 0 | 0 | 0 | 0 | 0 | 0
3 | 12 | 15 | 0 | 0 | 0 | 0 | 0 | 0 | 0 | 0 | 0
3 | 12 | 16 | 0 | 0 | 0 | 0 | 0 | 0 | 0 | 0 | 0
3 | 12 | 17 | 0 | 0 | 0 | 0 | 0 | 0 | 0 | 0 | 0
3 | 12 | 18 | 0 | 0 | 0 | 0 | 0 | 0 | 0 | 0 | 0
3 | 12 | 19 | 0 | 0 | 0 | 0 | 0 | 0 | 0 | 0 | 0
3 | 12 | 20 | 0 | 0 | 0 | 0 | 0 | 0 | 0 | 0 | 0
3 | 12 | 21 | 0 | 0 | 0 | 0 | 0 | 0 | 0 | 0 | 0
3 | 12 | 22 | 0 | 0 | 0 | 0 | 0 | 0 | 0 | 0 | 0
3 | 12 | 23 | 0 | 0 | 0 | 0 | 0 | 0 | 0 | 0 | 0
3 | 12 | 24 | 0 | 0 | 0 | 0 | 0 | 0 | 0 | 0 | 0
3 | 13 | 1 | 0 | 0 | 0 | 0 | 0 | 0 | 0 | 0 | 0
3 | 13 | 2 | 0 | 0 | 0 | 0 | 0 | 0 | 0 | 0 | 0
3 | 13 | 3 | 0 | 0 | 0 | 0 | 0 | 0 | 0 | 0 | 0
3 | 13 | 4 | 0 | 0 | 0 | 0 | 0 | 0 | 0 | 0 | 0
3 | 13 | 5 | 0 | 0 | 0 | 0 | 0 | 0 | 0 | 0 | 0
3 | 13 | 6 | 0 | 0 | 0 | 0 | 0 | 0 | 0 | 0 | 0
3 | 13 | 7 | 0 | 0 | 0 | 0 | 0 | 0 | 0 | 0 | 0
3 | 13 | 8 | 0 | 0 | 0 | 0 | 0 | 0 | 0 | 0 | 0
3 | 13 | 9 | 0 | 0 | 0 | 0 | 0 | 0 | 0 | 0 | 0
3 | 13 | 10 | 0 | 0 | 0 | 0 | 0 | 0 | 0 | 0 | 0
3 | 13 | 11 | 0 | 0 | 0 | 0 | 0 | 0 | 0 | 0 | 0
3 | 13 | 12 | 0 | 0 | 0 | 0 | 0 | 0 | 0 | 0 | 0
3 | 13 | 13 | 0 | 0 | 0 | 0 | 0 | 0 | 0 | 0 | 0
3 | 13 | 14 | 0 | 0 | 0 | 0 | 0 | 0 | 0 | 0 | 0
3 | 13 | 15 | 0 | 0 | 0 | 0 | 0 | 0 | 0 | 0 | 0
3 | 13 | 16 | 0 | 0 | 0 | 0 | 0 | 0 | 0 | 0 | 0
3 | 13 | 17 | 0 | 0 | 0 | 0 | 0 | 0 | 0 | 0 | 0
3 | 13 | 18 | 0 | 0 | 0 | 0 | 0 | 0 | 0 | 0 | 0
3 | 13 | 19 | 0 | 0 | 0 | 0 | 0 | 0 | 0 | 0 | 0
3 | 13 | 20 | 0 | 0 | 0 | 0 | 0 | 0 | 0 | 0 | 0
3 | 13 | 21 | 0 | 0 | 0 | 0 | 0 | 0 | 0 | 0 | 0
3 | 13 | 22 | 0 | 0 | 0 | 0 | 0 | 0 | 0 | 0 | 0
3 | 13 | 23 | 0 | 0 | 0 | 0 | 0 | 0 | 0 | 0 | 0
3 | 13 | 24 | 0 | 0 | 0 | 0 | 0 | 0 | 0 | 0 | 0
3 | 14 | 1 | 0 | 0 | 0 | 0 | 0 | 0 | 0 | 0 | 0
3 | 14 | 2 | 0 | 0 | 0 | 0 | 0 | 0 | 0 | 0 | 0
3 | 14 | 3 | 0 | 0 | 0 | 0 | 0 | 0 | 0 | 0 | 0
3 | 14 | 4 | 0 | 0 | 0 | 0 | 0 | 0 | 0 | 0 | 0
3 | 14 | 5 | 0 | 0 | 0 | 0 | 0 | 0 | 0 | 0 | 0
3 | 14 | 6 | 0 | 0 | 0 | 0 | 0 | 0 | 0 | 0 | 0
3 | 14 | 7 | 0 | 0 | 0 | 0 | 0 | 0 | 0 | 0 | 0
3 | 14 | 8 | 0 | 0 | 0 | 0 | 0 | 0 | 0 | 0 | 0
3 | 14 | 9 | 0 | 0 | 0 | 0 | 0 | 0 | 0 | 0 | 0
3 | 14 | 10 | 0 | 0 | 0 | 0 | 0 | 0 | 0 | 0 | 0
3 | 14 | 11 | 0 | 0 | 0 | 0 | 0 | 0 | 0 | 0 | 0
3 | 14 | 12 | 0 | 0 | 0 | 0 | 0 | 0 | 0 | 0 | 0
3 | 14 | 13 | 0 | 0 | 0 | 0 | 0 | 0 | 0 | 0 | 0
3 | 14 | 14 | 0 | 0 | 0 | 0 | 0 | 0 | 0 | 0 | 0
3 | 14 | 15 | 0 | 0 | 0 | 0 | 0 | 0 | 0 | 0 | 0
3 | 14 | 16 | 0 | 0 | 0 | 0 | 0 | 0 | 0 | 0 | 0
3 | 14 | 17 | 0 | 0 | 0 | 0 | 0 | 0 | 0 | 0 | 0
3 | 14 | 18 | 0 | 0 | 0 | 0 | 0 | 0 | 0 | 0 | 0
3 | 14 | 19 | 0 | 0 | 0 | 0 | 0 | 0 | 0 | 0 | 0
3 | 14 | 20 | 0 | 0 | 0 | 0 | 0 | 0 | 0 | 0 | 0
3 | 14 | 21 | 0 | 0 | 0 | 0 | 0 | 0 | 0 | 0 | 0
3 | 14 | 22 | 0 | 0 | 0 | 0 | 0 | 0 | 0 | 0 | 0
3 | 14 | 23 | 0 | 0 | 0 | 0 | 0 | 0 | 0 | 0 | 0
3 | 14 | 24 | 0 | 0 | 0 | 0 | 0 | 0 | 0 | 0 | 0
3 | 15 | 1 | 0 | 0 | 0 | 0 | 0 | 0 | 0 | 0 | 0
3 | 15 | 2 | 0 | 0 | 0 | 0 | 0 | 0 | 0 | 0 | 0
3 | 15 | 3 | 0 | 0 | 0 | 0 | 0 | 0 | 0 | 0 | 0
3 | 15 | 4 | 0 | 0 | 0 | 0 | 0 | 0 | 0 | 0 | 0
3 | 15 | 5 | 0 | 0 | 0 | 0 | 0 | 0 | 0 | 0 | 0
3 | 15 | 6 | 0 | 0 | 0 | 0 | 0 | 0 | 0 | 0 | 0
3 | 15 | 7 | 0 | 0 | 0 | 0 | 0 | 0 | 0 | 0 | 0
3 | 15 | 8 | 0 | 0 | 0 | 0 | 0 | 0 | 0 | 0 | 0
3 | 15 | 9 | 0 | 0 | 0 | 0 | 0 | 0 | 0 | 0 | 0
3 | 15 | 10 | 0 | 0 | 0 | 0 | 0 | 0 | 0 | 0 | 0
3 | 15 | 11 | 0 | 0 | 0 | 0 | 0 | 0 | 0 | 0 | 0
3 | 15 | 12 | 0 | 0 | 0 | 0 | 0 | 0 | 0 | 0 | 0
3 | 15 | 13 | 0 | 0 | 0 | 0 | 0 | 0 | 0 | 0 | 0
3 | 15 | 14 | 0 | 0 | 0 | 0 | 0 | 0 | 0 | 0 | 0
3 | 15 | 15 | 0 | 0 | 0 | 0 | 0 | 0 | 0 | 0 | 0
3 | 15 | 16 | 0 | 0 | 0 | 0 | 0 | 0 | 0 | 0 | 0
3 | 15 | 17 | 0 | 0 | 0 | 0 | 0 | 0 | 0 | 0 | 0
3 | 15 | 18 | 0 | 0 | 0 | 0 | 0 | 0 | 0 | 0 | 0
3 | 15 | 19 | 0 | 0 | 0 | 0 | 0 | 0 | 0 | 0 | 0
3 | 15 | 20 | 0 | 0 | 0 | 0 | 0 | 0 | 0 | 0 | 0
3 | 15 | 21 | 0 | 0 | 0 | 0 | 0 | 0 | 0 | 0 | 0
3 | 15 | 22 | 0 | 0 | 0 | 0 | 0 | 0 | 0 | 0 | 0
3 | 15 | 23 | 0 | 0 | 0 | 0 | 0 | 0 | 0 | 0 | 0
3 | 15 | 24 | 0 | 0 | 0 | 0 | 0 | 0 | 0 | 0 | 0
3 | 16 | 1 | 0 | 0 | 0 | 0 | 0 | 0 | 0 | 0 | 0
3 | 16 | 2 | 0 | 0 | 0 | 0 | 0 | 0 | 0 | 0 | 0
3 | 16 | 3 | 0 | 0 | 0 | 0 | 0 | 0 | 0 | 0 | 0
3 | 16 | 4 | 0 | 0 | 0 | 0 | 0 | 0 | 0 | 0 | 0
3 | 16 | 5 | 0 | 0 | 0 | 0 | 0 | 0 | 0 | 0 | 0
3 | 16 | 6 | 0 | 0 | 0 | 0 | 0 | 0 | 0 | 0 | 0
3 | 16 | 7 | 0 | 0 | 0 | 0 | 0 | 0 | 0 | 0 | 0
3 | 16 | 8 | 0 | 0 | 0 | 0 | 0 | 0 | 0 | 0 | 0
3 | 16 | 9 | 0 | 0 | 0 | 0 | 0 | 0 | 0 | 0 | 0
3 | 16 | 10 | 0 | 0 | 0 | 0 | 0 | 0 | 0 | 0 | 0
3 | 16 | 11 | 0 | 0 | 0 | 0 | 0 | 0 | 0 | 0 | 0
3 | 16 | 12 | 0 | 0 | 0 | 0 | 0 | 0 | 0 | 0 | 0
3 | 16 | 13 | 0 | 0 | 0 | 0 | 0 | 0 | 0 | 0 | 0
3 | 16 | 14 | 0 | 0 | 0 | 0 | 0 | 0 | 0 | 0 | 0
3 | 16 | 15 | 0 | 0 | 0 | 0 | 0 | 0 | 0 | 0 | 0
3 | 16 | 16 | 0 | 0 | 0 | 0 | 0 | 0 | 0 | 0 | 0
3 | 16 | 17 | 0 | 0 | 0 | 0 | 0 | 0 | 0 | 0 | 0
3 | 16 | 18 | 0 | 0 | 0 | 0 | 0 | 0 | 0 | 0 | 0
3 | 16 | 19 | 0 | 0 | 0 | 0 | 0 | 0 | 0 | 0 | 0
3 | 16 | 20 | 0 | 0 | 0 | 0 | 0 | 0 | 0 | 0 | 0
3 | 16 | 21 | 0 | 0 | 0 | 0 | 0 | 0 | 0 | 0 | 0
3 | 16 | 22 | 0 | 0 | 0 | 0 | 0 | 0 | 0 | 0 | 0
3 | 16 | 23 | 0 | 0 | 0 | 0 | 0 | 0 | 0 | 0 | 0
3 | 16 | 24 | 0 | 0 | 0 | 0 | 0 | 0 | 0 | 0 | 0
3 | 17 | 1 | 0 | 0 | 0 | 0 | 0 | 0 | 0 | 0 | 0
3 | 17 | 2 | 0 | 0 | 0 | 0 | 0 | 0 | 0 | 0 | 0
3 | 17 | 3 | 0 | 0 | 0 | 0 | 0 | 0 | 0 | 0 | 0
3 | 17 | 4 | 0 | 0 | 0 | 0 | 0 | 0 | 0 | 0 | 0
3 | 17 | 5 | 0 | 0 | 0 | 0 | 0 | 0 | 0 | 0 | 0
3 | 17 | 6 | 0 | 0 | 0 | 0 | 0 | 0 | 0 | 0 | 0
3 | 17 | 7 | 0 | 0 | 0 | 0 | 0 | 0 | 0 | 0 | 0
3 | 17 | 8 | 0 | 0 | 0 | 0 | 0 | 0 | 0 | 0 | 0
3 | 17 | 9 | 0 | 0 | 0 | 0 | 0 | 0 | 0 | 0 | 0
3 | 17 | 10 | 0 | 0 | 0 | 0 | 0 | 0 | 0 | 0 | 0
3 | 17 | 11 | 0 | 0 | 0 | 0 | 0 | 0 | 0 | 0 | 0
3 | 17 | 12 | 0 | 0 | 0 | 0 | 0 | 0 | 0 | 0 | 0
3 | 17 | 13 | 0 | 0 | 0 | 0 | 0 | 0 | 0 | 0 | 0
3 | 17 | 14 | 0 | 0 | 0 | 0 | 0 | 0 | 0 | 0 | 0
3 | 17 | 15 | 0 | 0 | 0 | 0 | 0 | 0 | 0 | 0 | 0
3 | 17 | 16 | 0 | 0 | 0 | 0 | 0 | 0 | 0 | 0 | 0
3 | 17 | 17 | 0 | 0 | 0 | 0 | 0 | 0 | 0 | 0 | 0
3 | 17 | 18 | 0 | 0 | 0 | 0 | 0 | 0 | 0 | 0 | 0
3 | 17 | 19 | 0 | 0 | 0 | 0 | 0 | 0 | 0 | 0 | 0
3 | 17 | 20 | 0 | 0 | 0 | 0 | 0 | 0 | 0 | 0 | 0
3 | 17 | 21 | 0 | 0 | 0 | 0 | 0 | 0 | 0 | 0 | 0
3 | 17 | 22 | 0 | 0 | 0 | 0 | 0 | 0 | 0 | 0 | 0
3 | 17 | 23 | 0 | 0 | 0 | 0 | 0 | 0 | 0 | 0 | 0
3 | 17 | 24 | 0 | 0 | 0 | 0 | 0 | 0 | 0 | 0 | 0
3 | 18 | 1 | 0 | 0 | 0 | 0 | 0 | 0 | 0 | 0 | 0
3 | 18 | 2 | 0 | 0 | 0 | 0 | 0 | 0 | 0 | 0 | 0
3 | 18 | 3 | 0 | 0 | 0 | 0 | 0 | 0 | 0 | 0 | 0
3 | 18 | 4 | 0 | 0 | 0 | 0 | 0 | 0 | 0 | 0 | 0
3 | 18 | 5 | 0 | 0 | 0 | 0 | 0 | 0 | 0 | 0 | 0
3 | 18 | 6 | 0 | 0 | 0 | 0 | 0 | 0 | 0 | 0 | 0
3 | 18 | 7 | 0 | 0 | 0 | 0 | 0 | 0 | 0 | 0 | 0
3 | 18 | 8 | 0 | 0 | 0 | 0 | 0 | 0 | 0 | 0 | 0
3 | 18 | 9 | 0 | 0 | 0 | 0 | 0 | 0 | 0 | 0 | 0
3 | 18 | 10 | 0 | 0 | 0 | 0 | 0 | 0 | 0 | 0 | 0
3 | 18 | 11 | 0 | 0 | 0 | 0 | 0 | 0 | 0 | 0 | 0
3 | 18 | 12 | 0 | 0 | 0 | 0 | 0 | 0 | 0 | 0 | 0
3 | 18 | 13 | 0 | 0 | 0 | 0 | 0 | 0 | 0 | 0 | 0
3 | 18 | 14 | 0 | 0 | 0 | 0 | 0 | 0 | 0 | 0 | 0
3 | 18 | 15 | 0 | 0 | 0 | 0 | 0 | 0 | 0 | 0 | 0
3 | 18 | 16 | 0 | 0 | 0 | 0 | 0 | 0 | 0 | 0 | 0
3 | 18 | 17 | 0 | 0 | 0 | 0 | 0 | 0 | 0 | 0 | 0
3 | 18 | 18 | 0 | 0 | 0 | 0 | 0 | 0 | 0 | 0 | 0
3 | 18 | 19 | 0 | 0 | 0 | 0 | 0 | 0 | 0 | 0 | 0
3 | 18 | 20 | 0 | 0 | 0 | 0 | 0 | 0 | 0 | 0 | 0
3 | 18 | 21 | 0 | 0 | 0 | 0 | 0 | 0 | 0 | 0 | 0
3 | 18 | 22 | 0 | 0 | 0 | 0 | 0 | 0 | 0 | 0 | 0
3 | 18 | 23 | 0 | 0 | 0 | 0 | 0 | 0 | 0 | 0 | 0
3 | 18 | 24 | 0 | 0 | 0 | 0 | 0 | 0 | 0 | 0 | 0
3 | 19 | 1 | 0 | 0 | 0 | 0 | 0 | 0 | 0 | 0 | 0
3 | 19 | 2 | 0 | 0 | 0 | 0 | 0 | 0 | 0 | 0 | 0
3 | 19 | 3 | 0 | 0 | 0 | 0 | 0 | 0 | 0 | 0 | 0
3 | 19 | 4 | 0 | 0 | 0 | 0 | 0 | 0 | 0 | 0 | 0
3 | 19 | 5 | 0 | 0 | 0 | 0 | 0 | 0 | 0 | 0 | 0
3 | 19 | 6 | 0 | 0 | 0 | 0 | 0 | 0 | 0 | 0 | 0
3 | 19 | 7 | 0 | 0 | 0 | 0 | 0 | 0 | 0 | 0 | 0
3 | 19 | 8 | 0 | 0 | 0 | 0 | 0 | 0 | 0 | 0 | 0
3 | 19 | 9 | 0 | 0 | 0 | 0 | 0 | 0 | 0 | 0 | 0
3 | 19 | 10 | 0 | 0 | 0 | 0 | 0 | 0 | 0 | 0 | 0
3 | 19 | 11 | 0 | 0 | 0 | 0 | 0 | 0 | 0 | 0 | 0
3 | 19 | 12 | 0 | 0 | 0 | 0 | 0 | 0 | 0 | 0 | 0
3 | 19 | 13 | 0 | 0 | 0 | 0 | 0 | 0 | 0 | 0 | 0
3 | 19 | 14 | 0 | 0 | 0 | 0 | 0 | 0 | 0 | 0 | 0
3 | 19 | 15 | 0 | 0 | 0 | 0 | 0 | 0 | 0 | 0 | 0
3 | 19 | 16 | 0 | 0 | 0 | 0 | 0 | 0 | 0 | 0 | 0
3 | 19 | 17 | 0 | 0 | 0 | 0 | 0 | 0 | 0 | 0 | 0
3 | 19 | 18 | 0 | 0 | 0 | 0 | 0 | 0 | 0 | 0 | 0
3 | 19 | 19 | 0 | 0 | 0 | 0 | 0 | 0 | 0 | 0 | 0
3 | 19 | 20 | 0 | 0 | 0 | 0 | 0 | 0 | 0 | 0 | 0
3 | 19 | 21 | 0 | 0 | 0 | 0 | 0 | 0 | 0 | 0 | 0
3 | 19 | 22 | 0 | 0 | 0 | 0 | 0 | 0 | 0 | 0 | 0
3 | 19 | 23 | 0 | 0 | 0 | 0 | 0 | 0 | 0 | 0 | 0
3 | 19 | 24 | 0 | 0 | 0 | 0 | 0 | 0 | 0 | 0 | 0
3 | 20 | 1 | 0 | 0 | 0 | 0 | 0 | 0 | 0 | 0 | 0
3 | 20 | 2 | 0 | 0 | 0 | 0 | 0 | 0 | 0 | 0 | 0
3 | 20 | 3 | 0 | 0 | 0 | 0 | 0 | 0 | 0 | 0 | 0
3 | 20 | 4 | 0 | 0 | 0 | 0 | 0 | 0 | 0 | 0 | 0
3 | 20 | 5 | 0 | 0 | 0 | 0 | 0 | 0 | 0 | 0 | 0
3 | 20 | 6 | 0 | 0 | 0 | 0 | 0 | 0 | 0 | 0 | 0
3 | 20 | 7 | 0 | 0 | 0 | 0 | 0 | 0 | 0 | 0 | 0
3 | 20 | 8 | 0 | 0 | 0 | 0 | 0 | 0 | 0 | 0 | 0
3 | 20 | 9 | 0 | 0 | 0 | 0 | 0 | 0 | 0 | 0 | 0
3 | 20 | 10 | 0 | 0 | 0 | 0 | 0 | 0 | 0 | 0 | 0
3 | 20 | 11 | 0 | 0 | 0 | 0 | 0 | 0 | 0 | 0 | 0
3 | 20 | 12 | 0 | 0 | 0 | 0 | 0 | 0 | 0 | 0 | 0
3 | 20 | 13 | 0 | 0 | 0 | 0 | 0 | 0 | 0 | 0 | 0
3 | 20 | 14 | 0 | 0 | 0 | 0 | 0 | 0 | 0 | 0 | 0
3 | 20 | 15 | 0 | 0 | 0 | 0 | 0 | 0 | 0 | 0 | 0
3 | 20 | 16 | 0 | 0 | 0 | 0 | 0 | 0 | 0 | 0 | 0
3 | 20 | 17 | 0 | 0 | 0 | 0 | 0 | 0 | 0 | 0 | 0
3 | 20 | 18 | 0 | 0 | 0 | 0 | 0 | 0 | 0 | 0 | 0
3 | 20 | 19 | 0 | 0 | 0 | 0 | 0 | 0 | 0 | 0 | 0
3 | 20 | 20 | 0 | 0 | 0 | 0 | 0 | 0 | 0 | 0 | 0
3 | 20 | 21 | 0 | 0 | 0 | 0 | 0 | 0 | 0 | 0 | 0
3 | 20 | 22 | 0 | 0 | 0 | 0 | 0 | 0 | 0 | 0 | 0
3 | 20 | 23 | 0 | 0 | 0 | 0 | 0 | 0 | 0 | 0 | 0
3 | 20 | 24 | 0 | 0 | 0 | 0 | 0 | 0 | 0 | 0 | 0
3 | 21 | 1 | 0 | 0 | 0 | 0 | 0 | 0 | 0 | 0 | 0
3 | 21 | 2 | 0 | 0 | 0 | 0 | 0 | 0 | 0 | 0 | 0
3 | 21 | 3 | 0 | 0 | 0 | 0 | 0 | 0 | 0 | 0 | 0
3 | 21 | 4 | 0 | 0 | 0 | 0 | 0 | 0 | 0 | 0 | 0
3 | 21 | 5 | 0 | 0 | 0 | 0 | 0 | 0 | 0 | 0 | 0
3 | 21 | 6 | 0 | 0 | 0 | 0 | 0 | 0 | 0 | 0 | 0
3 | 21 | 7 | 0 | 0 | 0 | 0 | 0 | 0 | 0 | 0 | 0
3 | 21 | 8 | 0 | 0 | 0 | 0 | 0 | 0 | 0 | 0 | 0
3 | 21 | 9 | 0 | 0 | 0 | 0 | 0 | 0 | 0 | 0 | 0
3 | 21 | 10 | 0 | 0 | 0 | 0 | 0 | 0 | 0 | 0 | 0
3 | 21 | 11 | 0 | 0 | 0 | 0 | 0 | 0 | 0 | 0 | 0
3 | 21 | 12 | 0 | 0 | 0 | 0 | 0 | 0 | 0 | 0 | 0
3 | 21 | 13 | 0 | 0 | 0 | 0 | 0 | 0 | 0 | 0 | 0
3 | 21 | 14 | 0 | 0 | 0 | 0 | 0 | 0 | 0 | 0 | 0
3 | 21 | 15 | 0 | 0 | 0 | 0 | 0 | 0 | 0 | 0 | 0
3 | 21 | 16 | 0 | 0 | 0 | 0 | 0 | 0 | 0 | 0 | 0
3 | 21 | 17 | 0 | 0 | 0 | 0 | 0 | 0 | 0 | 0 | 0
3 | 21 | 18 | 0 | 0 | 0 | 0 | 0 | 0 | 0 | 0 | 0
3 | 21 | 19 | 0 | 0 | 0 | 0 | 0 | 0 | 0 | 0 | 0
3 | 21 | 20 | 0 | 0 | 0 | 0 | 0 | 0 | 0 | 0 | 0
3 | 21 | 21 | 0 | 0 | 0 | 0 | 0 | 0 | 0 | 0 | 0
3 | 21 | 22 | 0 | 0 | 0 | 0 | 0 | 0 | 0 | 0 | 0
3 | 21 | 23 | 0 | 0 | 0 | 0 | 0 | 0 | 0 | 0 | 0
3 | 21 | 24 | 0 | 0 | 0 | 0 | 0 | 0 | 0 | 0 | 0
3 | 22 | 1 | 0 | 0 | 0 | 0 | 0 | 0 | 0 | 0 | 0
3 | 22 | 2 | 0 | 0 | 0 | 0 | 0 | 0 | 0 | 0 | 0
3 | 22 | 3 | 0 | 0 | 0 | 0 | 0 | 0 | 0 | 0 | 0
3 | 22 | 4 | 0 | 0 | 0 | 0 | 0 | 0 | 0 | 0 | 0
3 | 22 | 5 | 0 | 0 | 0 | 0 | 0 | 0 | 0 | 0 | 0
3 | 22 | 6 | 0 | 0 | 0 | 0 | 0 | 0 | 0 | 0 | 0
3 | 22 | 7 | 0 | 0 | 0 | 0 | 0 | 0 | 0 | 0 | 0
3 | 22 | 8 | 0 | 0 | 0 | 0 | 0 | 0 | 0 | 0 | 0
3 | 22 | 9 | 0 | 0 | 0 | 0 | 0 | 0 | 0 | 0 | 0
3 | 22 | 10 | 0 | 0 | 0 | 0 | 0 | 0 | 0 | 0 | 0
3 | 22 | 11 | 0 | 0 | 0 | 0 | 0 | 0 | 0 | 0 | 0
3 | 22 | 12 | 0 | 0 | 0 | 0 | 0 | 0 | 0 | 0 | 0
3 | 22 | 13 | 0 | 0 | 0 | 0 | 0 | 0 | 0 | 0 | 0
3 | 22 | 14 | 0 | 0 | 0 | 0 | 0 | 0 | 0 | 0 | 0
3 | 22 | 15 | 0 | 0 | 0 | 0 | 0 | 0 | 0 | 0 | 0
3 | 22 | 16 | 0 | 0 | 0 | 0 | 0 | 0 | 0 | 0 | 0
3 | 22 | 17 | 0 | 0 | 0 | 0 | 0 | 0 | 0 | 0 | 0
3 | 22 | 18 | 0 | 0 | 0 | 0 | 0 | 0 | 0 | 0 | 0
3 | 22 | 19 | 0 | 0 | 0 | 0 | 0 | 0 | 0 | 0 | 0
3 | 22 | 20 | 0 | 0 | 0 | 0 | 0 | 0 | 0 | 0 | 0
3 | 22 | 21 | 0 | 0 | 0 | 0 | 0 | 0 | 0 | 0 | 0
3 | 22 | 22 | 0 | 0 | 0 | 0 | 0 | 0 | 0 | 0 | 0
3 | 22 | 23 | 0 | 0 | 0 | 0 | 0 | 0 | 0 | 0 | 0
3 | 22 | 24 | 0 | 0 | 0 | 0 | 0 | 0 | 0 | 0 | 0
3 | 23 | 1 | 0 | 0 | 0 | 0 | 0 | 0 | 0 | 0 | 0
3 | 23 | 2 | 0 | 0 | 0 | 0 | 0 | 0 | 0 | 0 | 0
3 | 23 | 3 | 0 | 0 | 0 | 0 | 0 | 0 | 0 | 0 | 0
3 | 23 | 4 | 0 | 0 | 0 | 0 | 0 | 0 | 0 | 0 | 0
3 | 23 | 5 | 0 | 0 | 0 | 0 | 0 | 0 | 0 | 0 | 0
3 | 23 | 6 | 0 | 0 | 0 | 0 | 0 | 0 | 0 | 0 | 0
3 | 23 | 7 | 0 | 0 | 0 | 0 | 0 | 0 | 0 | 0 | 0
3 | 23 | 8 | 0 | 0 | 0 | 0 | 0 | 0 | 0 | 0 | 0
3 | 23 | 9 | 0 | 0 | 0 | 0 | 0 | 0 | 0 | 0 | 0
3 | 23 | 10 | 0 | 0 | 0 | 0 | 0 | 0 | 0 | 0 | 0
3 | 23 | 11 | 0 | 0 | 0 | 0 | 0 | 0 | 0 | 0 | 0
3 | 23 | 12 | 0 | 0 | 0 | 0 | 0 | 0 | 0 | 0 | 0
3 | 23 | 13 | 0 | 0 | 0 | 0 | 0 | 0 | 0 | 0 | 0
3 | 23 | 14 | 0 | 0 | 0 | 0 | 0 | 0 | 0 | 0 | 0
3 | 23 | 15 | 0 | 0 | 0 | 0 | 0 | 0 | 0 | 0 | 0
3 | 23 | 16 | 0 | 0 | 0 | 0 | 0 | 0 | 0 | 0 | 0
3 | 23 | 17 | 0 | 0 | 0 | 0 | 0 | 0 | 0 | 0 | 0
3 | 23 | 18 | 0 | 0 | 0 | 0 | 0 | 0 | 0 | 0 | 0
3 | 23 | 19 | 0 | 0 | 0 | 0 | 0 | 0 | 0 | 0 | 0
3 | 23 | 20 | 0 | 0 | 0 | 0 | 0 | 0 | 0 | 0 | 0
3 | 23 | 21 | 0 | 0 | 0 | 0 | 0 | 0 | 0 | 0 | 0
3 | 23 | 22 | 0 | 0 | 0 | 0 | 0 | 0 | 0 | 0 | 0
3 | 23 | 23 | 0 | 0 | 0 | 0 | 0 | 0 | 0 | 0 | 0
3 | 23 | 24 | 0 | 0 | 0 | 0 | 0 | 0 | 0 | 0 | 0
3 | 24 | 1 | 0 | 0 | 0 | 0 | 0 | 0 | 0 | 0 | 0
3 | 24 | 2 | 0 | 0 | 0 | 0 | 0 | 0 | 0 | 0 | 0
3 | 24 | 3 | 0 | 0 | 0 | 0 | 0 | 0 | 0 | 0 | 0
3 | 24 | 4 | 0 | 0 | 0 | 0 | 0 | 0 | 0 | 0 | 0
3 | 24 | 5 | 0 | 0 | 0 | 0 | 0 | 0 | 0 | 0 | 0
3 | 24 | 6 | 0 | 0 | 0 | 0 | 0 | 0 | 0 | 0 | 0
3 | 24 | 7 | 0 | 0 | 0 | 0 | 0 | 0 | 0 | 0 | 0
3 | 24 | 8 | 0 | 0 | 0 | 0 | 0 | 0 | 0 | 0 | 0
3 | 24 | 9 | 0 | 0 | 0 | 0 | 0 | 0 | 0 | 0 | 0
3 | 24 | 10 | 0 | 0 | 0 | 0 | 0 | 0 | 0 | 0 | 0
3 | 24 | 11 | 0 | 0 | 0 | 0 | 0 | 0 | 0 | 0 | 0
3 | 24 | 12 | 0 | 0 | 0 | 0 | 0 | 0 | 0 | 0 | 0
3 | 24 | 13 | 0 | 0 | 0 | 0 | 0 | 0 | 0 | 0 | 0
3 | 24 | 14 | 0 | 0 | 0 | 0 | 0 | 0 | 0 | 0 | 0
3 | 24 | 15 | 0 | 0 | 0 | 0 | 0 | 0 | 0 | 0 | 0
3 | 24 | 16 | 0 | 0 | 0 | 0 | 0 | 0 | 0 | 0 | 0
3 | 24 | 17 | 0 | 0 | 0 | 0 | 0 | 0 | 0 | 0 | 0
3 | 24 | 18 | 0 | 0 | 0 | 0 | 0 | 0 | 0 | 0 | 0
3 | 24 | 19 | 0 | 0 | 0 | 0 | 0 | 0 | 0 | 0 | 0
3 | 24 | 20 | 0 | 0 | 0 | 0 | 0 | 0 | 0 | 0 | 0
3 | 24 | 21 | 0 | 0 | 0 | 0 | 0 | 0 | 0 | 0 | 0
3 | 24 | 22 | 0 | 0 | 0 | 0 | 0 | 0 | 0 | 0 | 0
3 | 24 | 23 | 0 | 0 | 0 | 0 | 0 | 0 | 0 | 0 | 0
3 | 24 | 24 | 0 | 0 | 0 | 0 | 0 | 0 | 0 | 0 | 0
3 | 25 | 1 | 0 | 0 | 0 | 0 | 0 | 0 | 0 | 0 | 0
3 | 25 | 2 | 0 | 0 | 0 | 0 | 0 | 0 | 0 | 0 | 0
3 | 25 | 3 | 0 | 0 | 0 | 0 | 0 | 0 | 0 | 0 | 0
3 | 25 | 4 | 0 | 0 | 0 | 0 | 0 | 0 | 0 | 0 | 0
3 | 25 | 5 | 0 | 0 | 0 | 0 | 0 | 0 | 0 | 0 | 0
3 | 25 | 6 | 0 | 0 | 0 | 0 | 0 | 0 | 0 | 0 | 0
3 | 25 | 7 | 0 | 0 | 0 | 0 | 0 | 0 | 0 | 0 | 0
3 | 25 | 8 | 0 | 0 | 0 | 0 | 0 | 0 | 0 | 0 | 0
3 | 25 | 9 | 0 | 0 | 0 | 0 | 0 | 0 | 0 | 0 | 0
3 | 25 | 10 | 0 | 0 | 0 | 0 | 0 | 0 | 0 | 0 | 0
3 | 25 | 11 | 0 | 0 | 0 | 0 | 0 | 0 | 0 | 0 | 0
3 | 25 | 12 | 0 | 0 | 0 | 0 | 0 | 0 | 0 | 0 | 0
3 | 25 | 13 | 0 | 0 | 0 | 0 | 0 | 0 | 0 | 0 | 0
3 | 25 | 14 | 0 | 0 | 0 | 0 | 0 | 0 | 0 | 0 | 0
3 | 25 | 15 | 0 | 0 | 0 | 0 | 0 | 0 | 0 | 0 | 0
3 | 25 | 16 | 0 | 0 | 0 | 0 | 0 | 0 | 0 | 0 | 0
3 | 25 | 17 | 0 | 0 | 0 | 0 | 0 | 0 | 0 | 0 | 0
3 | 25 | 18 | 0 | 0 | 0 | 0 | 0 | 0 | 0 | 0 | 0
3 | 25 | 19 | 0 | 0 | 0 | 0 | 0 | 0 | 0 | 0 | 0
3 | 25 | 20 | 0 | 0 | 0 | 0 | 0 | 0 | 0 | 0 | 0
3 | 25 | 21 | 0 | 0 | 0 | 0 | 0 | 0 | 0 | 0 | 0
3 | 25 | 22 | 0 | 0 | 0 | 0 | 0 | 0 | 0 | 0 | 0
3 | 25 | 23 | 0 | 0 | 0 | 0 | 0 | 0 | 0 | 0 | 0
3 | 25 | 24 | 0 | 0 | 0 | 0 | 0 | 0 | 0 | 0 | 0
3 | 26 | 1 | 0 | 0 | 0 | 0 | 0 | 0 | 0 | 0 | 0
3 | 26 | 2 | 0 | 0 | 0 | 0 | 0 | 0 | 0 | 0 | 0
3 | 26 | 3 | 0 | 0 | 0 | 0 | 0 | 0 | 0 | 0 | 0
3 | 26 | 4 | 0 | 0 | 0 | 0 | 0 | 0 | 0 | 0 | 0
3 | 26 | 5 | 0 | 0 | 0 | 0 | 0 | 0 | 0 | 0 | 0
3 | 26 | 6 | 0 | 0 | 0 | 0 | 0 | 0 | 0 | 0 | 0
3 | 26 | 7 | 0 | 0 | 0 | 0 | 0 | 0 | 0 | 0 | 0
3 | 26 | 8 | 0 | 0 | 0 | 0 | 0 | 0 | 0 | 0 | 0
3 | 26 | 9 | 0 | 0 | 0 | 0 | 0 | 0 | 0 | 0 | 0
3 | 26 | 10 | 0 | 0 | 0 | 0 | 0 | 0 | 0 | 0 | 0
3 | 26 | 11 | 0 | 0 | 0 | 0 | 0 | 0 | 0 | 0 | 0
3 | 26 | 12 | 0 | 0 | 0 | 0 | 0 | 0 | 0 | 0 | 0
3 | 26 | 13 | 0 | 0 | 0 | 0 | 0 | 0 | 0 | 0 | 0
3 | 26 | 14 | 0 | 0 | 0 | 0 | 0 | 0 | 0 | 0 | 0
3 | 26 | 15 | 0 | 0 | 0 | 0 | 0 | 0 | 0 | 0 | 0
3 | 26 | 16 | 0 | 0 | 0 | 0 | 0 | 0 | 0 | 0 | 0
3 | 26 | 17 | 0 | 0 | 0 | 0 | 0 | 0 | 0 | 0 | 0
3 | 26 | 18 | 0 | 0 | 0 | 0 | 0 | 0 | 0 | 0 | 0
3 | 26 | 19 | 0 | 0 | 0 | 0 | 0 | 0 | 0 | 0 | 0
3 | 26 | 20 | 0 | 0 | 0 | 0 | 0 | 0 | 0 | 0 | 0
3 | 26 | 21 | 0 | 0 | 0 | 0 | 0 | 0 | 0 | 0 | 0
3 | 26 | 22 | 0 | 0 | 0 | 0 | 0 | 0 | 0 | 0 | 0
3 | 26 | 23 | 0 | 0 | 0 | 0 | 0 | 0 | 0 | 0 | 0
3 | 26 | 24 | 0 | 0 | 0 | 0 | 0 | 0 | 0 | 0 | 0
3 | 27 | 1 | 0 | 0 | 0 | 0 | 0 | 0 | 0 | 0 | 0
3 | 27 | 2 | 0 | 0 | 0 | 0 | 0 | 0 | 0 | 0 | 0
3 | 27 | 3 | 0 | 0 | 0 | 0 | 0 | 0 | 0 | 0 | 0
3 | 27 | 4 | 0 | 0 | 0 | 0 | 0 | 0 | 0 | 0 | 0
3 | 27 | 5 | 0 | 0 | 0 | 0 | 0 | 0 | 0 | 0 | 0
3 | 27 | 6 | 0 | 0 | 0 | 0 | 0 | 0 | 0 | 0 | 0
3 | 27 | 7 | 0 | 0 | 0 | 0 | 0 | 0 | 0 | 0 | 0
3 | 27 | 8 | 0 | 0 | 0 | 0 | 0 | 0 | 0 | 0 | 0
3 | 27 | 9 | 0 | 0 | 0 | 0 | 0 | 0 | 0 | 0 | 0
3 | 27 | 10 | 0 | 0 | 0 | 0 | 0 | 0 | 0 | 0 | 0
3 | 27 | 11 | 0 | 0 | 0 | 0 | 0 | 0 | 0 | 0 | 0
3 | 27 | 12 | 0 | 0 | 0 | 0 | 0 | 0 | 0 | 0 | 0
3 | 27 | 13 | 0 | 0 | 0 | 0 | 0 | 0 | 0 | 0 | 0
3 | 27 | 14 | 0 | 0 | 0 | 0 | 0 | 0 | 0 | 0 | 0
3 | 27 | 15 | 0 | 0 | 0 | 0 | 0 | 0 | 0 | 0 | 0
3 | 27 | 16 | 0 | 0 | 0 | 0 | 0 | 0 | 0 | 0 | 0
3 | 27 | 17 | 0 | 0 | 0 | 0 | 0 | 0 | 0 | 0 | 0
3 | 27 | 18 | 0 | 0 | 0 | 0 | 0 | 0 | 0 | 0 | 0
3 | 27 | 19 | 0 | 0 | 0 | 0 | 0 | 0 | 0 | 0 | 0
3 | 27 | 20 | 0 | 0 | 0 | 0 | 0 | 0 | 0 | 0 | 0
3 | 27 | 21 | 0 | 0 | 0 | 0 | 0 | 0 | 0 | 0 | 0
3 | 27 | 22 | 0 | 0 | 0 | 0 | 0 | 0 | 0 | 0 | 0
3 | 27 | 23 | 0 | 0 | 0 | 0 | 0 | 0 | 0 | 0 | 0
3 | 27 | 24 | 0 | 0 | 0 | 0 | 0 | 0 | 0 | 0 | 0
3 | 28 | 1 | 0 | 0 | 0 | 0 | 0 | 0 | 0 | 0 | 0
3 | 28 | 2 | 0 | 0 | 0 | 0 | 0 | 0 | 0 | 0 | 0
3 | 28 | 3 | 0 | 0 | 0 | 0 | 0 | 0 | 0 | 0 | 0
3 | 28 | 4 | 0 | 0 | 0 | 0 | 0 | 0 | 0 | 0 | 0
3 | 28 | 5 | 0 | 0 | 0 | 0 | 0 | 0 | 0 | 0 | 0
3 | 28 | 6 | 0 | 0 | 0 | 0 | 0 | 0 | 0 | 0 | 0
3 | 28 | 7 | 0 | 0 | 0 | 0 | 0 | 0 | 0 | 0 | 0
3 | 28 | 8 | 0 | 0 | 0 | 0 | 0 | 0 | 0 | 0 | 0
3 | 28 | 9 | 0 | 0 | 0 | 0 | 0 | 0 | 0 | 0 | 0
3 | 28 | 10 | 0 | 0 | 0 | 0 | 0 | 0 | 0 | 0 | 0
3 | 28 | 11 | 0 | 0 | 0 | 0 | 0 | 0 | 0 | 0 | 0
3 | 28 | 12 | 0 | 0 | 0 | 0 | 0 | 0 | 0 | 0 | 0
3 | 28 | 13 | 0 | 0 | 0 | 0 | 0 | 0 | 0 | 0 | 0
3 | 28 | 14 | 0 | 0 | 0 | 0 | 0 | 0 | 0 | 0 | 0
3 | 28 | 15 | 0 | 0 | 0 | 0 | 0 | 0 | 0 | 0 | 0
3 | 28 | 16 | 0 | 0 | 0 | 0 | 0 | 0 | 0 | 0 | 0
3 | 28 | 17 | 0 | 0 | 0 | 0 | 0 | 0 | 0 | 0 | 0
3 | 28 | 18 | 0 | 0 | 0 | 0 | 0 | 0 | 0 | 0 | 0
3 | 28 | 19 | 0 | 0 | 0 | 0 | 0 | 0 | 0 | 0 | 0
3 | 28 | 20 | 0 | 0 | 0 | 0 | 0 | 0 | 0 | 0 | 0
3 | 28 | 21 | 0 | 0 | 0 | 0 | 0 | 0 | 0 | 0 | 0
3 | 28 | 22 | 0 | 0 | 0 | 0 | 0 | 0 | 0 | 0 | 0
3 | 28 | 23 | 0 | 0 | 0 | 0 | 0 | 0 | 0 | 0 | 0
3 | 28 | 24 | 0 | 0 | 0 | 0 | 0 | 0 | 0 | 0 | 0
3 | 29 | 1 | 0 | 0 | 0 | 0 | 0 | 0 | 0 | 0 | 0
3 | 29 | 2 | 0 | 0 | 0 | 0 | 0 | 0 | 0 | 0 | 0
3 | 29 | 3 | 0 | 0 | 0 | 0 | 0 | 0 | 0 | 0 | 0
3 | 29 | 4 | 0 | 0 | 0 | 0 | 0 | 0 | 0 | 0 | 0
3 | 29 | 5 | 0 | 0 | 0 | 0 | 0 | 0 | 0 | 0 | 0
3 | 29 | 6 | 0 | 0 | 0 | 0 | 0 | 0 | 0 | 0 | 0
3 | 29 | 7 | 0 | 0 | 0 | 0 | 0 | 0 | 0 | 0 | 0
3 | 29 | 8 | 0 | 0 | 0 | 0 | 0 | 0 | 0 | 0 | 0
3 | 29 | 9 | 0 | 0 | 0 | 0 | 0 | 0 | 0 | 0 | 0
3 | 29 | 10 | 0 | 0 | 0 | 0 | 0 | 0 | 0 | 0 | 0
3 | 29 | 11 | 0 | 0 | 0 | 0 | 0 | 0 | 0 | 0 | 0
3 | 29 | 12 | 0 | 0 | 0 | 0 | 0 | 0 | 0 | 0 | 0
3 | 29 | 13 | 0 | 0 | 0 | 0 | 0 | 0 | 0 | 0 | 0
3 | 29 | 14 | 0 | 0 | 0 | 0 | 0 | 0 | 0 | 0 | 0
3 | 29 | 15 | 0 | 0 | 0 | 0 | 0 | 0 | 0 | 0 | 0
3 | 29 | 16 | 0 | 0 | 0 | 0 | 0 | 0 | 0 | 0 | 0
3 | 29 | 17 | 0 | 0 | 0 | 0 | 0 | 0 | 0 | 0 | 0
3 | 29 | 18 | 0 | 0 | 0 | 0 | 0 | 0 | 0 | 0 | 0
3 | 29 | 19 | 0 | 0 | 0 | 0 | 0 | 0 | 0 | 0 | 0
3 | 29 | 20 | 0 | 0 | 0 | 0 | 0 | 0 | 0 | 0 | 0
3 | 29 | 21 | 0 | 0 | 0 | 0 | 0 | 0 | 0 | 0 | 0
3 | 29 | 22 | 0 | 0 | 0 | 0 | 0 | 0 | 0 | 0 | 0
3 | 29 | 23 | 0 | 0 | 0 | 0 | 0 | 0 | 0 | 0 | 0
3 | 29 | 24 | 0 | 0 | 0 | 0 | 0 | 0 | 0 | 0 | 0
3 | 30 | 1 | 0 | 0 | 0 | 0 | 0 | 0 | 0 | 0 | 0
3 | 30 | 2 | 0 | 0 | 0 | 0 | 0 | 0 | 0 | 0 | 0
3 | 30 | 3 | 0 | 0 | 0 | 0 | 0 | 0 | 0 | 0 | 0
3 | 30 | 4 | 0 | 0 | 0 | 0 | 0 | 0 | 0 | 0 | 0
3 | 30 | 5 | 0 | 0 | 0 | 0 | 0 | 0 | 0 | 0 | 0
3 | 30 | 6 | 0 | 0 | 0 | 0 | 0 | 0 | 0 | 0 | 0
3 | 30 | 7 | 0 | 0 | 0 | 0 | 0 | 0 | 0 | 0 | 0
3 | 30 | 8 | 0 | 0 | 0 | 0 | 0 | 0 | 0 | 0 | 0
3 | 30 | 9 | 0 | 0 | 0 | 0 | 0 | 0 | 0 | 0 | 0
3 | 30 | 10 | 0 | 0 | 0 | 0 | 0 | 0 | 0 | 0 | 0
3 | 30 | 11 | 0 | 0 | 0 | 0 | 0 | 0 | 0 | 0 | 0
3 | 30 | 12 | 0 | 0 | 0 | 0 | 0 | 0 | 0 | 0 | 0
3 | 30 | 13 | 0 | 0 | 0 | 0 | 0 | 0 | 0 | 0 | 0
3 | 30 | 14 | 0 | 0 | 0 | 0 | 0 | 0 | 0 | 0 | 0
3 | 30 | 15 | 0 | 0 | 0 | 0 | 0 | 0 | 0 | 0 | 0
3 | 30 | 16 | 0 | 0 | 0 | 0 | 0 | 0 | 0 | 0 | 0
3 | 30 | 17 | 0 | 0 | 0 | 0 | 0 | 0 | 0 | 0 | 0
3 | 30 | 18 | 0 | 0 | 0 | 0 | 0 | 0 | 0 | 0 | 0
3 | 30 | 19 | 0 | 0 | 0 | 0 | 0 | 0 | 0 | 0 | 0
3 | 30 | 20 | 0 | 0 | 0 | 0 | 0 | 0 | 0 | 0 | 0
3 | 30 | 21 | 0 | 0 | 0 | 0 | 0 | 0 | 0 | 0 | 0
3 | 30 | 22 | 0 | 0 | 0 | 0 | 0 | 0 | 0 | 0 | 0
3 | 30 | 23 | 0 | 0 | 0 | 0 | 0 | 0 | 0 | 0 | 0
3 | 30 | 24 | 0 | 0 | 0 | 0 | 0 | 0 | 0 | 0 | 0
3 | 31 | 1 | 0 | 0 | 0 | 0 | 0 | 0 | 0 | 0 | 0
3 | 31 | 2 | 0 | 0 | 0 | 0 | 0 | 0 | 0 | 0 | 0
3 | 31 | 3 | 0 | 0 | 0 | 0 | 0 | 0 | 0 | 0 | 0
3 | 31 | 4 | 0 | 0 | 0 | 0 | 0 | 0 | 0 | 0 | 0
3 | 31 | 5 | 0 | 0 | 0 | 0 | 0 | 0 | 0 | 0 | 0
3 | 31 | 6 | 0 | 0 | 0 | 0 | 0 | 0 | 0 | 0 | 0
3 | 31 | 7 | 0 | 0 | 0 | 0 | 0 | 0 | 0 | 0 | 0
3 | 31 | 8 | 0 | 0 | 0 | 0 | 0 | 0 | 0 | 0 | 0
3 | 31 | 9 | 0 | 0 | 0 | 0 | 0 | 0 | 0 | 0 | 0
3 | 31 | 10 | 0 | 0 | 0 | 0 | 0 | 0 | 0 | 0 | 0
3 | 31 | 11 | 0 | 0 | 0 | 0 | 0 | 0 | 0 | 0 | 0
3 | 31 | 12 | 0 | 0 | 0 | 0 | 0 | 0 | 0 | 0 | 0
3 | 31 | 13 | 0 | 0 | 0 | 0 | 0 | 0 | 0 | 0 | 0
3 | 31 | 14 | 0 | 0 | 0 | 0 | 0 | 0 | 0 | 0 | 0
3 | 31 | 15 | 0 | 0 | 0 | 0 | 0 | 0 | 0 | 0 | 0
3 | 31 | 16 | 0 | 0 | 0 | 0 | 0 | 0 | 0 | 0 | 0
3 | 31 | 17 | 0 | 0 | 0 | 0 | 0 | 0 | 0 | 0 | 0
3 | 31 | 18 | 0 | 0 | 0 | 0 | 0 | 0 | 0 | 0 | 0
3 | 31 | 19 | 0 | 0 | 0 | 0 | 0 | 0 | 0 | 0 | 0
3 | 31 | 20 | 0 | 0 | 0 | 0 | 0 | 0 | 0 | 0 | 0
3 | 31 | 21 | 0 | 0 | 0 | 0 | 0 | 0 | 0 | 0 | 0
3 | 31 | 22 | 0 | 0 | 0 | 0 | 0 | 0 | 0 | 0 | 0
3 | 31 | 23 | 0 | 0 | 0 | 0 | 0 | 0 | 0 | 0 | 0
3 | 31 | 24 | 0 | 0 | 0 | 0 | 0 | 0 | 0 | 0 | 0
4 | 1 | 1 | 0 | 0 | 0 | 0 | 0 | 0 | 0 | 0 | 0
4 | 1 | 2 | 0 | 0 | 0 | 0 | 0 | 0 | 0 | 0 | 0
4 | 1 | 3 | 0 | 0 | 0 | 0 | 0 | 0 | 0 | 0 | 0
4 | 1 | 4 | 0 | 0 | 0 | 0 | 0 | 0 | 0 | 0 | 0
4 | 1 | 5 | 0 | 0 | 0 | 0 | 0 | 0 | 0 | 0 | 0
4 | 1 | 6 | 0 | 0 | 0 | 0 | 0 | 0 | 0 | 0 | 0
4 | 1 | 7 | 0 | 0 | 0 | 0 | 0 | 0 | 0 | 0 | 0
4 | 1 | 8 | 0 | 0 | 0 | 0 | 0 | 0 | 0 | 0 | 0
4 | 1 | 9 | 0 | 0 | 0 | 0 | 0 | 0 | 0 | 0 | 0
4 | 1 | 10 | 0 | 0 | 0 | 0 | 0 | 0 | 0 | 0 | 0
4 | 1 | 11 | 0 | 0 | 0 | 0 | 0 | 0 | 0 | 0 | 0
4 | 1 | 12 | 0 | 0 | 0 | 0 | 0 | 0 | 0 | 0 | 0
4 | 1 | 13 | 0 | 0 | 0 | 0 | 0 | 0 | 0 | 0 | 0
4 | 1 | 14 | 0 | 0 | 0 | 0 | 0 | 0 | 0 | 0 | 0
4 | 1 | 15 | 0 | 0 | 0 | 0 | 0 | 0 | 0 | 0 | 0
4 | 1 | 16 | 0 | 0 | 0 | 0 | 0 | 0 | 0 | 0 | 0
4 | 1 | 17 | 0 | 0 | 0 | 0 | 0 | 0 | 0 | 0 | 0
4 | 1 | 18 | 0 | 0 | 0 | 0 | 0 | 0 | 0 | 0 | 0
4 | 1 | 19 | 0 | 0 | 0 | 0 | 0 | 0 | 0 | 0 | 0
4 | 1 | 20 | 0 | 0 | 0 | 0 | 0 | 0 | 0 | 0 | 0
4 | 1 | 21 | 0 | 0 | 0 | 0 | 0 | 0 | 0 | 0 | 0
4 | 1 | 22 | 0 | 0 | 0 | 0 | 0 | 0 | 0 | 0 | 0
4 | 1 | 23 | 0 | 0 | 0 | 0 | 0 | 0 | 0 | 0 | 0
4 | 1 | 24 | 0 | 0 | 0 | 0 | 0 | 0 | 0 | 0 | 0
4 | 2 | 1 | 0 | 0 | 0 | 0 | 0 | 0 | 0 | 0 | 0
4 | 2 | 2 | 0 | 0 | 0 | 0 | 0 | 0 | 0 | 0 | 0
4 | 2 | 3 | 0 | 0 | 0 | 0 | 0 | 0 | 0 | 0 | 0
4 | 2 | 4 | 0 | 0 | 0 | 0 | 0 | 0 | 0 | 0 | 0
4 | 2 | 5 | 0 | 0 | 0 | 0 | 0 | 0 | 0 | 0 | 0
4 | 2 | 6 | 0 | 0 | 0 | 0 | 0 | 0 | 0 | 0 | 0
4 | 2 | 7 | 0 | 0 | 0 | 0 | 0 | 0 | 0 | 0 | 0
4 | 2 | 8 | 0 | 0 | 0 | 0 | 0 | 0 | 0 | 0 | 0
4 | 2 | 9 | 0 | 0 | 0 | 0 | 0 | 0 | 0 | 0 | 0
4 | 2 | 10 | 0 | 0 | 0 | 0 | 0 | 0 | 0 | 0 | 0
4 | 2 | 11 | 0 | 0 | 0 | 0 | 0 | 0 | 0 | 0 | 0
4 | 2 | 12 | 0 | 0 | 0 | 0 | 0 | 0 | 0 | 0 | 0
4 | 2 | 13 | 0 | 0 | 0 | 0 | 0 | 0 | 0 | 0 | 0
4 | 2 | 14 | 0 | 0 | 0 | 0 | 0 | 0 | 0 | 0 | 0
4 | 2 | 15 | 0 | 0 | 0 | 0 | 0 | 0 | 0 | 0 | 0
4 | 2 | 16 | 0 | 0 | 0 | 0 | 0 | 0 | 0 | 0 | 0
4 | 2 | 17 | 0 | 0 | 0 | 0 | 0 | 0 | 0 | 0 | 0
4 | 2 | 18 | 0 | 0 | 0 | 0 | 0 | 0 | 0 | 0 | 0
4 | 2 | 19 | 0 | 0 | 0 | 0 | 0 | 0 | 0 | 0 | 0
4 | 2 | 20 | 0 | 0 | 0 | 0 | 0 | 0 | 0 | 0 | 0
4 | 2 | 21 | 0 | 0 | 0 | 0 | 0 | 0 | 0 | 0 | 0
4 | 2 | 22 | 0 | 0 | 0 | 0 | 0 | 0 | 0 | 0 | 0
4 | 2 | 23 | 0 | 0 | 0 | 0 | 0 | 0 | 0 | 0 | 0
4 | 2 | 24 | 0 | 0 | 0 | 0 | 0 | 0 | 0 | 0 | 0
4 | 3 | 1 | 0 | 0 | 0 | 0 | 0 | 0 | 0 | 0 | 0
4 | 3 | 2 | 0 | 0 | 0 | 0 | 0 | 0 | 0 | 0 | 0
4 | 3 | 3 | 0 | 0 | 0 | 0 | 0 | 0 | 0 | 0 | 0
4 | 3 | 4 | 0 | 0 | 0 | 0 | 0 | 0 | 0 | 0 | 0
4 | 3 | 5 | 0 | 0 | 0 | 0 | 0 | 0 | 0 | 0 | 0
4 | 3 | 6 | 0 | 0 | 0 | 0 | 0 | 0 | 0 | 0 | 0
4 | 3 | 7 | 0 | 0 | 0 | 0 | 0 | 0 | 0 | 0 | 0
4 | 3 | 8 | 0 | 0 | 0 | 0 | 0 | 0 | 0 | 0 | 0
4 | 3 | 9 | 0 | 0 | 0 | 0 | 0 | 0 | 0 | 0 | 0
4 | 3 | 10 | 0 | 0 | 0 | 0 | 0 | 0 | 0 | 0 | 0
4 | 3 | 11 | 0 | 0 | 0 | 0 | 0 | 0 | 0 | 0 | 0
4 | 3 | 12 | 0 | 0 | 0 | 0 | 0 | 0 | 0 | 0 | 0
4 | 3 | 13 | 0 | 0 | 0 | 0 | 0 | 0 | 0 | 0 | 0
4 | 3 | 14 | 0 | 0 | 0 | 0 | 0 | 0 | 0 | 0 | 0
4 | 3 | 15 | 0 | 0 | 0 | 0 | 0 | 0 | 0 | 0 | 0
4 | 3 | 16 | 0 | 0 | 0 | 0 | 0 | 0 | 0 | 0 | 0
4 | 3 | 17 | 0 | 0 | 0 | 0 | 0 | 0 | 0 | 0 | 0
4 | 3 | 18 | 0 | 0 | 0 | 0 | 0 | 0 | 0 | 0 | 0
4 | 3 | 19 | 0 | 0 | 0 | 0 | 0 | 0 | 0 | 0 | 0
4 | 3 | 20 | 0 | 0 | 0 | 0 | 0 | 0 | 0 | 0 | 0
4 | 3 | 21 | 0 | 0 | 0 | 0 | 0 | 0 | 0 | 0 | 0
4 | 3 | 22 | 0 | 0 | 0 | 0 | 0 | 0 | 0 | 0 | 0
4 | 3 | 23 | 0 | 0 | 0 | 0 | 0 | 0 | 0 | 0 | 0
4 | 3 | 24 | 0 | 0 | 0 | 0 | 0 | 0 | 0 | 0 | 0
4 | 4 | 1 | 0 | 0 | 0 | 0 | 0 | 0 | 0 | 0 | 0
4 | 4 | 2 | 0 | 0 | 0 | 0 | 0 | 0 | 0 | 0 | 0
4 | 4 | 3 | 0 | 0 | 0 | 0 | 0 | 0 | 0 | 0 | 0
4 | 4 | 4 | 0 | 0 | 0 | 0 | 0 | 0 | 0 | 0 | 0
4 | 4 | 5 | 0 | 0 | 0 | 0 | 0 | 0 | 0 | 0 | 0
4 | 4 | 6 | 0 | 0 | 0 | 0 | 0 | 0 | 0 | 0 | 0
4 | 4 | 7 | 0 | 0 | 0 | 0 | 0 | 0 | 0 | 0 | 0
4 | 4 | 8 | 0 | 0 | 0 | 0 | 0 | 0 | 0 | 0 | 0
4 | 4 | 9 | 0 | 0 | 0 | 0 | 0 | 0 | 0 | 0 | 0
4 | 4 | 10 | 0 | 0 | 0 | 0 | 0 | 0 | 0 | 0 | 0
4 | 4 | 11 | 0 | 0 | 0 | 0 | 0 | 0 | 0 | 0 | 0
4 | 4 | 12 | 0 | 0 | 0 | 0 | 0 | 0 | 0 | 0 | 0
4 | 4 | 13 | 0 | 0 | 0 | 0 | 0 | 0 | 0 | 0 | 0
4 | 4 | 14 | 0 | 0 | 0 | 0 | 0 | 0 | 0 | 0 | 0
4 | 4 | 15 | 0 | 0 | 0 | 0 | 0 | 0 | 0 | 0 | 0
4 | 4 | 16 | 0 | 0 | 0 | 0 | 0 | 0 | 0 | 0 | 0
4 | 4 | 17 | 0 | 0 | 0 | 0 | 0 | 0 | 0 | 0 | 0
4 | 4 | 18 | 0 | 0 | 0 | 0 | 0 | 0 | 0 | 0 | 0
4 | 4 | 19 | 0 | 0 | 0 | 0 | 0 | 0 | 0 | 0 | 0
4 | 4 | 20 | 0 | 0 | 0 | 0 | 0 | 0 | 0 | 0 | 0
4 | 4 | 21 | 0 | 0 | 0 | 0 | 0 | 0 | 0 | 0 | 0
4 | 4 | 22 | 0 | 0 | 0 | 0 | 0 | 0 | 0 | 0 | 0
4 | 4 | 23 | 0 | 0 | 0 | 0 | 0 | 0 | 0 | 0 | 0
4 | 4 | 24 | 0 | 0 | 0 | 0 | 0 | 0 | 0 | 0 | 0
4 | 5 | 1 | 0 | 0 | 0 | 0 | 0 | 0 | 0 | 0 | 0
4 | 5 | 2 | 0 | 0 | 0 | 0 | 0 | 0 | 0 | 0 | 0
4 | 5 | 3 | 0 | 0 | 0 | 0 | 0 | 0 | 0 | 0 | 0
4 | 5 | 4 | 0 | 0 | 0 | 0 | 0 | 0 | 0 | 0 | 0
4 | 5 | 5 | 0 | 0 | 0 | 0 | 0 | 0 | 0 | 0 | 0
4 | 5 | 6 | 0 | 0 | 0 | 0 | 0 | 0 | 0 | 0 | 0
4 | 5 | 7 | 0 | 0 | 0 | 0 | 0 | 0 | 0 | 0 | 0
4 | 5 | 8 | 0 | 0 | 0 | 0 | 0 | 0 | 0 | 0 | 0
4 | 5 | 9 | 0 | 0 | 0 | 0 | 0 | 0 | 0 | 0 | 0
4 | 5 | 10 | 0 | 0 | 0 | 0 | 0 | 0 | 0 | 0 | 0
4 | 5 | 11 | 0 | 0 | 0 | 0 | 0 | 0 | 0 | 0 | 0
4 | 5 | 12 | 0 | 0 | 0 | 0 | 0 | 0 | 0 | 0 | 0
4 | 5 | 13 | 0 | 0 | 0 | 0 | 0 | 0 | 0 | 0 | 0
4 | 5 | 14 | 0 | 0 | 0 | 0 | 0 | 0 | 0 | 0 | 0
4 | 5 | 15 | 0 | 0 | 0 | 0 | 0 | 0 | 0 | 0 | 0
4 | 5 | 16 | 0 | 0 | 0 | 0 | 0 | 0 | 0 | 0 | 0
4 | 5 | 17 | 0 | 0 | 0 | 0 | 0 | 0 | 0 | 0 | 0
4 | 5 | 18 | 0 | 0 | 0 | 0 | 0 | 0 | 0 | 0 | 0
4 | 5 | 19 | 0 | 0 | 0 | 0 | 0 | 0 | 0 | 0 | 0
4 | 5 | 20 | 0 | 0 | 0 | 0 | 0 | 0 | 0 | 0 | 0
4 | 5 | 21 | 0 | 0 | 0 | 0 | 0 | 0 | 0 | 0 | 0
4 | 5 | 22 | 0 | 0 | 0 | 0 | 0 | 0 | 0 | 0 | 0
4 | 5 | 23 | 0 | 0 | 0 | 0 | 0 | 0 | 0 | 0 | 0
4 | 5 | 24 | 0 | 0 | 0 | 0 | 0 | 0 | 0 | 0 | 0
4 | 6 | 1 | 0 | 0 | 0 | 0 | 0 | 0 | 0 | 0 | 0
4 | 6 | 2 | 0 | 0 | 0 | 0 | 0 | 0 | 0 | 0 | 0
4 | 6 | 3 | 0 | 0 | 0 | 0 | 0 | 0 | 0 | 0 | 0
4 | 6 | 4 | 0 | 0 | 0 | 0 | 0 | 0 | 0 | 0 | 0
4 | 6 | 5 | 0 | 0 | 0 | 0 | 0 | 0 | 0 | 0 | 0
4 | 6 | 6 | 0 | 0 | 0 | 0 | 0 | 0 | 0 | 0 | 0
4 | 6 | 7 | 0 | 0 | 0 | 0 | 0 | 0 | 0 | 0 | 0
4 | 6 | 8 | 0 | 0 | 0 | 0 | 0 | 0 | 0 | 0 | 0
4 | 6 | 9 | 0 | 0 | 0 | 0 | 0 | 0 | 0 | 0 | 0
4 | 6 | 10 | 0 | 0 | 0 | 0 | 0 | 0 | 0 | 0 | 0
4 | 6 | 11 | 0 | 0 | 0 | 0 | 0 | 0 | 0 | 0 | 0
4 | 6 | 12 | 0 | 0 | 0 | 0 | 0 | 0 | 0 | 0 | 0
4 | 6 | 13 | 0 | 0 | 0 | 0 | 0 | 0 | 0 | 0 | 0
4 | 6 | 14 | 0 | 0 | 0 | 0 | 0 | 0 | 0 | 0 | 0
4 | 6 | 15 | 0 | 0 | 0 | 0 | 0 | 0 | 0 | 0 | 0
4 | 6 | 16 | 0 | 0 | 0 | 0 | 0 | 0 | 0 | 0 | 0
4 | 6 | 17 | 0 | 0 | 0 | 0 | 0 | 0 | 0 | 0 | 0
4 | 6 | 18 | 0 | 0 | 0 | 0 | 0 | 0 | 0 | 0 | 0
4 | 6 | 19 | 0 | 0 | 0 | 0 | 0 | 0 | 0 | 0 | 0
4 | 6 | 20 | 0 | 0 | 0 | 0 | 0 | 0 | 0 | 0 | 0
4 | 6 | 21 | 0 | 0 | 0 | 0 | 0 | 0 | 0 | 0 | 0
4 | 6 | 22 | 0 | 0 | 0 | 0 | 0 | 0 | 0 | 0 | 0
4 | 6 | 23 | 0 | 0 | 0 | 0 | 0 | 0 | 0 | 0 | 0
4 | 6 | 24 | 0 | 0 | 0 | 0 | 0 | 0 | 0 | 0 | 0
4 | 7 | 1 | 0 | 0 | 0 | 0 | 0 | 0 | 0 | 0 | 0
4 | 7 | 2 | 0 | 0 | 0 | 0 | 0 | 0 | 0 | 0 | 0
4 | 7 | 3 | 0 | 0 | 0 | 0 | 0 | 0 | 0 | 0 | 0
4 | 7 | 4 | 0 | 0 | 0 | 0 | 0 | 0 | 0 | 0 | 0
4 | 7 | 5 | 0 | 0 | 0 | 0 | 0 | 0 | 0 | 0 | 0
4 | 7 | 6 | 0 | 0 | 0 | 0 | 0 | 0 | 0 | 0 | 0
4 | 7 | 7 | 0 | 0 | 0 | 0 | 0 | 0 | 0 | 0 | 0
4 | 7 | 8 | 0 | 0 | 0 | 0 | 0 | 0 | 0 | 0 | 0
4 | 7 | 9 | 0 | 0 | 0 | 0 | 0 | 0 | 0 | 0 | 0
4 | 7 | 10 | 0 | 0 | 0 | 0 | 0 | 0 | 0 | 0 | 0
4 | 7 | 11 | 0 | 0 | 0 | 0 | 0 | 0 | 0 | 0 | 0
4 | 7 | 12 | 0 | 0 | 0 | 0 | 0 | 0 | 0 | 0 | 0
4 | 7 | 13 | 0 | 0 | 0 | 0 | 0 | 0 | 0 | 0 | 0
4 | 7 | 14 | 0 | 0 | 0 | 0 | 0 | 0 | 0 | 0 | 0
4 | 7 | 15 | 0 | 0 | 0 | 0 | 0 | 0 | 0 | 0 | 0
4 | 7 | 16 | 0 | 0 | 0 | 0 | 0 | 0 | 0 | 0 | 0
4 | 7 | 17 | 0 | 0 | 0 | 0 | 0 | 0 | 0 | 0 | 0
4 | 7 | 18 | 0 | 0 | 0 | 0 | 0 | 0 | 0 | 0 | 0
4 | 7 | 19 | 0 | 0 | 0 | 0 | 0 | 0 | 0 | 0 | 0
4 | 7 | 20 | 0 | 0 | 0 | 0 | 0 | 0 | 0 | 0 | 0
4 | 7 | 21 | 0 | 0 | 0 | 0 | 0 | 0 | 0 | 0 | 0
4 | 7 | 22 | 0 | 0 | 0 | 0 | 0 | 0 | 0 | 0 | 0
4 | 7 | 23 | 0 | 0 | 0 | 0 | 0 | 0 | 0 | 0 | 0
4 | 7 | 24 | 0 | 0 | 0 | 0 | 0 | 0 | 0 | 0 | 0
4 | 8 | 1 | 0 | 0 | 0 | 0 | 0 | 0 | 0 | 0 | 0
4 | 8 | 2 | 0 | 0 | 0 | 0 | 0 | 0 | 0 | 0 | 0
4 | 8 | 3 | 0 | 0 | 0 | 0 | 0 | 0 | 0 | 0 | 0
4 | 8 | 4 | 0 | 0 | 0 | 0 | 0 | 0 | 0 | 0 | 0
4 | 8 | 5 | 0 | 0 | 0 | 0 | 0 | 0 | 0 | 0 | 0
4 | 8 | 6 | 0 | 0 | 0 | 0 | 0 | 0 | 0 | 0 | 0
4 | 8 | 7 | 0 | 0 | 0 | 0 | 0 | 0 | 0 | 0 | 0
4 | 8 | 8 | 0 | 0 | 0 | 0 | 0 | 0 | 0 | 0 | 0
4 | 8 | 9 | 0 | 0 | 0 | 0 | 0 | 0 | 0 | 0 | 0
4 | 8 | 10 | 0 | 0 | 0 | 0 | 0 | 0 | 0 | 0 | 0
4 | 8 | 11 | 0 | 0 | 0 | 0 | 0 | 0 | 0 | 0 | 0
4 | 8 | 12 | 0 | 0 | 0 | 0 | 0 | 0 | 0 | 0 | 0
4 | 8 | 13 | 0 | 0 | 0 | 0 | 0 | 0 | 0 | 0 | 0
4 | 8 | 14 | 0 | 0 | 0 | 0 | 0 | 0 | 0 | 0 | 0
4 | 8 | 15 | 0 | 0 | 0 | 0 | 0 | 0 | 0 | 0 | 0
4 | 8 | 16 | 0 | 0 | 0 | 0 | 0 | 0 | 0 | 0 | 0
4 | 8 | 17 | 0 | 0 | 0 | 0 | 0 | 0 | 0 | 0 | 0
4 | 8 | 18 | 0 | 0 | 0 | 0 | 0 | 0 | 0 | 0 | 0
4 | 8 | 19 | 0 | 0 | 0 | 0 | 0 | 0 | 0 | 0 | 0
4 | 8 | 20 | 0 | 0 | 0 | 0 | 0 | 0 | 0 | 0 | 0
4 | 8 | 21 | 0 | 0 | 0 | 0 | 0 | 0 | 0 | 0 | 0
4 | 8 | 22 | 0 | 0 | 0 | 0 | 0 | 0 | 0 | 0 | 0
4 | 8 | 23 | 0 | 0 | 0 | 0 | 0 | 0 | 0 | 0 | 0
4 | 8 | 24 | 0 | 0 | 0 | 0 | 0 | 0 | 0 | 0 | 0
4 | 9 | 1 | 0 | 0 | 0 | 0 | 0 | 0 | 0 | 0 | 0
4 | 9 | 2 | 0 | 0 | 0 | 0 | 0 | 0 | 0 | 0 | 0
4 | 9 | 3 | 0 | 0 | 0 | 0 | 0 | 0 | 0 | 0 | 0
4 | 9 | 4 | 0 | 0 | 0 | 0 | 0 | 0 | 0 | 0 | 0
4 | 9 | 5 | 0 | 0 | 0 | 0 | 0 | 0 | 0 | 0 | 0
4 | 9 | 6 | 0 | 0 | 0 | 0 | 0 | 0 | 0 | 0 | 0
4 | 9 | 7 | 0 | 0 | 0 | 0 | 0 | 0 | 0 | 0 | 0
4 | 9 | 8 | 0 | 0 | 0 | 0 | 0 | 0 | 0 | 0 | 0
4 | 9 | 9 | 0 | 0 | 0 | 0 | 0 | 0 | 0 | 0 | 0
4 | 9 | 10 | 0 | 0 | 0 | 0 | 0 | 0 | 0 | 0 | 0
4 | 9 | 11 | 0 | 0 | 0 | 0 | 0 | 0 | 0 | 0 | 0
4 | 9 | 12 | 0 | 0 | 0 | 0 | 0 | 0 | 0 | 0 | 0
4 | 9 | 13 | 0 | 0 | 0 | 0 | 0 | 0 | 0 | 0 | 0
4 | 9 | 14 | 0 | 0 | 0 | 0 | 0 | 0 | 0 | 0 | 0
4 | 9 | 15 | 0 | 0 | 0 | 0 | 0 | 0 | 0 | 0 | 0
4 | 9 | 16 | 0 | 0 | 0 | 0 | 0 | 0 | 0 | 0 | 0
4 | 9 | 17 | 0 | 0 | 0 | 0 | 0 | 0 | 0 | 0 | 0
4 | 9 | 18 | 0 | 0 | 0 | 0 | 0 | 0 | 0 | 0 | 0
4 | 9 | 19 | 0 | 0 | 0 | 0 | 0 | 0 | 0 | 0 | 0
4 | 9 | 20 | 0 | 0 | 0 | 0 | 0 | 0 | 0 | 0 | 0
4 | 9 | 21 | 0 | 0 | 0 | 0 | 0 | 0 | 0 | 0 | 0
4 | 9 | 22 | 0 | 0 | 0 | 0 | 0 | 0 | 0 | 0 | 0
4 | 9 | 23 | 0 | 0 | 0 | 0 | 0 | 0 | 0 | 0 | 0
4 | 9 | 24 | 0 | 0 | 0 | 0 | 0 | 0 | 0 | 0 | 0
4 | 10 | 1 | 0 | 0 | 0 | 0 | 0 | 0 | 0 | 0 | 0
4 | 10 | 2 | 0 | 0 | 0 | 0 | 0 | 0 | 0 | 0 | 0
4 | 10 | 3 | 0 | 0 | 0 | 0 | 0 | 0 | 0 | 0 | 0
4 | 10 | 4 | 0 | 0 | 0 | 0 | 0 | 0 | 0 | 0 | 0
4 | 10 | 5 | 0 | 0 | 0 | 0 | 0 | 0 | 0 | 0 | 0
4 | 10 | 6 | 0 | 0 | 0 | 0 | 0 | 0 | 0 | 0 | 0
4 | 10 | 7 | 0 | 0 | 0 | 0 | 0 | 0 | 0 | 0 | 0
4 | 10 | 8 | 0 | 0 | 0 | 0 | 0 | 0 | 0 | 0 | 0
4 | 10 | 9 | 0 | 0 | 0 | 0 | 0 | 0 | 0 | 0 | 0
4 | 10 | 10 | 0 | 0 | 0 | 0 | 0 | 0 | 0 | 0 | 0
4 | 10 | 11 | 0 | 0 | 0 | 0 | 0 | 0 | 0 | 0 | 0
4 | 10 | 12 | 0 | 0 | 0 | 0 | 0 | 0 | 0 | 0 | 0
4 | 10 | 13 | 0 | 0 | 0 | 0 | 0 | 0 | 0 | 0 | 0
4 | 10 | 14 | 0 | 0 | 0 | 0 | 0 | 0 | 0 | 0 | 0
4 | 10 | 15 | 0 | 0 | 0 | 0 | 0 | 0 | 0 | 0 | 0
4 | 10 | 16 | 0 | 0 | 0 | 0 | 0 | 0 | 0 | 0 | 0
4 | 10 | 17 | 0 | 0 | 0 | 0 | 0 | 0 | 0 | 0 | 0
4 | 10 | 18 | 0 | 0 | 0 | 0 | 0 | 0 | 0 | 0 | 0
4 | 10 | 19 | 0 | 0 | 0 | 0 | 0 | 0 | 0 | 0 | 0
4 | 10 | 20 | 0 | 0 | 0 | 0 | 0 | 0 | 0 | 0 | 0
4 | 10 | 21 | 0 | 0 | 0 | 0 | 0 | 0 | 0 | 0 | 0
4 | 10 | 22 | 0 | 0 | 0 | 0 | 0 | 0 | 0 | 0 | 0
4 | 10 | 23 | 0 | 0 | 0 | 0 | 0 | 0 | 0 | 0 | 0
4 | 10 | 24 | 0 | 0 | 0 | 0 | 0 | 0 | 0 | 0 | 0
4 | 11 | 1 | 0 | 0 | 0 | 0 | 0 | 0 | 0 | 0 | 0
4 | 11 | 2 | 0 | 0 | 0 | 0 | 0 | 0 | 0 | 0 | 0
4 | 11 | 3 | 0 | 0 | 0 | 0 | 0 | 0 | 0 | 0 | 0
4 | 11 | 4 | 0 | 0 | 0 | 0 | 0 | 0 | 0 | 0 | 0
4 | 11 | 5 | 0 | 0 | 0 | 0 | 0 | 0 | 0 | 0 | 0
4 | 11 | 6 | 0 | 0 | 0 | 0 | 0 | 0 | 0 | 0 | 0
4 | 11 | 7 | 0 | 0 | 0 | 0 | 0 | 0 | 0 | 0 | 0
4 | 11 | 8 | 0 | 0 | 0 | 0 | 0 | 0 | 0 | 0 | 0
4 | 11 | 9 | 0 | 0 | 0 | 0 | 0 | 0 | 0 | 0 | 0
4 | 11 | 10 | 0 | 0 | 0 | 0 | 0 | 0 | 0 | 0 | 0
4 | 11 | 11 | 0 | 0 | 0 | 0 | 0 | 0 | 0 | 0 | 0
4 | 11 | 12 | 0 | 0 | 0 | 0 | 0 | 0 | 0 | 0 | 0
4 | 11 | 13 | 0 | 0 | 0 | 0 | 0 | 0 | 0 | 0 | 0
4 | 11 | 14 | 0 | 0 | 0 | 0 | 0 | 0 | 0 | 0 | 0
4 | 11 | 15 | 0 | 0 | 0 | 0 | 0 | 0 | 0 | 0 | 0
4 | 11 | 16 | 0 | 0 | 0 | 0 | 0 | 0 | 0 | 0 | 0
4 | 11 | 17 | 0 | 0 | 0 | 0 | 0 | 0 | 0 | 0 | 0
4 | 11 | 18 | 0 | 0 | 0 | 0 | 0 | 0 | 0 | 0 | 0
4 | 11 | 19 | 0 | 0 | 0 | 0 | 0 | 0 | 0 | 0 | 0
4 | 11 | 20 | 0 | 0 | 0 | 0 | 0 | 0 | 0 | 0 | 0
4 | 11 | 21 | 0 | 0 | 0 | 0 | 0 | 0 | 0 | 0 | 0
4 | 11 | 22 | 0 | 0 | 0 | 0 | 0 | 0 | 0 | 0 | 0
4 | 11 | 23 | 0 | 0 | 0 | 0 | 0 | 0 | 0 | 0 | 0
4 | 11 | 24 | 0 | 0 | 0 | 0 | 0 | 0 | 0 | 0 | 0
4 | 12 | 1 | 0 | 0 | 0 | 0 | 0 | 0 | 0 | 0 | 0
4 | 12 | 2 | 0 | 0 | 0 | 0 | 0 | 0 | 0 | 0 | 0
4 | 12 | 3 | 0 | 0 | 0 | 0 | 0 | 0 | 0 | 0 | 0
4 | 12 | 4 | 0 | 0 | 0 | 0 | 0 | 0 | 0 | 0 | 0
4 | 12 | 5 | 0 | 0 | 0 | 0 | 0 | 0 | 0 | 0 | 0
4 | 12 | 6 | 0 | 0 | 0 | 0 | 0 | 0 | 0 | 0 | 0
4 | 12 | 7 | 0 | 0 | 0 | 0 | 0 | 0 | 0 | 0 | 0
4 | 12 | 8 | 0 | 0 | 0 | 0 | 0 | 0 | 0 | 0 | 0
4 | 12 | 9 | 0 | 0 | 0 | 0 | 0 | 0 | 0 | 0 | 0
4 | 12 | 10 | 0 | 0 | 0 | 0 | 0 | 0 | 0 | 0 | 0
4 | 12 | 11 | 0 | 0 | 0 | 0 | 0 | 0 | 0 | 0 | 0
4 | 12 | 12 | 0 | 0 | 0 | 0 | 0 | 0 | 0 | 0 | 0
4 | 12 | 13 | 0 | 0 | 0 | 0 | 0 | 0 | 0 | 0 | 0
4 | 12 | 14 | 0 | 0 | 0 | 0 | 0 | 0 | 0 | 0 | 0
4 | 12 | 15 | 0 | 0 | 0 | 0 | 0 | 0 | 0 | 0 | 0
4 | 12 | 16 | 0 | 0 | 0 | 0 | 0 | 0 | 0 | 0 | 0
4 | 12 | 17 | 0 | 0 | 0 | 0 | 0 | 0 | 0 | 0 | 0
4 | 12 | 18 | 0 | 0 | 0 | 0 | 0 | 0 | 0 | 0 | 0
4 | 12 | 19 | 0 | 0 | 0 | 0 | 0 | 0 | 0 | 0 | 0
4 | 12 | 20 | 0 | 0 | 0 | 0 | 0 | 0 | 0 | 0 | 0
4 | 12 | 21 | 0 | 0 | 0 | 0 | 0 | 0 | 0 | 0 | 0
4 | 12 | 22 | 0 | 0 | 0 | 0 | 0 | 0 | 0 | 0 | 0
4 | 12 | 23 | 0 | 0 | 0 | 0 | 0 | 0 | 0 | 0 | 0
4 | 12 | 24 | 0 | 0 | 0 | 0 | 0 | 0 | 0 | 0 | 0
4 | 13 | 1 | 0 | 0 | 0 | 0 | 0 | 0 | 0 | 0 | 0
4 | 13 | 2 | 0 | 0 | 0 | 0 | 0 | 0 | 0 | 0 | 0
4 | 13 | 3 | 0 | 0 | 0 | 0 | 0 | 0 | 0 | 0 | 0
4 | 13 | 4 | 0 | 0 | 0 | 0 | 0 | 0 | 0 | 0 | 0
4 | 13 | 5 | 0 | 0 | 0 | 0 | 0 | 0 | 0 | 0 | 0
4 | 13 | 6 | 0 | 0 | 0 | 0 | 0 | 0 | 0 | 0 | 0
4 | 13 | 7 | 0 | 0 | 0 | 0 | 0 | 0 | 0 | 0 | 0
4 | 13 | 8 | 0 | 0 | 0 | 0 | 0 | 0 | 0 | 0 | 0
4 | 13 | 9 | 0 | 0 | 0 | 0 | 0 | 0 | 0 | 0 | 0
4 | 13 | 10 | 0 | 0 | 0 | 0 | 0 | 0 | 0 | 0 | 0
4 | 13 | 11 | 0 | 0 | 0 | 0 | 0 | 0 | 0 | 0 | 0
4 | 13 | 12 | 0 | 0 | 0 | 0 | 0 | 0 | 0 | 0 | 0
4 | 13 | 13 | 0 | 0 | 0 | 0 | 0 | 0 | 0 | 0 | 0
4 | 13 | 14 | 0 | 0 | 0 | 0 | 0 | 0 | 0 | 0 | 0
4 | 13 | 15 | 0 | 0 | 0 | 0 | 0 | 0 | 0 | 0 | 0
4 | 13 | 16 | 0 | 0 | 0 | 0 | 0 | 0 | 0 | 0 | 0
4 | 13 | 17 | 0 | 0 | 0 | 0 | 0 | 0 | 0 | 0 | 0
4 | 13 | 18 | 0 | 0 | 0 | 0 | 0 | 0 | 0 | 0 | 0
4 | 13 | 19 | 0 | 0 | 0 | 0 | 0 | 0 | 0 | 0 | 0
4 | 13 | 20 | 0 | 0 | 0 | 0 | 0 | 0 | 0 | 0 | 0
4 | 13 | 21 | 0 | 0 | 0 | 0 | 0 | 0 | 0 | 0 | 0
4 | 13 | 22 | 0 | 0 | 0 | 0 | 0 | 0 | 0 | 0 | 0
4 | 13 | 23 | 0 | 0 | 0 | 0 | 0 | 0 | 0 | 0 | 0
4 | 13 | 24 | 0 | 0 | 0 | 0 | 0 | 0 | 0 | 0 | 0
4 | 14 | 1 | 0 | 0 | 0 | 0 | 0 | 0 | 0 | 0 | 0
4 | 14 | 2 | 0 | 0 | 0 | 0 | 0 | 0 | 0 | 0 | 0
4 | 14 | 3 | 0 | 0 | 0 | 0 | 0 | 0 | 0 | 0 | 0
4 | 14 | 4 | 0 | 0 | 0 | 0 | 0 | 0 | 0 | 0 | 0
4 | 14 | 5 | 0 | 0 | 0 | 0 | 0 | 0 | 0 | 0 | 0
4 | 14 | 6 | 0 | 0 | 0 | 0 | 0 | 0 | 0 | 0 | 0
4 | 14 | 7 | 0 | 0 | 0 | 0 | 0 | 0 | 0 | 0 | 0
4 | 14 | 8 | 0 | 0 | 0 | 0 | 0 | 0 | 0 | 0 | 0
4 | 14 | 9 | 0 | 0 | 0 | 0 | 0 | 0 | 0 | 0 | 0
4 | 14 | 10 | 0 | 0 | 0 | 0 | 0 | 0 | 0 | 0 | 0
4 | 14 | 11 | 0 | 0 | 0 | 0 | 0 | 0 | 0 | 0 | 0
4 | 14 | 12 | 0 | 0 | 0 | 0 | 0 | 0 | 0 | 0 | 0
4 | 14 | 13 | 0 | 0 | 0 | 0 | 0 | 0 | 0 | 0 | 0
4 | 14 | 14 | 0 | 0 | 0 | 0 | 0 | 0 | 0 | 0 | 0
4 | 14 | 15 | 0 | 0 | 0 | 0 | 0 | 0 | 0 | 0 | 0
4 | 14 | 16 | 0 | 0 | 0 | 0 | 0 | 0 | 0 | 0 | 0
4 | 14 | 17 | 0 | 0 | 0 | 0 | 0 | 0 | 0 | 0 | 0
4 | 14 | 18 | 0 | 0 | 0 | 0 | 0 | 0 | 0 | 0 | 0
4 | 14 | 19 | 0 | 0 | 0 | 0 | 0 | 0 | 0 | 0 | 0
4 | 14 | 20 | 0 | 0 | 0 | 0 | 0 | 0 | 0 | 0 | 0
4 | 14 | 21 | 0 | 0 | 0 | 0 | 0 | 0 | 0 | 0 | 0
4 | 14 | 22 | 0 | 0 | 0 | 0 | 0 | 0 | 0 | 0 | 0
4 | 14 | 23 | 0 | 0 | 0 | 0 | 0 | 0 | 0 | 0 | 0
4 | 14 | 24 | 0 | 0 | 0 | 0 | 0 | 0 | 0 | 0 | 0
4 | 15 | 1 | 0 | 0 | 0 | 0 | 0 | 0 | 0 | 0 | 0
4 | 15 | 2 | 0 | 0 | 0 | 0 | 0 | 0 | 0 | 0 | 0
4 | 15 | 3 | 0 | 0 | 0 | 0 | 0 | 0 | 0 | 0 | 0
4 | 15 | 4 | 0 | 0 | 0 | 0 | 0 | 0 | 0 | 0 | 0
4 | 15 | 5 | 0 | 0 | 0 | 0 | 0 | 0 | 0 | 0 | 0
4 | 15 | 6 | 0 | 0 | 0 | 0 | 0 | 0 | 0 | 0 | 0
4 | 15 | 7 | 0 | 0 | 0 | 0 | 0 | 0 | 0 | 0 | 0
4 | 15 | 8 | 0 | 0 | 0 | 0 | 0 | 0 | 0 | 0 | 0
4 | 15 | 9 | 0 | 0 | 0 | 0 | 0 | 0 | 0 | 0 | 0
4 | 15 | 10 | 0 | 0 | 0 | 0 | 0 | 0 | 0 | 0 | 0
4 | 15 | 11 | 0 | 0 | 0 | 0 | 0 | 0 | 0 | 0 | 0
4 | 15 | 12 | 0 | 0 | 0 | 0 | 0 | 0 | 0 | 0 | 0
4 | 15 | 13 | 0 | 0 | 0 | 0 | 0 | 0 | 0 | 0 | 0
4 | 15 | 14 | 0 | 0 | 0 | 0 | 0 | 0 | 0 | 0 | 0
4 | 15 | 15 | 0 | 0 | 0 | 0 | 0 | 0 | 0 | 0 | 0
4 | 15 | 16 | 0 | 0 | 0 | 0 | 0 | 0 | 0 | 0 | 0
4 | 15 | 17 | 0 | 0 | 0 | 0 | 0 | 0 | 0 | 0 | 0
4 | 15 | 18 | 0 | 0 | 0 | 0 | 0 | 0 | 0 | 0 | 0
4 | 15 | 19 | 0 | 0 | 0 | 0 | 0 | 0 | 0 | 0 | 0
4 | 15 | 20 | 0 | 0 | 0 | 0 | 0 | 0 | 0 | 0 | 0
4 | 15 | 21 | 0 | 0 | 0 | 0 | 0 | 0 | 0 | 0 | 0
4 | 15 | 22 | 0 | 0 | 0 | 0 | 0 | 0 | 0 | 0 | 0
4 | 15 | 23 | 0 | 0 | 0 | 0 | 0 | 0 | 0 | 0 | 0
4 | 15 | 24 | 0 | 0 | 0 | 0 | 0 | 0 | 0 | 0 | 0
4 | 16 | 1 | 0 | 0 | 0 | 0 | 0 | 0 | 0 | 0 | 0
4 | 16 | 2 | 0 | 0 | 0 | 0 | 0 | 0 | 0 | 0 | 0
4 | 16 | 3 | 0 | 0 | 0 | 0 | 0 | 0 | 0 | 0 | 0
4 | 16 | 4 | 0 | 0 | 0 | 0 | 0 | 0 | 0 | 0 | 0
4 | 16 | 5 | 0 | 0 | 0 | 0 | 0 | 0 | 0 | 0 | 0
4 | 16 | 6 | 0 | 0 | 0 | 0 | 0 | 0 | 0 | 0 | 0
4 | 16 | 7 | 0 | 0 | 0 | 0 | 0 | 0 | 0 | 0 | 0
4 | 16 | 8 | 0 | 0 | 0 | 0 | 0 | 0 | 0 | 0 | 0
4 | 16 | 9 | 0 | 0 | 0 | 0 | 0 | 0 | 0 | 0 | 0
4 | 16 | 10 | 0 | 0 | 0 | 0 | 0 | 0 | 0 | 0 | 0
4 | 16 | 11 | 0 | 0 | 0 | 0 | 0 | 0 | 0 | 0 | 0
4 | 16 | 12 | 0 | 0 | 0 | 0 | 0 | 0 | 0 | 0 | 0
4 | 16 | 13 | 0 | 0 | 0 | 0 | 0 | 0 | 0 | 0 | 0
4 | 16 | 14 | 0 | 0 | 0 | 0 | 0 | 0 | 0 | 0 | 0
4 | 16 | 15 | 0 | 0 | 0 | 0 | 0 | 0 | 0 | 0 | 0
4 | 16 | 16 | 0 | 0 | 0 | 0 | 0 | 0 | 0 | 0 | 0
4 | 16 | 17 | 0 | 0 | 0 | 0 | 0 | 0 | 0 | 0 | 0
4 | 16 | 18 | 0 | 0 | 0 | 0 | 0 | 0 | 0 | 0 | 0
4 | 16 | 19 | 0 | 0 | 0 | 0 | 0 | 0 | 0 | 0 | 0
4 | 16 | 20 | 0 | 0 | 0 | 0 | 0 | 0 | 0 | 0 | 0
4 | 16 | 21 | 0 | 0 | 0 | 0 | 0 | 0 | 0 | 0 | 0
4 | 16 | 22 | 0 | 0 | 0 | 0 | 0 | 0 | 0 | 0 | 0
4 | 16 | 23 | 0 | 0 | 0 | 0 | 0 | 0 | 0 | 0 | 0
4 | 16 | 24 | 0 | 0 | 0 | 0 | 0 | 0 | 0 | 0 | 0
4 | 17 | 1 | 0 | 0 | 0 | 0 | 0 | 0 | 0 | 0 | 0
4 | 17 | 2 | 0 | 0 | 0 | 0 | 0 | 0 | 0 | 0 | 0
4 | 17 | 3 | 0 | 0 | 0 | 0 | 0 | 0 | 0 | 0 | 0
4 | 17 | 4 | 0 | 0 | 0 | 0 | 0 | 0 | 0 | 0 | 0
4 | 17 | 5 | 0 | 0 | 0 | 0 | 0 | 0 | 0 | 0 | 0
4 | 17 | 6 | 0 | 0 | 0 | 0 | 0 | 0 | 0 | 0 | 0
4 | 17 | 7 | 0 | 0 | 0 | 0 | 0 | 0 | 0 | 0 | 0
4 | 17 | 8 | 0 | 0 | 0 | 0 | 0 | 0 | 0 | 0 | 0
4 | 17 | 9 | 0 | 0 | 0 | 0 | 0 | 0 | 0 | 0 | 0
4 | 17 | 10 | 0 | 0 | 0 | 0 | 0 | 0 | 0 | 0 | 0
4 | 17 | 11 | 0 | 0 | 0 | 0 | 0 | 0 | 0 | 0 | 0
4 | 17 | 12 | 0 | 0 | 0 | 0 | 0 | 0 | 0 | 0 | 0
4 | 17 | 13 | 0 | 0 | 0 | 0 | 0 | 0 | 0 | 0 | 0
4 | 17 | 14 | 0 | 0 | 0 | 0 | 0 | 0 | 0 | 0 | 0
4 | 17 | 15 | 0 | 0 | 0 | 0 | 0 | 0 | 0 | 0 | 0
4 | 17 | 16 | 0 | 0 | 0 | 0 | 0 | 0 | 0 | 0 | 0
4 | 17 | 17 | 0 | 0 | 0 | 0 | 0 | 0 | 0 | 0 | 0
4 | 17 | 18 | 0 | 0 | 0 | 0 | 0 | 0 | 0 | 0 | 0
4 | 17 | 19 | 0 | 0 | 0 | 0 | 0 | 0 | 0 | 0 | 0
4 | 17 | 20 | 0 | 0 | 0 | 0 | 0 | 0 | 0 | 0 | 0
4 | 17 | 21 | 0 | 0 | 0 | 0 | 0 | 0 | 0 | 0 | 0
4 | 17 | 22 | 0 | 0 | 0 | 0 | 0 | 0 | 0 | 0 | 0
4 | 17 | 23 | 0 | 0 | 0 | 0 | 0 | 0 | 0 | 0 | 0
4 | 17 | 24 | 0 | 0 | 0 | 0 | 0 | 0 | 0 | 0 | 0
4 | 18 | 1 | 0 | 0 | 0 | 0 | 0 | 0 | 0 | 0 | 0
4 | 18 | 2 | 0 | 0 | 0 | 0 | 0 | 0 | 0 | 0 | 0
4 | 18 | 3 | 0 | 0 | 0 | 0 | 0 | 0 | 0 | 0 | 0
4 | 18 | 4 | 0 | 0 | 0 | 0 | 0 | 0 | 0 | 0 | 0
4 | 18 | 5 | 0 | 0 | 0 | 0 | 0 | 0 | 0 | 0 | 0
4 | 18 | 6 | 0 | 0 | 0 | 0 | 0 | 0 | 0 | 0 | 0
4 | 18 | 7 | 0 | 0 | 0 | 0 | 0 | 0 | 0 | 0 | 0
4 | 18 | 8 | 0 | 0 | 0 | 0 | 0 | 0 | 0 | 0 | 0
4 | 18 | 9 | 0 | 0 | 0 | 0 | 0 | 0 | 0 | 0 | 0
4 | 18 | 10 | 0 | 0 | 0 | 0 | 0 | 0 | 0 | 0 | 0
4 | 18 | 11 | 0 | 0 | 0 | 0 | 0 | 0 | 0 | 0 | 0
4 | 18 | 12 | 0 | 0 | 0 | 0 | 0 | 0 | 0 | 0 | 0
4 | 18 | 13 | 0 | 0 | 0 | 0 | 0 | 0 | 0 | 0 | 0
4 | 18 | 14 | 0 | 0 | 0 | 0 | 0 | 0 | 0 | 0 | 0
4 | 18 | 15 | 0 | 0 | 0 | 0 | 0 | 0 | 0 | 0 | 0
4 | 18 | 16 | 0 | 0 | 0 | 0 | 0 | 0 | 0 | 0 | 0
4 | 18 | 17 | 0 | 0 | 0 | 0 | 0 | 0 | 0 | 0 | 0
4 | 18 | 18 | 0 | 0 | 0 | 0 | 0 | 0 | 0 | 0 | 0
4 | 18 | 19 | 0 | 0 | 0 | 0 | 0 | 0 | 0 | 0 | 0
4 | 18 | 20 | 0 | 0 | 0 | 0 | 0 | 0 | 0 | 0 | 0
4 | 18 | 21 | 0 | 0 | 0 | 0 | 0 | 0 | 0 | 0 | 0
4 | 18 | 22 | 0 | 0 | 0 | 0 | 0 | 0 | 0 | 0 | 0
4 | 18 | 23 | 0 | 0 | 0 | 0 | 0 | 0 | 0 | 0 | 0
4 | 18 | 24 | 0 | 0 | 0 | 0 | 0 | 0 | 0 | 0 | 0
4 | 19 | 1 | 0 | 0 | 0 | 0 | 0 | 0 | 0 | 0 | 0
4 | 19 | 2 | 0 | 0 | 0 | 0 | 0 | 0 | 0 | 0 | 0
4 | 19 | 3 | 0 | 0 | 0 | 0 | 0 | 0 | 0 | 0 | 0
4 | 19 | 4 | 0 | 0 | 0 | 0 | 0 | 0 | 0 | 0 | 0
4 | 19 | 5 | 0 | 0 | 0 | 0 | 0 | 0 | 0 | 0 | 0
4 | 19 | 6 | 0 | 0 | 0 | 0 | 0 | 0 | 0 | 0 | 0
4 | 19 | 7 | 0 | 0 | 0 | 0 | 0 | 0 | 0 | 0 | 0
4 | 19 | 8 | 0 | 0 | 0 | 0 | 0 | 0 | 0 | 0 | 0
4 | 19 | 9 | 0 | 0 | 0 | 0 | 0 | 0 | 0 | 0 | 0
4 | 19 | 10 | 0 | 0 | 0 | 0 | 0 | 0 | 0 | 0 | 0
4 | 19 | 11 | 0 | 0 | 0 | 0 | 0 | 0 | 0 | 0 | 0
4 | 19 | 12 | 0 | 0 | 0 | 0 | 0 | 0 | 0 | 0 | 0
4 | 19 | 13 | 0 | 0 | 0 | 0 | 0 | 0 | 0 | 0 | 0
4 | 19 | 14 | 0 | 0 | 0 | 0 | 0 | 0 | 0 | 0 | 0
4 | 19 | 15 | 0 | 0 | 0 | 0 | 0 | 0 | 0 | 0 | 0
4 | 19 | 16 | 0 | 0 | 0 | 0 | 0 | 0 | 0 | 0 | 0
4 | 19 | 17 | 0 | 0 | 0 | 0 | 0 | 0 | 0 | 0 | 0
4 | 19 | 18 | 0 | 0 | 0 | 0 | 0 | 0 | 0 | 0 | 0
4 | 19 | 19 | 0 | 0 | 0 | 0 | 0 | 0 | 0 | 0 | 0
4 | 19 | 20 | 0 | 0 | 0 | 0 | 0 | 0 | 0 | 0 | 0
4 | 19 | 21 | 0 | 0 | 0 | 0 | 0 | 0 | 0 | 0 | 0
4 | 19 | 22 | 0 | 0 | 0 | 0 | 0 | 0 | 0 | 0 | 0
4 | 19 | 23 | 0 | 0 | 0 | 0 | 0 | 0 | 0 | 0 | 0
4 | 19 | 24 | 0 | 0 | 0 | 0 | 0 | 0 | 0 | 0 | 0
4 | 20 | 1 | 0 | 0 | 0 | 0 | 0 | 0 | 0 | 0 | 0
4 | 20 | 2 | 0 | 0 | 0 | 0 | 0 | 0 | 0 | 0 | 0
4 | 20 | 3 | 0 | 0 | 0 | 0 | 0 | 0 | 0 | 0 | 0
4 | 20 | 4 | 0 | 0 | 0 | 0 | 0 | 0 | 0 | 0 | 0
4 | 20 | 5 | 0 | 0 | 0 | 0 | 0 | 0 | 0 | 0 | 0
4 | 20 | 6 | 0 | 0 | 0 | 0 | 0 | 0 | 0 | 0 | 0
4 | 20 | 7 | 0 | 0 | 0 | 0 | 0 | 0 | 0 | 0 | 0
4 | 20 | 8 | 0 | 0 | 0 | 0 | 0 | 0 | 0 | 0 | 0
4 | 20 | 9 | 0 | 0 | 0 | 0 | 0 | 0 | 0 | 0 | 0
4 | 20 | 10 | 0 | 0 | 0 | 0 | 0 | 0 | 0 | 0 | 0
4 | 20 | 11 | 0 | 0 | 0 | 0 | 0 | 0 | 0 | 0 | 0
4 | 20 | 12 | 0 | 0 | 0 | 0 | 0 | 0 | 0 | 0 | 0
4 | 20 | 13 | 0 | 0 | 0 | 0 | 0 | 0 | 0 | 0 | 0
4 | 20 | 14 | 0 | 0 | 0 | 0 | 0 | 0 | 0 | 0 | 0
4 | 20 | 15 | 0 | 0 | 0 | 0 | 0 | 0 | 0 | 0 | 0
4 | 20 | 16 | 0 | 0 | 0 | 0 | 0 | 0 | 0 | 0 | 0
4 | 20 | 17 | 0 | 0 | 0 | 0 | 0 | 0 | 0 | 0 | 0
4 | 20 | 18 | 0 | 0 | 0 | 0 | 0 | 0 | 0 | 0 | 0
4 | 20 | 19 | 0 | 0 | 0 | 0 | 0 | 0 | 0 | 0 | 0
4 | 20 | 20 | 0 | 0 | 0 | 0 | 0 | 0 | 0 | 0 | 0
4 | 20 | 21 | 0 | 0 | 0 | 0 | 0 | 0 | 0 | 0 | 0
4 | 20 | 22 | 0 | 0 | 0 | 0 | 0 | 0 | 0 | 0 | 0
4 | 20 | 23 | 0 | 0 | 0 | 0 | 0 | 0 | 0 | 0 | 0
4 | 20 | 24 | 0 | 0 | 0 | 0 | 0 | 0 | 0 | 0 | 0
4 | 21 | 1 | 0 | 0 | 0 | 0 | 0 | 0 | 0 | 0 | 0
4 | 21 | 2 | 0 | 0 | 0 | 0 | 0 | 0 | 0 | 0 | 0
4 | 21 | 3 | 0 | 0 | 0 | 0 | 0 | 0 | 0 | 0 | 0
4 | 21 | 4 | 0 | 0 | 0 | 0 | 0 | 0 | 0 | 0 | 0
4 | 21 | 5 | 0 | 0 | 0 | 0 | 0 | 0 | 0 | 0 | 0
4 | 21 | 6 | 0 | 0 | 0 | 0 | 0 | 0 | 0 | 0 | 0
4 | 21 | 7 | 0 | 0 | 0 | 0 | 0 | 0 | 0 | 0 | 0
4 | 21 | 8 | 0 | 0 | 0 | 0 | 0 | 0 | 0 | 0 | 0
4 | 21 | 9 | 0 | 0 | 0 | 0 | 0 | 0 | 0 | 0 | 0
4 | 21 | 10 | 0 | 0 | 0 | 0 | 0 | 0 | 0 | 0 | 0
4 | 21 | 11 | 0 | 0 | 0 | 0 | 0 | 0 | 0 | 0 | 0
4 | 21 | 12 | 0 | 0 | 0 | 0 | 0 | 0 | 0 | 0 | 0
4 | 21 | 13 | 0 | 0 | 0 | 0 | 0 | 0 | 0 | 0 | 0
4 | 21 | 14 | 0 | 0 | 0 | 0 | 0 | 0 | 0 | 0 | 0
4 | 21 | 15 | 0 | 0 | 0 | 0 | 0 | 0 | 0 | 0 | 0
4 | 21 | 16 | 0 | 0 | 0 | 0 | 0 | 0 | 0 | 0 | 0
4 | 21 | 17 | 0 | 0 | 0 | 0 | 0 | 0 | 0 | 0 | 0
4 | 21 | 18 | 0 | 0 | 0 | 0 | 0 | 0 | 0 | 0 | 0
4 | 21 | 19 | 0 | 0 | 0 | 0 | 0 | 0 | 0 | 0 | 0
4 | 21 | 20 | 0 | 0 | 0 | 0 | 0 | 0 | 0 | 0 | 0
4 | 21 | 21 | 0 | 0 | 0 | 0 | 0 | 0 | 0 | 0 | 0
4 | 21 | 22 | 0 | 0 | 0 | 0 | 0 | 0 | 0 | 0 | 0
4 | 21 | 23 | 0 | 0 | 0 | 0 | 0 | 0 | 0 | 0 | 0
4 | 21 | 24 | 0 | 0 | 0 | 0 | 0 | 0 | 0 | 0 | 0
4 | 22 | 1 | 0 | 0 | 0 | 0 | 0 | 0 | 0 | 0 | 0
4 | 22 | 2 | 0 | 0 | 0 | 0 | 0 | 0 | 0 | 0 | 0
4 | 22 | 3 | 0 | 0 | 0 | 0 | 0 | 0 | 0 | 0 | 0
4 | 22 | 4 | 0 | 0 | 0 | 0 | 0 | 0 | 0 | 0 | 0
4 | 22 | 5 | 0 | 0 | 0 | 0 | 0 | 0 | 0 | 0 | 0
4 | 22 | 6 | 0 | 0 | 0 | 0 | 0 | 0 | 0 | 0 | 0
4 | 22 | 7 | 0 | 0 | 0 | 0 | 0 | 0 | 0 | 0 | 0
4 | 22 | 8 | 0 | 0 | 0 | 0 | 0 | 0 | 0 | 0 | 0
4 | 22 | 9 | 0 | 0 | 0 | 0 | 0 | 0 | 0 | 0 | 0
4 | 22 | 10 | 0 | 0 | 0 | 0 | 0 | 0 | 0 | 0 | 0
4 | 22 | 11 | 0 | 0 | 0 | 0 | 0 | 0 | 0 | 0 | 0
4 | 22 | 12 | 0 | 0 | 0 | 0 | 0 | 0 | 0 | 0 | 0
4 | 22 | 13 | 0 | 0 | 0 | 0 | 0 | 0 | 0 | 0 | 0
4 | 22 | 14 | 0 | 0 | 0 | 0 | 0 | 0 | 0 | 0 | 0
4 | 22 | 15 | 0 | 0 | 0 | 0 | 0 | 0 | 0 | 0 | 0
4 | 22 | 16 | 0 | 0 | 0 | 0 | 0 | 0 | 0 | 0 | 0
4 | 22 | 17 | 0 | 0 | 0 | 0 | 0 | 0 | 0 | 0 | 0
4 | 22 | 18 | 0 | 0 | 0 | 0 | 0 | 0 | 0 | 0 | 0
4 | 22 | 19 | 0 | 0 | 0 | 0 | 0 | 0 | 0 | 0 | 0
4 | 22 | 20 | 0 | 0 | 0 | 0 | 0 | 0 | 0 | 0 | 0
4 | 22 | 21 | 0 | 0 | 0 | 0 | 0 | 0 | 0 | 0 | 0
4 | 22 | 22 | 0 | 0 | 0 | 0 | 0 | 0 | 0 | 0 | 0
4 | 22 | 23 | 0 | 0 | 0 | 0 | 0 | 0 | 0 | 0 | 0
4 | 22 | 24 | 0 | 0 | 0 | 0 | 0 | 0 | 0 | 0 | 0
4 | 23 | 1 | 0 | 0 | 0 | 0 | 0 | 0 | 0 | 0 | 0
4 | 23 | 2 | 0 | 0 | 0 | 0 | 0 | 0 | 0 | 0 | 0
4 | 23 | 3 | 0 | 0 | 0 | 0 | 0 | 0 | 0 | 0 | 0
4 | 23 | 4 | 0 | 0 | 0 | 0 | 0 | 0 | 0 | 0 | 0
4 | 23 | 5 | 0 | 0 | 0 | 0 | 0 | 0 | 0 | 0 | 0
4 | 23 | 6 | 0 | 0 | 0 | 0 | 0 | 0 | 0 | 0 | 0
4 | 23 | 7 | 0 | 0 | 0 | 0 | 0 | 0 | 0 | 0 | 0
4 | 23 | 8 | 0 | 0 | 0 | 0 | 0 | 0 | 0 | 0 | 0
4 | 23 | 9 | 0 | 0 | 0 | 0 | 0 | 0 | 0 | 0 | 0
4 | 23 | 10 | 0 | 0 | 0 | 0 | 0 | 0 | 0 | 0 | 0
4 | 23 | 11 | 0 | 0 | 0 | 0 | 0 | 0 | 0 | 0 | 0
4 | 23 | 12 | 0 | 0 | 0 | 0 | 0 | 0 | 0 | 0 | 0
4 | 23 | 13 | 0 | 0 | 0 | 0 | 0 | 0 | 0 | 0 | 0
4 | 23 | 14 | 0 | 0 | 0 | 0 | 0 | 0 | 0 | 0 | 0
4 | 23 | 15 | 0 | 0 | 0 | 0 | 0 | 0 | 0 | 0 | 0
4 | 23 | 16 | 0 | 0 | 0 | 0 | 0 | 0 | 0 | 0 | 0
4 | 23 | 17 | 0 | 0 | 0 | 0 | 0 | 0 | 0 | 0 | 0
4 | 23 | 18 | 0 | 0 | 0 | 0 | 0 | 0 | 0 | 0 | 0
4 | 23 | 19 | 0 | 0 | 0 | 0 | 0 | 0 | 0 | 0 | 0
4 | 23 | 20 | 0 | 0 | 0 | 0 | 0 | 0 | 0 | 0 | 0
4 | 23 | 21 | 0 | 0 | 0 | 0 | 0 | 0 | 0 | 0 | 0
4 | 23 | 22 | 0 | 0 | 0 | 0 | 0 | 0 | 0 | 0 | 0
4 | 23 | 23 | 0 | 0 | 0 | 0 | 0 | 0 | 0 | 0 | 0
4 | 23 | 24 | 0 | 0 | 0 | 0 | 0 | 0 | 0 | 0 | 0
4 | 24 | 1 | 0 | 0 | 0 | 0 | 0 | 0 | 0 | 0 | 0
4 | 24 | 2 | 0 | 0 | 0 | 0 | 0 | 0 | 0 | 0 | 0
4 | 24 | 3 | 0 | 0 | 0 | 0 | 0 | 0 | 0 | 0 | 0
4 | 24 | 4 | 0 | 0 | 0 | 0 | 0 | 0 | 0 | 0 | 0
4 | 24 | 5 | 0 | 0 | 0 | 0 | 0 | 0 | 0 | 0 | 0
4 | 24 | 6 | 0 | 0 | 0 | 0 | 0 | 0 | 0 | 0 | 0
4 | 24 | 7 | 0 | 0 | 0 | 0 | 0 | 0 | 0 | 0 | 0
4 | 24 | 8 | 0 | 0 | 0 | 0 | 0 | 0 | 0 | 0 | 0
4 | 24 | 9 | 0 | 0 | 0 | 0 | 0 | 0 | 0 | 0 | 0
4 | 24 | 10 | 0 | 0 | 0 | 0 | 0 | 0 | 0 | 0 | 0
4 | 24 | 11 | 0 | 0 | 0 | 0 | 0 | 0 | 0 | 0 | 0
4 | 24 | 12 | 0 | 0 | 0 | 0 | 0 | 0 | 0 | 0 | 0
4 | 24 | 13 | 0 | 0 | 0 | 0 | 0 | 0 | 0 | 0 | 0
4 | 24 | 14 | 0 | 0 | 0 | 0 | 0 | 0 | 0 | 0 | 0
4 | 24 | 15 | 0 | 0 | 0 | 0 | 0 | 0 | 0 | 0 | 0
4 | 24 | 16 | 0 | 0 | 0 | 0 | 0 | 0 | 0 | 0 | 0
4 | 24 | 17 | 0 | 0 | 0 | 0 | 0 | 0 | 0 | 0 | 0
4 | 24 | 18 | 0 | 0 | 0 | 0 | 0 | 0 | 0 | 0 | 0
4 | 24 | 19 | 0 | 0 | 0 | 0 | 0 | 0 | 0 | 0 | 0
4 | 24 | 20 | 0 | 0 | 0 | 0 | 0 | 0 | 0 | 0 | 0
4 | 24 | 21 | 0 | 0 | 0 | 0 | 0 | 0 | 0 | 0 | 0
4 | 24 | 22 | 0 | 0 | 0 | 0 | 0 | 0 | 0 | 0 | 0
4 | 24 | 23 | 0 | 0 | 0 | 0 | 0 | 0 | 0 | 0 | 0
4 | 24 | 24 | 0 | 0 | 0 | 0 | 0 | 0 | 0 | 0 | 0
4 | 25 | 1 | 0 | 0 | 0 | 0 | 0 | 0 | 0 | 0 | 0
4 | 25 | 2 | 0 | 0 | 0 | 0 | 0 | 0 | 0 | 0 | 0
4 | 25 | 3 | 0 | 0 | 0 | 0 | 0 | 0 | 0 | 0 | 0
4 | 25 | 4 | 0 | 0 | 0 | 0 | 0 | 0 | 0 | 0 | 0
4 | 25 | 5 | 0 | 0 | 0 | 0 | 0 | 0 | 0 | 0 | 0
4 | 25 | 6 | 0 | 0 | 0 | 0 | 0 | 0 | 0 | 0 | 0
4 | 25 | 7 | 0 | 0 | 0 | 0 | 0 | 0 | 0 | 0 | 0
4 | 25 | 8 | 0 | 0 | 0 | 0 | 0 | 0 | 0 | 0 | 0
4 | 25 | 9 | 0 | 0 | 0 | 0 | 0 | 0 | 0 | 0 | 0
4 | 25 | 10 | 0 | 0 | 0 | 0 | 0 | 0 | 0 | 0 | 0
4 | 25 | 11 | 0 | 0 | 0 | 0 | 0 | 0 | 0 | 0 | 0
4 | 25 | 12 | 0 | 0 | 0 | 0 | 0 | 0 | 0 | 0 | 0
4 | 25 | 13 | 0 | 0 | 0 | 0 | 0 | 0 | 0 | 0 | 0
4 | 25 | 14 | 0 | 0 | 0 | 0 | 0 | 0 | 0 | 0 | 0
4 | 25 | 15 | 0 | 0 | 0 | 0 | 0 | 0 | 0 | 0 | 0
4 | 25 | 16 | 0 | 0 | 0 | 0 | 0 | 0 | 0 | 0 | 0
4 | 25 | 17 | 0 | 0 | 0 | 0 | 0 | 0 | 0 | 0 | 0
4 | 25 | 18 | 0 | 0 | 0 | 0 | 0 | 0 | 0 | 0 | 0
4 | 25 | 19 | 0 | 0 | 0 | 0 | 0 | 0 | 0 | 0 | 0
4 | 25 | 20 | 0 | 0 | 0 | 0 | 0 | 0 | 0 | 0 | 0
4 | 25 | 21 | 0 | 0 | 0 | 0 | 0 | 0 | 0 | 0 | 0
4 | 25 | 22 | 0 | 0 | 0 | 0 | 0 | 0 | 0 | 0 | 0
4 | 25 | 23 | 0 | 0 | 0 | 0 | 0 | 0 | 0 | 0 | 0
4 | 25 | 24 | 0 | 0 | 0 | 0 | 0 | 0 | 0 | 0 | 0
4 | 26 | 1 | 0 | 0 | 0 | 0 | 0 | 0 | 0 | 0 | 0
4 | 26 | 2 | 0 | 0 | 0 | 0 | 0 | 0 | 0 | 0 | 0
4 | 26 | 3 | 0 | 0 | 0 | 0 | 0 | 0 | 0 | 0 | 0
4 | 26 | 4 | 0 | 0 | 0 | 0 | 0 | 0 | 0 | 0 | 0
4 | 26 | 5 | 0 | 0 | 0 | 0 | 0 | 0 | 0 | 0 | 0
4 | 26 | 6 | 0 | 0 | 0 | 0 | 0 | 0 | 0 | 0 | 0
4 | 26 | 7 | 0 | 0 | 0 | 0 | 0 | 0 | 0 | 0 | 0
4 | 26 | 8 | 0 | 0 | 0 | 0 | 0 | 0 | 0 | 0 | 0
4 | 26 | 9 | 0 | 0 | 0 | 0 | 0 | 0 | 0 | 0 | 0
4 | 26 | 10 | 0 | 0 | 0 | 0 | 0 | 0 | 0 | 0 | 0
4 | 26 | 11 | 0 | 0 | 0 | 0 | 0 | 0 | 0 | 0 | 0
4 | 26 | 12 | 0 | 0 | 0 | 0 | 0 | 0 | 0 | 0 | 0
4 | 26 | 13 | 0 | 0 | 0 | 0 | 0 | 0 | 0 | 0 | 0
4 | 26 | 14 | 0 | 0 | 0 | 0 | 0 | 0 | 0 | 0 | 0
4 | 26 | 15 | 0 | 0 | 0 | 0 | 0 | 0 | 0 | 0 | 0
4 | 26 | 16 | 0 | 0 | 0 | 0 | 0 | 0 | 0 | 0 | 0
4 | 26 | 17 | 0 | 0 | 0 | 0 | 0 | 0 | 0 | 0 | 0
4 | 26 | 18 | 0 | 0 | 0 | 0 | 0 | 0 | 0 | 0 | 0
4 | 26 | 19 | 0 | 0 | 0 | 0 | 0 | 0 | 0 | 0 | 0
4 | 26 | 20 | 0 | 0 | 0 | 0 | 0 | 0 | 0 | 0 | 0
4 | 26 | 21 | 0 | 0 | 0 | 0 | 0 | 0 | 0 | 0 | 0
4 | 26 | 22 | 0 | 0 | 0 | 0 | 0 | 0 | 0 | 0 | 0
4 | 26 | 23 | 0 | 0 | 0 | 0 | 0 | 0 | 0 | 0 | 0
4 | 26 | 24 | 0 | 0 | 0 | 0 | 0 | 0 | 0 | 0 | 0
4 | 27 | 1 | 0 | 0 | 0 | 0 | 0 | 0 | 0 | 0 | 0
4 | 27 | 2 | 0 | 0 | 0 | 0 | 0 | 0 | 0 | 0 | 0
4 | 27 | 3 | 0 | 0 | 0 | 0 | 0 | 0 | 0 | 0 | 0
4 | 27 | 4 | 0 | 0 | 0 | 0 | 0 | 0 | 0 | 0 | 0
4 | 27 | 5 | 0 | 0 | 0 | 0 | 0 | 0 | 0 | 0 | 0
4 | 27 | 6 | 0 | 0 | 0 | 0 | 0 | 0 | 0 | 0 | 0
4 | 27 | 7 | 0 | 0 | 0 | 0 | 0 | 0 | 0 | 0 | 0
4 | 27 | 8 | 0 | 0 | 0 | 0 | 0 | 0 | 0 | 0 | 0
4 | 27 | 9 | 0 | 0 | 0 | 0 | 0 | 0 | 0 | 0 | 0
4 | 27 | 10 | 0 | 0 | 0 | 0 | 0 | 0 | 0 | 0 | 0
4 | 27 | 11 | 0 | 0 | 0 | 0 | 0 | 0 | 0 | 0 | 0
4 | 27 | 12 | 0 | 0 | 0 | 0 | 0 | 0 | 0 | 0 | 0
4 | 27 | 13 | 0 | 0 | 0 | 0 | 0 | 0 | 0 | 0 | 0
4 | 27 | 14 | 0 | 0 | 0 | 0 | 0 | 0 | 0 | 0 | 0
4 | 27 | 15 | 0 | 0 | 0 | 0 | 0 | 0 | 0 | 0 | 0
4 | 27 | 16 | 0 | 0 | 0 | 0 | 0 | 0 | 0 | 0 | 0
4 | 27 | 17 | 0 | 0 | 0 | 0 | 0 | 0 | 0 | 0 | 0
4 | 27 | 18 | 0 | 0 | 0 | 0 | 0 | 0 | 0 | 0 | 0
4 | 27 | 19 | 0 | 0 | 0 | 0 | 0 | 0 | 0 | 0 | 0
4 | 27 | 20 | 0 | 0 | 0 | 0 | 0 | 0 | 0 | 0 | 0
4 | 27 | 21 | 0 | 0 | 0 | 0 | 0 | 0 | 0 | 0 | 0
4 | 27 | 22 | 0 | 0 | 0 | 0 | 0 | 0 | 0 | 0 | 0
4 | 27 | 23 | 0 | 0 | 0 | 0 | 0 | 0 | 0 | 0 | 0
4 | 27 | 24 | 0 | 0 | 0 | 0 | 0 | 0 | 0 | 0 | 0
4 | 28 | 1 | 0 | 0 | 0 | 0 | 0 | 0 | 0 | 0 | 0
4 | 28 | 2 | 0 | 0 | 0 | 0 | 0 | 0 | 0 | 0 | 0
4 | 28 | 3 | 0 | 0 | 0 | 0 | 0 | 0 | 0 | 0 | 0
4 | 28 | 4 | 0 | 0 | 0 | 0 | 0 | 0 | 0 | 0 | 0
4 | 28 | 5 | 0 | 0 | 0 | 0 | 0 | 0 | 0 | 0 | 0
4 | 28 | 6 | 0 | 0 | 0 | 0 | 0 | 0 | 0 | 0 | 0
4 | 28 | 7 | 0 | 0 | 0 | 0 | 0 | 0 | 0 | 0 | 0
4 | 28 | 8 | 0 | 0 | 0 | 0 | 0 | 0 | 0 | 0 | 0
4 | 28 | 9 | 0 | 0 | 0 | 0 | 0 | 0 | 0 | 0 | 0
4 | 28 | 10 | 0 | 0 | 0 | 0 | 0 | 0 | 0 | 0 | 0
4 | 28 | 11 | 0 | 0 | 0 | 0 | 0 | 0 | 0 | 0 | 0
4 | 28 | 12 | 0 | 0 | 0 | 0 | 0 | 0 | 0 | 0 | 0
4 | 28 | 13 | 0 | 0 | 0 | 0 | 0 | 0 | 0 | 0 | 0
4 | 28 | 14 | 0 | 0 | 0 | 0 | 0 | 0 | 0 | 0 | 0
4 | 28 | 15 | 0 | 0 | 0 | 0 | 0 | 0 | 0 | 0 | 0
4 | 28 | 16 | 0 | 0 | 0 | 0 | 0 | 0 | 0 | 0 | 0
4 | 28 | 17 | 0 | 0 | 0 | 0 | 0 | 0 | 0 | 0 | 0
4 | 28 | 18 | 0 | 0 | 0 | 0 | 0 | 0 | 0 | 0 | 0
4 | 28 | 19 | 0 | 0 | 0 | 0 | 0 | 0 | 0 | 0 | 0
4 | 28 | 20 | 0 | 0 | 0 | 0 | 0 | 0 | 0 | 0 | 0
4 | 28 | 21 | 0 | 0 | 0 | 0 | 0 | 0 | 0 | 0 | 0
4 | 28 | 22 | 0 | 0 | 0 | 0 | 0 | 0 | 0 | 0 | 0
4 | 28 | 23 | 0 | 0 | 0 | 0 | 0 | 0 | 0 | 0 | 0
4 | 28 | 24 | 0 | 0 | 0 | 0 | 0 | 0 | 0 | 0 | 0
4 | 29 | 1 | 0 | 0 | 0 | 0 | 0 | 0 | 0 | 0 | 0
4 | 29 | 2 | 0 | 0 | 0 | 0 | 0 | 0 | 0 | 0 | 0
4 | 29 | 3 | 0 | 0 | 0 | 0 | 0 | 0 | 0 | 0 | 0
4 | 29 | 4 | 0 | 0 | 0 | 0 | 0 | 0 | 0 | 0 | 0
4 | 29 | 5 | 0 | 0 | 0 | 0 | 0 | 0 | 0 | 0 | 0
4 | 29 | 6 | 0 | 0 | 0 | 0 | 0 | 0 | 0 | 0 | 0
4 | 29 | 7 | 0 | 0 | 0 | 0 | 0 | 0 | 0 | 0 | 0
4 | 29 | 8 | 0 | 0 | 0 | 0 | 0 | 0 | 0 | 0 | 0
4 | 29 | 9 | 0 | 0 | 0 | 0 | 0 | 0 | 0 | 0 | 0
4 | 29 | 10 | 0 | 0 | 0 | 0 | 0 | 0 | 0 | 0 | 0
4 | 29 | 11 | 0 | 0 | 0 | 0 | 0 | 0 | 0 | 0 | 0
4 | 29 | 12 | 0 | 0 | 0 | 0 | 0 | 0 | 0 | 0 | 0
4 | 29 | 13 | 0 | 0 | 0 | 0 | 0 | 0 | 0 | 0 | 0
4 | 29 | 14 | 0 | 0 | 0 | 0 | 0 | 0 | 0 | 0 | 0
4 | 29 | 15 | 0 | 0 | 0 | 0 | 0 | 0 | 0 | 0 | 0
4 | 29 | 16 | 0 | 0 | 0 | 0 | 0 | 0 | 0 | 0 | 0
4 | 29 | 17 | 0 | 0 | 0 | 0 | 0 | 0 | 0 | 0 | 0
4 | 29 | 18 | 0 | 0 | 0 | 0 | 0 | 0 | 0 | 0 | 0
4 | 29 | 19 | 0 | 0 | 0 | 0 | 0 | 0 | 0 | 0 | 0
4 | 29 | 20 | 0 | 0 | 0 | 0 | 0 | 0 | 0 | 0 | 0
4 | 29 | 21 | 0 | 0 | 0 | 0 | 0 | 0 | 0 | 0 | 0
4 | 29 | 22 | 0 | 0 | 0 | 0 | 0 | 0 | 0 | 0 | 0
4 | 29 | 23 | 0 | 0 | 0 | 0 | 0 | 0 | 0 | 0 | 0
4 | 29 | 24 | 0 | 0 | 0 | 0 | 0 | 0 | 0 | 0 | 0
4 | 30 | 1 | 0 | 0 | 0 | 0 | 0 | 0 | 0 | 0 | 0
4 | 30 | 2 | 0 | 0 | 0 | 0 | 0 | 0 | 0 | 0 | 0
4 | 30 | 3 | 0 | 0 | 0 | 0 | 0 | 0 | 0 | 0 | 0
4 | 30 | 4 | 0 | 0 | 0 | 0 | 0 | 0 | 0 | 0 | 0
4 | 30 | 5 | 0 | 0 | 0 | 0 | 0 | 0 | 0 | 0 | 0
4 | 30 | 6 | 0 | 0 | 0 | 0 | 0 | 0 | 0 | 0 | 0
4 | 30 | 7 | 0 | 0 | 0 | 0 | 0 | 0 | 0 | 0 | 0
4 | 30 | 8 | 0 | 0 | 0 | 0 | 0 | 0 | 0 | 0 | 0
4 | 30 | 9 | 0 | 0 | 0 | 0 | 0 | 0 | 0 | 0 | 0
4 | 30 | 10 | 0 | 0 | 0 | 0 | 0 | 0 | 0 | 0 | 0
4 | 30 | 11 | 0 | 0 | 0 | 0 | 0 | 0 | 0 | 0 | 0
4 | 30 | 12 | 0 | 0 | 0 | 0 | 0 | 0 | 0 | 0 | 0
4 | 30 | 13 | 0 | 0 | 0 | 0 | 0 | 0 | 0 | 0 | 0
4 | 30 | 14 | 0 | 0 | 0 | 0 | 0 | 0 | 0 | 0 | 0
4 | 30 | 15 | 0 | 0 | 0 | 0 | 0 | 0 | 0 | 0 | 0
4 | 30 | 16 | 0 | 0 | 0 | 0 | 0 | 0 | 0 | 0 | 0
4 | 30 | 17 | 0 | 0 | 0 | 0 | 0 | 0 | 0 | 0 | 0
4 | 30 | 18 | 0 | 0 | 0 | 0 | 0 | 0 | 0 | 0 | 0
4 | 30 | 19 | 0 | 0 | 0 | 0 | 0 | 0 | 0 | 0 | 0
4 | 30 | 20 | 0 | 0 | 0 | 0 | 0 | 0 | 0 | 0 | 0
4 | 30 | 21 | 0 | 0 | 0 | 0 | 0 | 0 | 0 | 0 | 0
4 | 30 | 22 | 0 | 0 | 0 | 0 | 0 | 0 | 0 | 0 | 0
4 | 30 | 23 | 0 | 0 | 0 | 0 | 0 | 0 | 0 | 0 | 0
4 | 30 | 24 | 0 | 0 | 0 | 0 | 0 | 0 | 0 | 0 | 0
5 | 1 | 1 | 0 | 0 | 0 | 0 | 0 | 0 | 0 | 0 | 0
5 | 1 | 2 | 0 | 0 | 0 | 0 | 0 | 0 | 0 | 0 | 0
5 | 1 | 3 | 0 | 0 | 0 | 0 | 0 | 0 | 0 | 0 | 0
5 | 1 | 4 | 0 | 0 | 0 | 0 | 0 | 0 | 0 | 0 | 0
5 | 1 | 5 | 0 | 0 | 0 | 0 | 0 | 0 | 0 | 0 | 0
5 | 1 | 6 | 0 | 0 | 0 | 0 | 0 | 0 | 0 | 0 | 0
5 | 1 | 7 | 0 | 0 | 0 | 0 | 0 | 0 | 0 | 0 | 0
5 | 1 | 8 | 0 | 0 | 0 | 0 | 0 | 0 | 0 | 0 | 0
5 | 1 | 9 | 0 | 0 | 0 | 0 | 0 | 0 | 0 | 0 | 0
5 | 1 | 10 | 0 | 0 | 0 | 0 | 0 | 0 | 0 | 0 | 0
5 | 1 | 11 | 0 | 0 | 0 | 0 | 0 | 0 | 0 | 0 | 0
5 | 1 | 12 | 0 | 0 | 0 | 0 | 0 | 0 | 0 | 0 | 0
5 | 1 | 13 | 0 | 0 | 0 | 0 | 0 | 0 | 0 | 0 | 0
5 | 1 | 14 | 0 | 0 | 0 | 0 | 0 | 0 | 0 | 0 | 0
5 | 1 | 15 | 0 | 0 | 0 | 0 | 0 | 0 | 0 | 0 | 0
5 | 1 | 16 | 0 | 0 | 0 | 0 | 0 | 0 | 0 | 0 | 0
5 | 1 | 17 | 0 | 0 | 0 | 0 | 0 | 0 | 0 | 0 | 0
5 | 1 | 18 | 0 | 0 | 0 | 0 | 0 | 0 | 0 | 0 | 0
5 | 1 | 19 | 0 | 0 | 0 | 0 | 0 | 0 | 0 | 0 | 0
5 | 1 | 20 | 0 | 0 | 0 | 0 | 0 | 0 | 0 | 0 | 0
5 | 1 | 21 | 0 | 0 | 0 | 0 | 0 | 0 | 0 | 0 | 0
5 | 1 | 22 | 0 | 0 | 0 | 0 | 0 | 0 | 0 | 0 | 0
5 | 1 | 23 | 0 | 0 | 0 | 0 | 0 | 0 | 0 | 0 | 0
5 | 1 | 24 | 0 | 0 | 0 | 0 | 0 | 0 | 0 | 0 | 0
5 | 2 | 1 | 0 | 0 | 0 | 0 | 0 | 0 | 0 | 0 | 0
5 | 2 | 2 | 0 | 0 | 0 | 0 | 0 | 0 | 0 | 0 | 0
5 | 2 | 3 | 0 | 0 | 0 | 0 | 0 | 0 | 0 | 0 | 0
5 | 2 | 4 | 0 | 0 | 0 | 0 | 0 | 0 | 0 | 0 | 0
5 | 2 | 5 | 0 | 0 | 0 | 0 | 0 | 0 | 0 | 0 | 0
5 | 2 | 6 | 0 | 0 | 0 | 0 | 0 | 0 | 0 | 0 | 0
5 | 2 | 7 | 0 | 0 | 0 | 0 | 0 | 0 | 0 | 0 | 0
5 | 2 | 8 | 0 | 0 | 0 | 0 | 0 | 0 | 0 | 0 | 0
5 | 2 | 9 | 0 | 0 | 0 | 0 | 0 | 0 | 0 | 0 | 0
5 | 2 | 10 | 0 | 0 | 0 | 0 | 0 | 0 | 0 | 0 | 0
5 | 2 | 11 | 0 | 0 | 0 | 0 | 0 | 0 | 0 | 0 | 0
5 | 2 | 12 | 0 | 0 | 0 | 0 | 0 | 0 | 0 | 0 | 0
5 | 2 | 13 | 0 | 0 | 0 | 0 | 0 | 0 | 0 | 0 | 0
5 | 2 | 14 | 0 | 0 | 0 | 0 | 0 | 0 | 0 | 0 | 0
5 | 2 | 15 | 0 | 0 | 0 | 0 | 0 | 0 | 0 | 0 | 0
5 | 2 | 16 | 0 | 0 | 0 | 0 | 0 | 0 | 0 | 0 | 0
5 | 2 | 17 | 0 | 0 | 0 | 0 | 0 | 0 | 0 | 0 | 0
5 | 2 | 18 | 0 | 0 | 0 | 0 | 0 | 0 | 0 | 0 | 0
5 | 2 | 19 | 0 | 0 | 0 | 0 | 0 | 0 | 0 | 0 | 0
5 | 2 | 20 | 0 | 0 | 0 | 0 | 0 | 0 | 0 | 0 | 0
5 | 2 | 21 | 0 | 0 | 0 | 0 | 0 | 0 | 0 | 0 | 0
5 | 2 | 22 | 0 | 0 | 0 | 0 | 0 | 0 | 0 | 0 | 0
5 | 2 | 23 | 0 | 0 | 0 | 0 | 0 | 0 | 0 | 0 | 0
5 | 2 | 24 | 0 | 0 | 0 | 0 | 0 | 0 | 0 | 0 | 0
5 | 3 | 1 | 0 | 0 | 0 | 0 | 0 | 0 | 0 | 0 | 0
5 | 3 | 2 | 0 | 0 | 0 | 0 | 0 | 0 | 0 | 0 | 0
5 | 3 | 3 | 0 | 0 | 0 | 0 | 0 | 0 | 0 | 0 | 0
5 | 3 | 4 | 0 | 0 | 0 | 0 | 0 | 0 | 0 | 0 | 0
5 | 3 | 5 | 0 | 0 | 0 | 0 | 0 | 0 | 0 | 0 | 0
5 | 3 | 6 | 0 | 0 | 0 | 0 | 0 | 0 | 0 | 0 | 0
5 | 3 | 7 | 0 | 0 | 0 | 0 | 0 | 0 | 0 | 0 | 0
5 | 3 | 8 | 0 | 0 | 0 | 0 | 0 | 0 | 0 | 0 | 0
5 | 3 | 9 | 0 | 0 | 0 | 0 | 0 | 0 | 0 | 0 | 0
5 | 3 | 10 | 0 | 0 | 0 | 0 | 0 | 0 | 0 | 0 | 0
5 | 3 | 11 | 0 | 0 | 0 | 0 | 0 | 0 | 0 | 0 | 0
5 | 3 | 12 | 0 | 0 | 0 | 0 | 0 | 0 | 0 | 0 | 0
5 | 3 | 13 | 0 | 0 | 0 | 0 | 0 | 0 | 0 | 0 | 0
5 | 3 | 14 | 0 | 0 | 0 | 0 | 0 | 0 | 0 | 0 | 0
5 | 3 | 15 | 0 | 0 | 0 | 0 | 0 | 0 | 0 | 0 | 0
5 | 3 | 16 | 0 | 0 | 0 | 0 | 0 | 0 | 0 | 0 | 0
5 | 3 | 17 | 0 | 0 | 0 | 0 | 0 | 0 | 0 | 0 | 0
5 | 3 | 18 | 0 | 0 | 0 | 0 | 0 | 0 | 0 | 0 | 0
5 | 3 | 19 | 0 | 0 | 0 | 0 | 0 | 0 | 0 | 0 | 0
5 | 3 | 20 | 0 | 0 | 0 | 0 | 0 | 0 | 0 | 0 | 0
5 | 3 | 21 | 0 | 0 | 0 | 0 | 0 | 0 | 0 | 0 | 0
5 | 3 | 22 | 0 | 0 | 0 | 0 | 0 | 0 | 0 | 0 | 0
5 | 3 | 23 | 0 | 0 | 0 | 0 | 0 | 0 | 0 | 0 | 0
5 | 3 | 24 | 0 | 0 | 0 | 0 | 0 | 0 | 0 | 0 | 0
5 | 4 | 1 | 0 | 0 | 0 | 0 | 0 | 0 | 0 | 0 | 0
5 | 4 | 2 | 0 | 0 | 0 | 0 | 0 | 0 | 0 | 0 | 0
5 | 4 | 3 | 0 | 0 | 0 | 0 | 0 | 0 | 0 | 0 | 0
5 | 4 | 4 | 0 | 0 | 0 | 0 | 0 | 0 | 0 | 0 | 0
5 | 4 | 5 | 0 | 0 | 0 | 0 | 0 | 0 | 0 | 0 | 0
5 | 4 | 6 | 0 | 0 | 0 | 0 | 0 | 0 | 0 | 0 | 0
5 | 4 | 7 | 0 | 0 | 0 | 0 | 0 | 0 | 0 | 0 | 0
5 | 4 | 8 | 0 | 0 | 0 | 0 | 0 | 0 | 0 | 0 | 0
5 | 4 | 9 | 0 | 0 | 0 | 0 | 0 | 0 | 0 | 0 | 0
5 | 4 | 10 | 0 | 0 | 0 | 0 | 0 | 0 | 0 | 0 | 0
5 | 4 | 11 | 0 | 0 | 0 | 0 | 0 | 0 | 0 | 0 | 0
5 | 4 | 12 | 0 | 0 | 0 | 0 | 0 | 0 | 0 | 0 | 0
5 | 4 | 13 | 0 | 0 | 0 | 0 | 0 | 0 | 0 | 0 | 0
5 | 4 | 14 | 0 | 0 | 0 | 0 | 0 | 0 | 0 | 0 | 0
5 | 4 | 15 | 0 | 0 | 0 | 0 | 0 | 0 | 0 | 0 | 0
5 | 4 | 16 | 0 | 0 | 0 | 0 | 0 | 0 | 0 | 0 | 0
5 | 4 | 17 | 0 | 0 | 0 | 0 | 0 | 0 | 0 | 0 | 0
5 | 4 | 18 | 0 | 0 | 0 | 0 | 0 | 0 | 0 | 0 | 0
5 | 4 | 19 | 0 | 0 | 0 | 0 | 0 | 0 | 0 | 0 | 0
5 | 4 | 20 | 0 | 0 | 0 | 0 | 0 | 0 | 0 | 0 | 0
5 | 4 | 21 | 0 | 0 | 0 | 0 | 0 | 0 | 0 | 0 | 0
5 | 4 | 22 | 0 | 0 | 0 | 0 | 0 | 0 | 0 | 0 | 0
5 | 4 | 23 | 0 | 0 | 0 | 0 | 0 | 0 | 0 | 0 | 0
5 | 4 | 24 | 0 | 0 | 0 | 0 | 0 | 0 | 0 | 0 | 0
5 | 5 | 1 | 0 | 0 | 0 | 0 | 0 | 0 | 0 | 0 | 0
5 | 5 | 2 | 0 | 0 | 0 | 0 | 0 | 0 | 0 | 0 | 0
5 | 5 | 3 | 0 | 0 | 0 | 0 | 0 | 0 | 0 | 0 | 0
5 | 5 | 4 | 0 | 0 | 0 | 0 | 0 | 0 | 0 | 0 | 0
5 | 5 | 5 | 0 | 0 | 0 | 0 | 0 | 0 | 0 | 0 | 0
5 | 5 | 6 | 0 | 0 | 0 | 0 | 0 | 0 | 0 | 0 | 0
5 | 5 | 7 | 0 | 0 | 0 | 0 | 0 | 0 | 0 | 0 | 0
5 | 5 | 8 | 0 | 0 | 0 | 0 | 0 | 0 | 0 | 0 | 0
5 | 5 | 9 | 0 | 0 | 0 | 0 | 0 | 0 | 0 | 0 | 0
5 | 5 | 10 | 0 | 0 | 0 | 0 | 0 | 0 | 0 | 0 | 0
5 | 5 | 11 | 0 | 0 | 0 | 0 | 0 | 0 | 0 | 0 | 0
5 | 5 | 12 | 0 | 0 | 0 | 0 | 0 | 0 | 0 | 0 | 0
5 | 5 | 13 | 0 | 0 | 0 | 0 | 0 | 0 | 0 | 0 | 0
5 | 5 | 14 | 0 | 0 | 0 | 0 | 0 | 0 | 0 | 0 | 0
5 | 5 | 15 | 0 | 0 | 0 | 0 | 0 | 0 | 0 | 0 | 0
5 | 5 | 16 | 0 | 0 | 0 | 0 | 0 | 0 | 0 | 0 | 0
5 | 5 | 17 | 0 | 0 | 0 | 0 | 0 | 0 | 0 | 0 | 0
5 | 5 | 18 | 0 | 0 | 0 | 0 | 0 | 0 | 0 | 0 | 0
5 | 5 | 19 | 0 | 0 | 0 | 0 | 0 | 0 | 0 | 0 | 0
5 | 5 | 20 | 0 | 0 | 0 | 0 | 0 | 0 | 0 | 0 | 0
5 | 5 | 21 | 0 | 0 | 0 | 0 | 0 | 0 | 0 | 0 | 0
5 | 5 | 22 | 0 | 0 | 0 | 0 | 0 | 0 | 0 | 0 | 0
5 | 5 | 23 | 0 | 0 | 0 | 0 | 0 | 0 | 0 | 0 | 0
5 | 5 | 24 | 0 | 0 | 0 | 0 | 0 | 0 | 0 | 0 | 0
5 | 6 | 1 | 0 | 0 | 0 | 0 | 0 | 0 | 0 | 0 | 0
5 | 6 | 2 | 0 | 0 | 0 | 0 | 0 | 0 | 0 | 0 | 0
5 | 6 | 3 | 0 | 0 | 0 | 0 | 0 | 0 | 0 | 0 | 0
5 | 6 | 4 | 0 | 0 | 0 | 0 | 0 | 0 | 0 | 0 | 0
5 | 6 | 5 | 0 | 0 | 0 | 0 | 0 | 0 | 0 | 0 | 0
5 | 6 | 6 | 0 | 0 | 0 | 0 | 0 | 0 | 0 | 0 | 0
5 | 6 | 7 | 0 | 0 | 0 | 0 | 0 | 0 | 0 | 0 | 0
5 | 6 | 8 | 0 | 0 | 0 | 0 | 0 | 0 | 0 | 0 | 0
5 | 6 | 9 | 0 | 0 | 0 | 0 | 0 | 0 | 0 | 0 | 0
5 | 6 | 10 | 0 | 0 | 0 | 0 | 0 | 0 | 0 | 0 | 0
5 | 6 | 11 | 0 | 0 | 0 | 0 | 0 | 0 | 0 | 0 | 0
5 | 6 | 12 | 0 | 0 | 0 | 0 | 0 | 0 | 0 | 0 | 0
5 | 6 | 13 | 0 | 0 | 0 | 0 | 0 | 0 | 0 | 0 | 0
5 | 6 | 14 | 0 | 0 | 0 | 0 | 0 | 0 | 0 | 0 | 0
5 | 6 | 15 | 0 | 0 | 0 | 0 | 0 | 0 | 0 | 0 | 0
5 | 6 | 16 | 0 | 0 | 0 | 0 | 0 | 0 | 0 | 0 | 0
5 | 6 | 17 | 0 | 0 | 0 | 0 | 0 | 0 | 0 | 0 | 0
5 | 6 | 18 | 0 | 0 | 0 | 0 | 0 | 0 | 0 | 0 | 0
5 | 6 | 19 | 0 | 0 | 0 | 0 | 0 | 0 | 0 | 0 | 0
5 | 6 | 20 | 0 | 0 | 0 | 0 | 0 | 0 | 0 | 0 | 0
5 | 6 | 21 | 0 | 0 | 0 | 0 | 0 | 0 | 0 | 0 | 0
5 | 6 | 22 | 0 | 0 | 0 | 0 | 0 | 0 | 0 | 0 | 0
5 | 6 | 23 | 0 | 0 | 0 | 0 | 0 | 0 | 0 | 0 | 0
5 | 6 | 24 | 0 | 0 | 0 | 0 | 0 | 0 | 0 | 0 | 0
5 | 7 | 1 | 0 | 0 | 0 | 0 | 0 | 0 | 0 | 0 | 0
5 | 7 | 2 | 0 | 0 | 0 | 0 | 0 | 0 | 0 | 0 | 0
5 | 7 | 3 | 0 | 0 | 0 | 0 | 0 | 0 | 0 | 0 | 0
5 | 7 | 4 | 0 | 0 | 0 | 0 | 0 | 0 | 0 | 0 | 0
5 | 7 | 5 | 0 | 0 | 0 | 0 | 0 | 0 | 0 | 0 | 0
5 | 7 | 6 | 0 | 0 | 0 | 0 | 0 | 0 | 0 | 0 | 0
5 | 7 | 7 | 0 | 0 | 0 | 0 | 0 | 0 | 0 | 0 | 0
5 | 7 | 8 | 0 | 0 | 0 | 0 | 0 | 0 | 0 | 0 | 0
5 | 7 | 9 | 0 | 0 | 0 | 0 | 0 | 0 | 0 | 0 | 0
5 | 7 | 10 | 0 | 0 | 0 | 0 | 0 | 0 | 0 | 0 | 0
5 | 7 | 11 | 0 | 0 | 0 | 0 | 0 | 0 | 0 | 0 | 0
5 | 7 | 12 | 0 | 0 | 0 | 0 | 0 | 0 | 0 | 0 | 0
5 | 7 | 13 | 0 | 0 | 0 | 0 | 0 | 0 | 0 | 0 | 0
5 | 7 | 14 | 0 | 0 | 0 | 0 | 0 | 0 | 0 | 0 | 0
5 | 7 | 15 | 0 | 0 | 0 | 0 | 0 | 0 | 0 | 0 | 0
5 | 7 | 16 | 0 | 0 | 0 | 0 | 0 | 0 | 0 | 0 | 0
5 | 7 | 17 | 0 | 0 | 0 | 0 | 0 | 0 | 0 | 0 | 0
5 | 7 | 18 | 0 | 0 | 0 | 0 | 0 | 0 | 0 | 0 | 0
5 | 7 | 19 | 0 | 0 | 0 | 0 | 0 | 0 | 0 | 0 | 0
5 | 7 | 20 | 0 | 0 | 0 | 0 | 0 | 0 | 0 | 0 | 0
5 | 7 | 21 | 0 | 0 | 0 | 0 | 0 | 0 | 0 | 0 | 0
5 | 7 | 22 | 0 | 0 | 0 | 0 | 0 | 0 | 0 | 0 | 0
5 | 7 | 23 | 0 | 0 | 0 | 0 | 0 | 0 | 0 | 0 | 0
5 | 7 | 24 | 0 | 0 | 0 | 0 | 0 | 0 | 0 | 0 | 0
5 | 8 | 1 | 0 | 0 | 0 | 0 | 0 | 0 | 0 | 0 | 0
5 | 8 | 2 | 0 | 0 | 0 | 0 | 0 | 0 | 0 | 0 | 0
5 | 8 | 3 | 0 | 0 | 0 | 0 | 0 | 0 | 0 | 0 | 0
5 | 8 | 4 | 0 | 0 | 0 | 0 | 0 | 0 | 0 | 0 | 0
5 | 8 | 5 | 0 | 0 | 0 | 0 | 0 | 0 | 0 | 0 | 0
5 | 8 | 6 | 0 | 0 | 0 | 0 | 0 | 0 | 0 | 0 | 0
5 | 8 | 7 | 0 | 0 | 0 | 0 | 0 | 0 | 0 | 0 | 0
5 | 8 | 8 | 0 | 0 | 0 | 0 | 0 | 0 | 0 | 0 | 0
5 | 8 | 9 | 0 | 0 | 0 | 0 | 0 | 0 | 0 | 0 | 0
5 | 8 | 10 | 0 | 0 | 0 | 0 | 0 | 0 | 0 | 0 | 0
5 | 8 | 11 | 0 | 0 | 0 | 0 | 0 | 0 | 0 | 0 | 0
5 | 8 | 12 | 0 | 0 | 0 | 0 | 0 | 0 | 0 | 0 | 0
5 | 8 | 13 | 0 | 0 | 0 | 0 | 0 | 0 | 0 | 0 | 0
5 | 8 | 14 | 0 | 0 | 0 | 0 | 0 | 0 | 0 | 0 | 0
5 | 8 | 15 | 0 | 0 | 0 | 0 | 0 | 0 | 0 | 0 | 0
5 | 8 | 16 | 0 | 0 | 0 | 0 | 0 | 0 | 0 | 0 | 0
5 | 8 | 17 | 0 | 0 | 0 | 0 | 0 | 0 | 0 | 0 | 0
5 | 8 | 18 | 0 | 0 | 0 | 0 | 0 | 0 | 0 | 0 | 0
5 | 8 | 19 | 0 | 0 | 0 | 0 | 0 | 0 | 0 | 0 | 0
5 | 8 | 20 | 0 | 0 | 0 | 0 | 0 | 0 | 0 | 0 | 0
5 | 8 | 21 | 0 | 0 | 0 | 0 | 0 | 0 | 0 | 0 | 0
5 | 8 | 22 | 0 | 0 | 0 | 0 | 0 | 0 | 0 | 0 | 0
5 | 8 | 23 | 0 | 0 | 0 | 0 | 0 | 0 | 0 | 0 | 0
5 | 8 | 24 | 0 | 0 | 0 | 0 | 0 | 0 | 0 | 0 | 0
5 | 9 | 1 | 0 | 0 | 0 | 0 | 0 | 0 | 0 | 0 | 0
5 | 9 | 2 | 0 | 0 | 0 | 0 | 0 | 0 | 0 | 0 | 0
5 | 9 | 3 | 0 | 0 | 0 | 0 | 0 | 0 | 0 | 0 | 0
5 | 9 | 4 | 0 | 0 | 0 | 0 | 0 | 0 | 0 | 0 | 0
5 | 9 | 5 | 0 | 0 | 0 | 0 | 0 | 0 | 0 | 0 | 0
5 | 9 | 6 | 0 | 0 | 0 | 0 | 0 | 0 | 0 | 0 | 0
5 | 9 | 7 | 0 | 0 | 0 | 0 | 0 | 0 | 0 | 0 | 0
5 | 9 | 8 | 0 | 0 | 0 | 0 | 0 | 0 | 0 | 0 | 0
5 | 9 | 9 | 0 | 0 | 0 | 0 | 0 | 0 | 0 | 0 | 0
5 | 9 | 10 | 0 | 0 | 0 | 0 | 0 | 0 | 0 | 0 | 0
5 | 9 | 11 | 0 | 0 | 0 | 0 | 0 | 0 | 0 | 0 | 0
5 | 9 | 12 | 0 | 0 | 0 | 0 | 0 | 0 | 0 | 0 | 0
5 | 9 | 13 | 0 | 0 | 0 | 0 | 0 | 0 | 0 | 0 | 0
5 | 9 | 14 | 0 | 0 | 0 | 0 | 0 | 0 | 0 | 0 | 0
5 | 9 | 15 | 0 | 0 | 0 | 0 | 0 | 0 | 0 | 0 | 0
5 | 9 | 16 | 0 | 0 | 0 | 0 | 0 | 0 | 0 | 0 | 0
5 | 9 | 17 | 0 | 0 | 0 | 0 | 0 | 0 | 0 | 0 | 0
5 | 9 | 18 | 0 | 0 | 0 | 0 | 0 | 0 | 0 | 0 | 0
5 | 9 | 19 | 0 | 0 | 0 | 0 | 0 | 0 | 0 | 0 | 0
5 | 9 | 20 | 0 | 0 | 0 | 0 | 0 | 0 | 0 | 0 | 0
5 | 9 | 21 | 0 | 0 | 0 | 0 | 0 | 0 | 0 | 0 | 0
5 | 9 | 22 | 0 | 0 | 0 | 0 | 0 | 0 | 0 | 0 | 0
5 | 9 | 23 | 0 | 0 | 0 | 0 | 0 | 0 | 0 | 0 | 0
5 | 9 | 24 | 0 | 0 | 0 | 0 | 0 | 0 | 0 | 0 | 0
5 | 10 | 1 | 0 | 0 | 0 | 0 | 0 | 0 | 0 | 0 | 0
5 | 10 | 2 | 0 | 0 | 0 | 0 | 0 | 0 | 0 | 0 | 0
5 | 10 | 3 | 0 | 0 | 0 | 0 | 0 | 0 | 0 | 0 | 0
5 | 10 | 4 | 0 | 0 | 0 | 0 | 0 | 0 | 0 | 0 | 0
5 | 10 | 5 | 0 | 0 | 0 | 0 | 0 | 0 | 0 | 0 | 0
5 | 10 | 6 | 0 | 0 | 0 | 0 | 0 | 0 | 0 | 0 | 0
5 | 10 | 7 | 0 | 0 | 0 | 0 | 0 | 0 | 0 | 0 | 0
5 | 10 | 8 | 0 | 0 | 0 | 0 | 0 | 0 | 0 | 0 | 0
5 | 10 | 9 | 0 | 0 | 0 | 0 | 0 | 0 | 0 | 0 | 0
5 | 10 | 10 | 0 | 0 | 0 | 0 | 0 | 0 | 0 | 0 | 0
5 | 10 | 11 | 0 | 0 | 0 | 0 | 0 | 0 | 0 | 0 | 0
5 | 10 | 12 | 0 | 0 | 0 | 0 | 0 | 0 | 0 | 0 | 0
5 | 10 | 13 | 0 | 0 | 0 | 0 | 0 | 0 | 0 | 0 | 0
5 | 10 | 14 | 0 | 0 | 0 | 0 | 0 | 0 | 0 | 0 | 0
5 | 10 | 15 | 0 | 0 | 0 | 0 | 0 | 0 | 0 | 0 | 0
5 | 10 | 16 | 0 | 0 | 0 | 0 | 0 | 0 | 0 | 0 | 0
5 | 10 | 17 | 0 | 0 | 0 | 0 | 0 | 0 | 0 | 0 | 0
5 | 10 | 18 | 0 | 0 | 0 | 0 | 0 | 0 | 0 | 0 | 0
5 | 10 | 19 | 0 | 0 | 0 | 0 | 0 | 0 | 0 | 0 | 0
5 | 10 | 20 | 0 | 0 | 0 | 0 | 0 | 0 | 0 | 0 | 0
5 | 10 | 21 | 0 | 0 | 0 | 0 | 0 | 0 | 0 | 0 | 0
5 | 10 | 22 | 0 | 0 | 0 | 0 | 0 | 0 | 0 | 0 | 0
5 | 10 | 23 | 0 | 0 | 0 | 0 | 0 | 0 | 0 | 0 | 0
5 | 10 | 24 | 0 | 0 | 0 | 0 | 0 | 0 | 0 | 0 | 0
5 | 11 | 1 | 0 | 0 | 0 | 0 | 0 | 0 | 0 | 0 | 0
5 | 11 | 2 | 0 | 0 | 0 | 0 | 0 | 0 | 0 | 0 | 0
5 | 11 | 3 | 0 | 0 | 0 | 0 | 0 | 0 | 0 | 0 | 0
5 | 11 | 4 | 0 | 0 | 0 | 0 | 0 | 0 | 0 | 0 | 0
5 | 11 | 5 | 0 | 0 | 0 | 0 | 0 | 0 | 0 | 0 | 0
5 | 11 | 6 | 0 | 0 | 0 | 0 | 0 | 0 | 0 | 0 | 0
5 | 11 | 7 | 0 | 0 | 0 | 0 | 0 | 0 | 0 | 0 | 0
5 | 11 | 8 | 0 | 0 | 0 | 0 | 0 | 0 | 0 | 0 | 0
5 | 11 | 9 | 0 | 0 | 0 | 0 | 0 | 0 | 0 | 0 | 0
5 | 11 | 10 | 0 | 0 | 0 | 0 | 0 | 0 | 0 | 0 | 0
5 | 11 | 11 | 0 | 0 | 0 | 0 | 0 | 0 | 0 | 0 | 0
5 | 11 | 12 | 0 | 0 | 0 | 0 | 0 | 0 | 0 | 0 | 0
5 | 11 | 13 | 0 | 0 | 0 | 0 | 0 | 0 | 0 | 0 | 0
5 | 11 | 14 | 0 | 0 | 0 | 0 | 0 | 0 | 0 | 0 | 0
5 | 11 | 15 | 0 | 0 | 0 | 0 | 0 | 0 | 0 | 0 | 0
5 | 11 | 16 | 0 | 0 | 0 | 0 | 0 | 0 | 0 | 0 | 0
5 | 11 | 17 | 0 | 0 | 0 | 0 | 0 | 0 | 0 | 0 | 0
5 | 11 | 18 | 0 | 0 | 0 | 0 | 0 | 0 | 0 | 0 | 0
5 | 11 | 19 | 0 | 0 | 0 | 0 | 0 | 0 | 0 | 0 | 0
5 | 11 | 20 | 0 | 0 | 0 | 0 | 0 | 0 | 0 | 0 | 0
5 | 11 | 21 | 0 | 0 | 0 | 0 | 0 | 0 | 0 | 0 | 0
5 | 11 | 22 | 0 | 0 | 0 | 0 | 0 | 0 | 0 | 0 | 0
5 | 11 | 23 | 0 | 0 | 0 | 0 | 0 | 0 | 0 | 0 | 0
5 | 11 | 24 | 0 | 0 | 0 | 0 | 0 | 0 | 0 | 0 | 0
5 | 12 | 1 | 0 | 0 | 0 | 0 | 0 | 0 | 0 | 0 | 0
5 | 12 | 2 | 0 | 0 | 0 | 0 | 0 | 0 | 0 | 0 | 0
5 | 12 | 3 | 0 | 0 | 0 | 0 | 0 | 0 | 0 | 0 | 0
5 | 12 | 4 | 0 | 0 | 0 | 0 | 0 | 0 | 0 | 0 | 0
5 | 12 | 5 | 0 | 0 | 0 | 0 | 0 | 0 | 0 | 0 | 0
5 | 12 | 6 | 0 | 0 | 0 | 0 | 0 | 0 | 0 | 0 | 0
5 | 12 | 7 | 0 | 0 | 0 | 0 | 0 | 0 | 0 | 0 | 0
5 | 12 | 8 | 0 | 0 | 0 | 0 | 0 | 0 | 0 | 0 | 0
5 | 12 | 9 | 0 | 0 | 0 | 0 | 0 | 0 | 0 | 0 | 0
5 | 12 | 10 | 0 | 0 | 0 | 0 | 0 | 0 | 0 | 0 | 0
5 | 12 | 11 | 0 | 0 | 0 | 0 | 0 | 0 | 0 | 0 | 0
5 | 12 | 12 | 0 | 0 | 0 | 0 | 0 | 0 | 0 | 0 | 0
5 | 12 | 13 | 0 | 0 | 0 | 0 | 0 | 0 | 0 | 0 | 0
5 | 12 | 14 | 0 | 0 | 0 | 0 | 0 | 0 | 0 | 0 | 0
5 | 12 | 15 | 0 | 0 | 0 | 0 | 0 | 0 | 0 | 0 | 0
5 | 12 | 16 | 0 | 0 | 0 | 0 | 0 | 0 | 0 | 0 | 0
5 | 12 | 17 | 0 | 0 | 0 | 0 | 0 | 0 | 0 | 0 | 0
5 | 12 | 18 | 0 | 0 | 0 | 0 | 0 | 0 | 0 | 0 | 0
5 | 12 | 19 | 0 | 0 | 0 | 0 | 0 | 0 | 0 | 0 | 0
5 | 12 | 20 | 0 | 0 | 0 | 0 | 0 | 0 | 0 | 0 | 0
5 | 12 | 21 | 0 | 0 | 0 | 0 | 0 | 0 | 0 | 0 | 0
5 | 12 | 22 | 0 | 0 | 0 | 0 | 0 | 0 | 0 | 0 | 0
5 | 12 | 23 | 0 | 0 | 0 | 0 | 0 | 0 | 0 | 0 | 0
5 | 12 | 24 | 0 | 0 | 0 | 0 | 0 | 0 | 0 | 0 | 0
5 | 13 | 1 | 0 | 0 | 0 | 0 | 0 | 0 | 0 | 0 | 0
5 | 13 | 2 | 0 | 0 | 0 | 0 | 0 | 0 | 0 | 0 | 0
5 | 13 | 3 | 0 | 0 | 0 | 0 | 0 | 0 | 0 | 0 | 0
5 | 13 | 4 | 0 | 0 | 0 | 0 | 0 | 0 | 0 | 0 | 0
5 | 13 | 5 | 0 | 0 | 0 | 0 | 0 | 0 | 0 | 0 | 0
5 | 13 | 6 | 0 | 0 | 0 | 0 | 0 | 0 | 0 | 0 | 0
5 | 13 | 7 | 0 | 0 | 0 | 0 | 0 | 0 | 0 | 0 | 0
5 | 13 | 8 | 0 | 0 | 0 | 0 | 0 | 0 | 0 | 0 | 0
5 | 13 | 9 | 0 | 0 | 0 | 0 | 0 | 0 | 0 | 0 | 0
5 | 13 | 10 | 0 | 0 | 0 | 0 | 0 | 0 | 0 | 0 | 0
5 | 13 | 11 | 0 | 0 | 0 | 0 | 0 | 0 | 0 | 0 | 0
5 | 13 | 12 | 0 | 0 | 0 | 0 | 0 | 0 | 0 | 0 | 0
5 | 13 | 13 | 0 | 0 | 0 | 0 | 0 | 0 | 0 | 0 | 0
5 | 13 | 14 | 0 | 0 | 0 | 0 | 0 | 0 | 0 | 0 | 0
5 | 13 | 15 | 0 | 0 | 0 | 0 | 0 | 0 | 0 | 0 | 0
5 | 13 | 16 | 0 | 0 | 0 | 0 | 0 | 0 | 0 | 0 | 0
5 | 13 | 17 | 0 | 0 | 0 | 0 | 0 | 0 | 0 | 0 | 0
5 | 13 | 18 | 0 | 0 | 0 | 0 | 0 | 0 | 0 | 0 | 0
5 | 13 | 19 | 0 | 0 | 0 | 0 | 0 | 0 | 0 | 0 | 0
5 | 13 | 20 | 0 | 0 | 0 | 0 | 0 | 0 | 0 | 0 | 0
5 | 13 | 21 | 0 | 0 | 0 | 0 | 0 | 0 | 0 | 0 | 0
5 | 13 | 22 | 0 | 0 | 0 | 0 | 0 | 0 | 0 | 0 | 0
5 | 13 | 23 | 0 | 0 | 0 | 0 | 0 | 0 | 0 | 0 | 0
5 | 13 | 24 | 0 | 0 | 0 | 0 | 0 | 0 | 0 | 0 | 0
5 | 14 | 1 | 0 | 0 | 0 | 0 | 0 | 0 | 0 | 0 | 0
5 | 14 | 2 | 0 | 0 | 0 | 0 | 0 | 0 | 0 | 0 | 0
5 | 14 | 3 | 0 | 0 | 0 | 0 | 0 | 0 | 0 | 0 | 0
5 | 14 | 4 | 0 | 0 | 0 | 0 | 0 | 0 | 0 | 0 | 0
5 | 14 | 5 | 0 | 0 | 0 | 0 | 0 | 0 | 0 | 0 | 0
5 | 14 | 6 | 0 | 0 | 0 | 0 | 0 | 0 | 0 | 0 | 0
5 | 14 | 7 | 0 | 0 | 0 | 0 | 0 | 0 | 0 | 0 | 0
5 | 14 | 8 | 0 | 0 | 0 | 0 | 0 | 0 | 0 | 0 | 0
5 | 14 | 9 | 0 | 0 | 0 | 0 | 0 | 0 | 0 | 0 | 0
5 | 14 | 10 | 0 | 0 | 0 | 0 | 0 | 0 | 0 | 0 | 0
5 | 14 | 11 | 0 | 0 | 0 | 0 | 0 | 0 | 0 | 0 | 0
5 | 14 | 12 | 0 | 0 | 0 | 0 | 0 | 0 | 0 | 0 | 0
5 | 14 | 13 | 0 | 0 | 0 | 0 | 0 | 0 | 0 | 0 | 0
5 | 14 | 14 | 0 | 0 | 0 | 0 | 0 | 0 | 0 | 0 | 0
5 | 14 | 15 | 0 | 0 | 0 | 0 | 0 | 0 | 0 | 0 | 0
5 | 14 | 16 | 0 | 0 | 0 | 0 | 0 | 0 | 0 | 0 | 0
5 | 14 | 17 | 0 | 0 | 0 | 0 | 0 | 0 | 0 | 0 | 0
5 | 14 | 18 | 0 | 0 | 0 | 0 | 0 | 0 | 0 | 0 | 0
5 | 14 | 19 | 0 | 0 | 0 | 0 | 0 | 0 | 0 | 0 | 0
5 | 14 | 20 | 0 | 0 | 0 | 0 | 0 | 0 | 0 | 0 | 0
5 | 14 | 21 | 0 | 0 | 0 | 0 | 0 | 0 | 0 | 0 | 0
5 | 14 | 22 | 0 | 0 | 0 | 0 | 0 | 0 | 0 | 0 | 0
5 | 14 | 23 | 0 | 0 | 0 | 0 | 0 | 0 | 0 | 0 | 0
5 | 14 | 24 | 0 | 0 | 0 | 0 | 0 | 0 | 0 | 0 | 0
5 | 15 | 1 | 0 | 0 | 0 | 0 | 0 | 0 | 0 | 0 | 0
5 | 15 | 2 | 0 | 0 | 0 | 0 | 0 | 0 | 0 | 0 | 0
5 | 15 | 3 | 0 | 0 | 0 | 0 | 0 | 0 | 0 | 0 | 0
5 | 15 | 4 | 0 | 0 | 0 | 0 | 0 | 0 | 0 | 0 | 0
5 | 15 | 5 | 0 | 0 | 0 | 0 | 0 | 0 | 0 | 0 | 0
5 | 15 | 6 | 0 | 0 | 0 | 0 | 0 | 0 | 0 | 0 | 0
5 | 15 | 7 | 0 | 0 | 0 | 0 | 0 | 0 | 0 | 0 | 0
5 | 15 | 8 | 0 | 0 | 0 | 0 | 0 | 0 | 0 | 0 | 0
5 | 15 | 9 | 0 | 0 | 0 | 0 | 0 | 0 | 0 | 0 | 0
5 | 15 | 10 | 0 | 0 | 0 | 0 | 0 | 0 | 0 | 0 | 0
5 | 15 | 11 | 0 | 0 | 0 | 0 | 0 | 0 | 0 | 0 | 0
5 | 15 | 12 | 0 | 0 | 0 | 0 | 0 | 0 | 0 | 0 | 0
5 | 15 | 13 | 0 | 0 | 0 | 0 | 0 | 0 | 0 | 0 | 0
5 | 15 | 14 | 0 | 0 | 0 | 0 | 0 | 0 | 0 | 0 | 0
5 | 15 | 15 | 0 | 0 | 0 | 0 | 0 | 0 | 0 | 0 | 0
5 | 15 | 16 | 0 | 0 | 0 | 0 | 0 | 0 | 0 | 0 | 0
5 | 15 | 17 | 0 | 0 | 0 | 0 | 0 | 0 | 0 | 0 | 0
5 | 15 | 18 | 0 | 0 | 0 | 0 | 0 | 0 | 0 | 0 | 0
5 | 15 | 19 | 0 | 0 | 0 | 0 | 0 | 0 | 0 | 0 | 0
5 | 15 | 20 | 0 | 0 | 0 | 0 | 0 | 0 | 0 | 0 | 0
5 | 15 | 21 | 0 | 0 | 0 | 0 | 0 | 0 | 0 | 0 | 0
5 | 15 | 22 | 0 | 0 | 0 | 0 | 0 | 0 | 0 | 0 | 0
5 | 15 | 23 | 0 | 0 | 0 | 0 | 0 | 0 | 0 | 0 | 0
5 | 15 | 24 | 0 | 0 | 0 | 0 | 0 | 0 | 0 | 0 | 0
5 | 16 | 1 | 0 | 0 | 0 | 0 | 0 | 0 | 0 | 0 | 0
5 | 16 | 2 | 0 | 0 | 0 | 0 | 0 | 0 | 0 | 0 | 0
5 | 16 | 3 | 0 | 0 | 0 | 0 | 0 | 0 | 0 | 0 | 0
5 | 16 | 4 | 0 | 0 | 0 | 0 | 0 | 0 | 0 | 0 | 0
5 | 16 | 5 | 0 | 0 | 0 | 0 | 0 | 0 | 0 | 0 | 0
5 | 16 | 6 | 0 | 0 | 0 | 0 | 0 | 0 | 0 | 0 | 0
5 | 16 | 7 | 0 | 0 | 0 | 0 | 0 | 0 | 0 | 0 | 0
5 | 16 | 8 | 0 | 0 | 0 | 0 | 0 | 0 | 0 | 0 | 0
5 | 16 | 9 | 0 | 0 | 0 | 0 | 0 | 0 | 0 | 0 | 0
5 | 16 | 10 | 0 | 0 | 0 | 0 | 0 | 0 | 0 | 0 | 0
5 | 16 | 11 | 0 | 0 | 0 | 0 | 0 | 0 | 0 | 0 | 0
5 | 16 | 12 | 0 | 0 | 0 | 0 | 0 | 0 | 0 | 0 | 0
5 | 16 | 13 | 0 | 0 | 0 | 0 | 0 | 0 | 0 | 0 | 0
5 | 16 | 14 | 0 | 0 | 0 | 0 | 0 | 0 | 0 | 0 | 0
5 | 16 | 15 | 0 | 0 | 0 | 0 | 0 | 0 | 0 | 0 | 0
5 | 16 | 16 | 0 | 0 | 0 | 0 | 0 | 0 | 0 | 0 | 0
5 | 16 | 17 | 0 | 0 | 0 | 0 | 0 | 0 | 0 | 0 | 0
5 | 16 | 18 | 0 | 0 | 0 | 0 | 0 | 0 | 0 | 0 | 0
5 | 16 | 19 | 0 | 0 | 0 | 0 | 0 | 0 | 0 | 0 | 0
5 | 16 | 20 | 0 | 0 | 0 | 0 | 0 | 0 | 0 | 0 | 0
5 | 16 | 21 | 0 | 0 | 0 | 0 | 0 | 0 | 0 | 0 | 0
5 | 16 | 22 | 0 | 0 | 0 | 0 | 0 | 0 | 0 | 0 | 0
5 | 16 | 23 | 0 | 0 | 0 | 0 | 0 | 0 | 0 | 0 | 0
5 | 16 | 24 | 0 | 0 | 0 | 0 | 0 | 0 | 0 | 0 | 0
5 | 17 | 1 | 0 | 0 | 0 | 0 | 0 | 0 | 0 | 0 | 0
5 | 17 | 2 | 0 | 0 | 0 | 0 | 0 | 0 | 0 | 0 | 0
5 | 17 | 3 | 0 | 0 | 0 | 0 | 0 | 0 | 0 | 0 | 0
5 | 17 | 4 | 0 | 0 | 0 | 0 | 0 | 0 | 0 | 0 | 0
5 | 17 | 5 | 0 | 0 | 0 | 0 | 0 | 0 | 0 | 0 | 0
5 | 17 | 6 | 0 | 0 | 0 | 0 | 0 | 0 | 0 | 0 | 0
5 | 17 | 7 | 0 | 0 | 0 | 0 | 0 | 0 | 0 | 0 | 0
5 | 17 | 8 | 0 | 0 | 0 | 0 | 0 | 0 | 0 | 0 | 0
5 | 17 | 9 | 0 | 0 | 0 | 0 | 0 | 0 | 0 | 0 | 0
5 | 17 | 10 | 0 | 0 | 0 | 0 | 0 | 0 | 0 | 0 | 0
5 | 17 | 11 | 0 | 0 | 0 | 0 | 0 | 0 | 0 | 0 | 0
5 | 17 | 12 | 0 | 0 | 0 | 0 | 0 | 0 | 0 | 0 | 0
5 | 17 | 13 | 0 | 0 | 0 | 0 | 0 | 0 | 0 | 0 | 0
5 | 17 | 14 | 0 | 0 | 0 | 0 | 0 | 0 | 0 | 0 | 0
5 | 17 | 15 | 0 | 0 | 0 | 0 | 0 | 0 | 0 | 0 | 0
5 | 17 | 16 | 0 | 0 | 0 | 0 | 0 | 0 | 0 | 0 | 0
5 | 17 | 17 | 0 | 0 | 0 | 0 | 0 | 0 | 0 | 0 | 0
5 | 17 | 18 | 0 | 0 | 0 | 0 | 0 | 0 | 0 | 0 | 0
5 | 17 | 19 | 0 | 0 | 0 | 0 | 0 | 0 | 0 | 0 | 0
5 | 17 | 20 | 0 | 0 | 0 | 0 | 0 | 0 | 0 | 0 | 0
5 | 17 | 21 | 0 | 0 | 0 | 0 | 0 | 0 | 0 | 0 | 0
5 | 17 | 22 | 0 | 0 | 0 | 0 | 0 | 0 | 0 | 0 | 0
5 | 17 | 23 | 0 | 0 | 0 | 0 | 0 | 0 | 0 | 0 | 0
5 | 17 | 24 | 0 | 0 | 0 | 0 | 0 | 0 | 0 | 0 | 0
5 | 18 | 1 | 0 | 0 | 0 | 0 | 0 | 0 | 0 | 0 | 0
5 | 18 | 2 | 0 | 0 | 0 | 0 | 0 | 0 | 0 | 0 | 0
5 | 18 | 3 | 0 | 0 | 0 | 0 | 0 | 0 | 0 | 0 | 0
5 | 18 | 4 | 0 | 0 | 0 | 0 | 0 | 0 | 0 | 0 | 0
5 | 18 | 5 | 0 | 0 | 0 | 0 | 0 | 0 | 0 | 0 | 0
5 | 18 | 6 | 0 | 0 | 0 | 0 | 0 | 0 | 0 | 0 | 0
5 | 18 | 7 | 0 | 0 | 0 | 0 | 0 | 0 | 0 | 0 | 0
5 | 18 | 8 | 0 | 0 | 0 | 0 | 0 | 0 | 0 | 0 | 0
5 | 18 | 9 | 0 | 0 | 0 | 0 | 0 | 0 | 0 | 0 | 0
5 | 18 | 10 | 0 | 0 | 0 | 0 | 0 | 0 | 0 | 0 | 0
5 | 18 | 11 | 0 | 0 | 0 | 0 | 0 | 0 | 0 | 0 | 0
5 | 18 | 12 | 0 | 0 | 0 | 0 | 0 | 0 | 0 | 0 | 0
5 | 18 | 13 | 0 | 0 | 0 | 0 | 0 | 0 | 0 | 0 | 0
5 | 18 | 14 | 0 | 0 | 0 | 0 | 0 | 0 | 0 | 0 | 0
5 | 18 | 15 | 0 | 0 | 0 | 0 | 0 | 0 | 0 | 0 | 0
5 | 18 | 16 | 0 | 0 | 0 | 0 | 0 | 0 | 0 | 0 | 0
5 | 18 | 17 | 0 | 0 | 0 | 0 | 0 | 0 | 0 | 0 | 0
5 | 18 | 18 | 0 | 0 | 0 | 0 | 0 | 0 | 0 | 0 | 0
5 | 18 | 19 | 0 | 0 | 0 | 0 | 0 | 0 | 0 | 0 | 0
5 | 18 | 20 | 0 | 0 | 0 | 0 | 0 | 0 | 0 | 0 | 0
5 | 18 | 21 | 0 | 0 | 0 | 0 | 0 | 0 | 0 | 0 | 0
5 | 18 | 22 | 0 | 0 | 0 | 0 | 0 | 0 | 0 | 0 | 0
5 | 18 | 23 | 0 | 0 | 0 | 0 | 0 | 0 | 0 | 0 | 0
5 | 18 | 24 | 0 | 0 | 0 | 0 | 0 | 0 | 0 | 0 | 0
5 | 19 | 1 | 0 | 0 | 0 | 0 | 0 | 0 | 0 | 0 | 0
5 | 19 | 2 | 0 | 0 | 0 | 0 | 0 | 0 | 0 | 0 | 0
5 | 19 | 3 | 0 | 0 | 0 | 0 | 0 | 0 | 0 | 0 | 0
5 | 19 | 4 | 0 | 0 | 0 | 0 | 0 | 0 | 0 | 0 | 0
5 | 19 | 5 | 0 | 0 | 0 | 0 | 0 | 0 | 0 | 0 | 0
5 | 19 | 6 | 0 | 0 | 0 | 0 | 0 | 0 | 0 | 0 | 0
5 | 19 | 7 | 0 | 0 | 0 | 0 | 0 | 0 | 0 | 0 | 0
5 | 19 | 8 | 0 | 0 | 0 | 0 | 0 | 0 | 0 | 0 | 0
5 | 19 | 9 | 0 | 0 | 0 | 0 | 0 | 0 | 0 | 0 | 0
5 | 19 | 10 | 0 | 0 | 0 | 0 | 0 | 0 | 0 | 0 | 0
5 | 19 | 11 | 0 | 0 | 0 | 0 | 0 | 0 | 0 | 0 | 0
5 | 19 | 12 | 0 | 0 | 0 | 0 | 0 | 0 | 0 | 0 | 0
5 | 19 | 13 | 0 | 0 | 0 | 0 | 0 | 0 | 0 | 0 | 0
5 | 19 | 14 | 0 | 0 | 0 | 0 | 0 | 0 | 0 | 0 | 0
5 | 19 | 15 | 0 | 0 | 0 | 0 | 0 | 0 | 0 | 0 | 0
5 | 19 | 16 | 0 | 0 | 0 | 0 | 0 | 0 | 0 | 0 | 0
5 | 19 | 17 | 0 | 0 | 0 | 0 | 0 | 0 | 0 | 0 | 0
5 | 19 | 18 | 0 | 0 | 0 | 0 | 0 | 0 | 0 | 0 | 0
5 | 19 | 19 | 0 | 0 | 0 | 0 | 0 | 0 | 0 | 0 | 0
5 | 19 | 20 | 0 | 0 | 0 | 0 | 0 | 0 | 0 | 0 | 0
5 | 19 | 21 | 0 | 0 | 0 | 0 | 0 | 0 | 0 | 0 | 0
5 | 19 | 22 | 0 | 0 | 0 | 0 | 0 | 0 | 0 | 0 | 0
5 | 19 | 23 | 0 | 0 | 0 | 0 | 0 | 0 | 0 | 0 | 0
5 | 19 | 24 | 0 | 0 | 0 | 0 | 0 | 0 | 0 | 0 | 0
5 | 20 | 1 | 0 | 0 | 0 | 0 | 0 | 0 | 0 | 0 | 0
5 | 20 | 2 | 0 | 0 | 0 | 0 | 0 | 0 | 0 | 0 | 0
5 | 20 | 3 | 0 | 0 | 0 | 0 | 0 | 0 | 0 | 0 | 0
5 | 20 | 4 | 0 | 0 | 0 | 0 | 0 | 0 | 0 | 0 | 0
5 | 20 | 5 | 0 | 0 | 0 | 0 | 0 | 0 | 0 | 0 | 0
5 | 20 | 6 | 0 | 0 | 0 | 0 | 0 | 0 | 0 | 0 | 0
5 | 20 | 7 | 0 | 0 | 0 | 0 | 0 | 0 | 0 | 0 | 0
5 | 20 | 8 | 0 | 0 | 0 | 0 | 0 | 0 | 0 | 0 | 0
5 | 20 | 9 | 0 | 0 | 0 | 0 | 0 | 0 | 0 | 0 | 0
5 | 20 | 10 | 0 | 0 | 0 | 0 | 0 | 0 | 0 | 0 | 0
5 | 20 | 11 | 0 | 0 | 0 | 0 | 0 | 0 | 0 | 0 | 0
5 | 20 | 12 | 0 | 0 | 0 | 0 | 0 | 0 | 0 | 0 | 0
5 | 20 | 13 | 0 | 0 | 0 | 0 | 0 | 0 | 0 | 0 | 0
5 | 20 | 14 | 0 | 0 | 0 | 0 | 0 | 0 | 0 | 0 | 0
5 | 20 | 15 | 0 | 0 | 0 | 0 | 0 | 0 | 0 | 0 | 0
5 | 20 | 16 | 0 | 0 | 0 | 0 | 0 | 0 | 0 | 0 | 0
5 | 20 | 17 | 0 | 0 | 0 | 0 | 0 | 0 | 0 | 0 | 0
5 | 20 | 18 | 0 | 0 | 0 | 0 | 0 | 0 | 0 | 0 | 0
5 | 20 | 19 | 0 | 0 | 0 | 0 | 0 | 0 | 0 | 0 | 0
5 | 20 | 20 | 0 | 0 | 0 | 0 | 0 | 0 | 0 | 0 | 0
5 | 20 | 21 | 0 | 0 | 0 | 0 | 0 | 0 | 0 | 0 | 0
5 | 20 | 22 | 0 | 0 | 0 | 0 | 0 | 0 | 0 | 0 | 0
5 | 20 | 23 | 0 | 0 | 0 | 0 | 0 | 0 | 0 | 0 | 0
5 | 20 | 24 | 0 | 0 | 0 | 0 | 0 | 0 | 0 | 0 | 0
5 | 21 | 1 | 0 | 0 | 0 | 0 | 0 | 0 | 0 | 0 | 0
5 | 21 | 2 | 0 | 0 | 0 | 0 | 0 | 0 | 0 | 0 | 0
5 | 21 | 3 | 0 | 0 | 0 | 0 | 0 | 0 | 0 | 0 | 0
5 | 21 | 4 | 0 | 0 | 0 | 0 | 0 | 0 | 0 | 0 | 0
5 | 21 | 5 | 0 | 0 | 0 | 0 | 0 | 0 | 0 | 0 | 0
5 | 21 | 6 | 0 | 0 | 0 | 0 | 0 | 0 | 0 | 0 | 0
5 | 21 | 7 | 0 | 0 | 0 | 0 | 0 | 0 | 0 | 0 | 0
5 | 21 | 8 | 0 | 0 | 0 | 0 | 0 | 0 | 0 | 0 | 0
5 | 21 | 9 | 0 | 0 | 0 | 0 | 0 | 0 | 0 | 0 | 0
5 | 21 | 10 | 0 | 0 | 0 | 0 | 0 | 0 | 0 | 0 | 0
5 | 21 | 11 | 0 | 0 | 0 | 0 | 0 | 0 | 0 | 0 | 0
5 | 21 | 12 | 0 | 0 | 0 | 0 | 0 | 0 | 0 | 0 | 0
5 | 21 | 13 | 0 | 0 | 0 | 0 | 0 | 0 | 0 | 0 | 0
5 | 21 | 14 | 0 | 0 | 0 | 0 | 0 | 0 | 0 | 0 | 0
5 | 21 | 15 | 0 | 0 | 0 | 0 | 0 | 0 | 0 | 0 | 0
5 | 21 | 16 | 0 | 0 | 0 | 0 | 0 | 0 | 0 | 0 | 0
5 | 21 | 17 | 0 | 0 | 0 | 0 | 0 | 0 | 0 | 0 | 0
5 | 21 | 18 | 0 | 0 | 0 | 0 | 0 | 0 | 0 | 0 | 0
5 | 21 | 19 | 0 | 0 | 0 | 0 | 0 | 0 | 0 | 0 | 0
5 | 21 | 20 | 0 | 0 | 0 | 0 | 0 | 0 | 0 | 0 | 0
5 | 21 | 21 | 0 | 0 | 0 | 0 | 0 | 0 | 0 | 0 | 0
5 | 21 | 22 | 0 | 0 | 0 | 0 | 0 | 0 | 0 | 0 | 0
5 | 21 | 23 | 0 | 0 | 0 | 0 | 0 | 0 | 0 | 0 | 0
5 | 21 | 24 | 0 | 0 | 0 | 0 | 0 | 0 | 0 | 0 | 0
5 | 22 | 1 | 0 | 0 | 0 | 0 | 0 | 0 | 0 | 0 | 0
5 | 22 | 2 | 0 | 0 | 0 | 0 | 0 | 0 | 0 | 0 | 0
5 | 22 | 3 | 0 | 0 | 0 | 0 | 0 | 0 | 0 | 0 | 0
5 | 22 | 4 | 0 | 0 | 0 | 0 | 0 | 0 | 0 | 0 | 0
5 | 22 | 5 | 0 | 0 | 0 | 0 | 0 | 0 | 0 | 0 | 0
5 | 22 | 6 | 0 | 0 | 0 | 0 | 0 | 0 | 0 | 0 | 0
5 | 22 | 7 | 0 | 0 | 0 | 0 | 0 | 0 | 0 | 0 | 0
5 | 22 | 8 | 0 | 0 | 0 | 0 | 0 | 0 | 0 | 0 | 0
5 | 22 | 9 | 0 | 0 | 0 | 0 | 0 | 0 | 0 | 0 | 0
5 | 22 | 10 | 0 | 0 | 0 | 0 | 0 | 0 | 0 | 0 | 0
5 | 22 | 11 | 0 | 0 | 0 | 0 | 0 | 0 | 0 | 0 | 0
5 | 22 | 12 | 0 | 0 | 0 | 0 | 0 | 0 | 0 | 0 | 0
5 | 22 | 13 | 0 | 0 | 0 | 0 | 0 | 0 | 0 | 0 | 0
5 | 22 | 14 | 0 | 0 | 0 | 0 | 0 | 0 | 0 | 0 | 0
5 | 22 | 15 | 0 | 0 | 0 | 0 | 0 | 0 | 0 | 0 | 0
5 | 22 | 16 | 0 | 0 | 0 | 0 | 0 | 0 | 0 | 0 | 0
5 | 22 | 17 | 0 | 0 | 0 | 0 | 0 | 0 | 0 | 0 | 0
5 | 22 | 18 | 0 | 0 | 0 | 0 | 0 | 0 | 0 | 0 | 0
5 | 22 | 19 | 0 | 0 | 0 | 0 | 0 | 0 | 0 | 0 | 0
5 | 22 | 20 | 0 | 0 | 0 | 0 | 0 | 0 | 0 | 0 | 0
5 | 22 | 21 | 0 | 0 | 0 | 0 | 0 | 0 | 0 | 0 | 0
5 | 22 | 22 | 0 | 0 | 0 | 0 | 0 | 0 | 0 | 0 | 0
5 | 22 | 23 | 0 | 0 | 0 | 0 | 0 | 0 | 0 | 0 | 0
5 | 22 | 24 | 0 | 0 | 0 | 0 | 0 | 0 | 0 | 0 | 0
5 | 23 | 1 | 0 | 0 | 0 | 0 | 0 | 0 | 0 | 0 | 0
5 | 23 | 2 | 0 | 0 | 0 | 0 | 0 | 0 | 0 | 0 | 0
5 | 23 | 3 | 0 | 0 | 0 | 0 | 0 | 0 | 0 | 0 | 0
5 | 23 | 4 | 0 | 0 | 0 | 0 | 0 | 0 | 0 | 0 | 0
5 | 23 | 5 | 0 | 0 | 0 | 0 | 0 | 0 | 0 | 0 | 0
5 | 23 | 6 | 0 | 0 | 0 | 0 | 0 | 0 | 0 | 0 | 0
5 | 23 | 7 | 0 | 0 | 0 | 0 | 0 | 0 | 0 | 0 | 0
5 | 23 | 8 | 0 | 0 | 0 | 0 | 0 | 0 | 0 | 0 | 0
5 | 23 | 9 | 0 | 0 | 0 | 0 | 0 | 0 | 0 | 0 | 0
5 | 23 | 10 | 0 | 0 | 0 | 0 | 0 | 0 | 0 | 0 | 0
5 | 23 | 11 | 0 | 0 | 0 | 0 | 0 | 0 | 0 | 0 | 0
5 | 23 | 12 | 0 | 0 | 0 | 0 | 0 | 0 | 0 | 0 | 0
5 | 23 | 13 | 0 | 0 | 0 | 0 | 0 | 0 | 0 | 0 | 0
5 | 23 | 14 | 0 | 0 | 0 | 0 | 0 | 0 | 0 | 0 | 0
5 | 23 | 15 | 0 | 0 | 0 | 0 | 0 | 0 | 0 | 0 | 0
5 | 23 | 16 | 0 | 0 | 0 | 0 | 0 | 0 | 0 | 0 | 0
5 | 23 | 17 | 0 | 0 | 0 | 0 | 0 | 0 | 0 | 0 | 0
5 | 23 | 18 | 0 | 0 | 0 | 0 | 0 | 0 | 0 | 0 | 0
5 | 23 | 19 | 0 | 0 | 0 | 0 | 0 | 0 | 0 | 0 | 0
5 | 23 | 20 | 0 | 0 | 0 | 0 | 0 | 0 | 0 | 0 | 0
5 | 23 | 21 | 0 | 0 | 0 | 0 | 0 | 0 | 0 | 0 | 0
5 | 23 | 22 | 0 | 0 | 0 | 0 | 0 | 0 | 0 | 0 | 0
5 | 23 | 23 | 0 | 0 | 0 | 0 | 0 | 0 | 0 | 0 | 0
5 | 23 | 24 | 0 | 0 | 0 | 0 | 0 | 0 | 0 | 0 | 0
5 | 24 | 1 | 0 | 0 | 0 | 0 | 0 | 0 | 0 | 0 | 0
5 | 24 | 2 | 0 | 0 | 0 | 0 | 0 | 0 | 0 | 0 | 0
5 | 24 | 3 | 0 | 0 | 0 | 0 | 0 | 0 | 0 | 0 | 0
5 | 24 | 4 | 0 | 0 | 0 | 0 | 0 | 0 | 0 | 0 | 0
5 | 24 | 5 | 0 | 0 | 0 | 0 | 0 | 0 | 0 | 0 | 0
5 | 24 | 6 | 0 | 0 | 0 | 0 | 0 | 0 | 0 | 0 | 0
5 | 24 | 7 | 0 | 0 | 0 | 0 | 0 | 0 | 0 | 0 | 0
5 | 24 | 8 | 0 | 0 | 0 | 0 | 0 | 0 | 0 | 0 | 0
5 | 24 | 9 | 0 | 0 | 0 | 0 | 0 | 0 | 0 | 0 | 0
5 | 24 | 10 | 0 | 0 | 0 | 0 | 0 | 0 | 0 | 0 | 0
5 | 24 | 11 | 0 | 0 | 0 | 0 | 0 | 0 | 0 | 0 | 0
5 | 24 | 12 | 0 | 0 | 0 | 0 | 0 | 0 | 0 | 0 | 0
5 | 24 | 13 | 0 | 0 | 0 | 0 | 0 | 0 | 0 | 0 | 0
5 | 24 | 14 | 0 | 0 | 0 | 0 | 0 | 0 | 0 | 0 | 0
5 | 24 | 15 | 0 | 0 | 0 | 0 | 0 | 0 | 0 | 0 | 0
5 | 24 | 16 | 0 | 0 | 0 | 0 | 0 | 0 | 0 | 0 | 0
5 | 24 | 17 | 0 | 0 | 0 | 0 | 0 | 0 | 0 | 0 | 0
5 | 24 | 18 | 0 | 0 | 0 | 0 | 0 | 0 | 0 | 0 | 0
5 | 24 | 19 | 0 | 0 | 0 | 0 | 0 | 0 | 0 | 0 | 0
5 | 24 | 20 | 0 | 0 | 0 | 0 | 0 | 0 | 0 | 0 | 0
5 | 24 | 21 | 0 | 0 | 0 | 0 | 0 | 0 | 0 | 0 | 0
5 | 24 | 22 | 0 | 0 | 0 | 0 | 0 | 0 | 0 | 0 | 0
5 | 24 | 23 | 0 | 0 | 0 | 0 | 0 | 0 | 0 | 0 | 0
5 | 24 | 24 | 0 | 0 | 0 | 0 | 0 | 0 | 0 | 0 | 0
5 | 25 | 1 | 0 | 0 | 0 | 0 | 0 | 0 | 0 | 0 | 0
5 | 25 | 2 | 0 | 0 | 0 | 0 | 0 | 0 | 0 | 0 | 0
5 | 25 | 3 | 0 | 0 | 0 | 0 | 0 | 0 | 0 | 0 | 0
5 | 25 | 4 | 0 | 0 | 0 | 0 | 0 | 0 | 0 | 0 | 0
5 | 25 | 5 | 0 | 0 | 0 | 0 | 0 | 0 | 0 | 0 | 0
5 | 25 | 6 | 0 | 0 | 0 | 0 | 0 | 0 | 0 | 0 | 0
5 | 25 | 7 | 0 | 0 | 0 | 0 | 0 | 0 | 0 | 0 | 0
5 | 25 | 8 | 0 | 0 | 0 | 0 | 0 | 0 | 0 | 0 | 0
5 | 25 | 9 | 0 | 0 | 0 | 0 | 0 | 0 | 0 | 0 | 0
5 | 25 | 10 | 0 | 0 | 0 | 0 | 0 | 0 | 0 | 0 | 0
5 | 25 | 11 | 0 | 0 | 0 | 0 | 0 | 0 | 0 | 0 | 0
5 | 25 | 12 | 0 | 0 | 0 | 0 | 0 | 0 | 0 | 0 | 0
5 | 25 | 13 | 0 | 0 | 0 | 0 | 0 | 0 | 0 | 0 | 0
5 | 25 | 14 | 0 | 0 | 0 | 0 | 0 | 0 | 0 | 0 | 0
5 | 25 | 15 | 0 | 0 | 0 | 0 | 0 | 0 | 0 | 0 | 0
5 | 25 | 16 | 0 | 0 | 0 | 0 | 0 | 0 | 0 | 0 | 0
5 | 25 | 17 | 0 | 0 | 0 | 0 | 0 | 0 | 0 | 0 | 0
5 | 25 | 18 | 0 | 0 | 0 | 0 | 0 | 0 | 0 | 0 | 0
5 | 25 | 19 | 0 | 0 | 0 | 0 | 0 | 0 | 0 | 0 | 0
5 | 25 | 20 | 0 | 0 | 0 | 0 | 0 | 0 | 0 | 0 | 0
5 | 25 | 21 | 0 | 0 | 0 | 0 | 0 | 0 | 0 | 0 | 0
5 | 25 | 22 | 0 | 0 | 0 | 0 | 0 | 0 | 0 | 0 | 0
5 | 25 | 23 | 0 | 0 | 0 | 0 | 0 | 0 | 0 | 0 | 0
5 | 25 | 24 | 0 | 0 | 0 | 0 | 0 | 0 | 0 | 0 | 0
5 | 26 | 1 | 0 | 0 | 0 | 0 | 0 | 0 | 0 | 0 | 0
5 | 26 | 2 | 0 | 0 | 0 | 0 | 0 | 0 | 0 | 0 | 0
5 | 26 | 3 | 0 | 0 | 0 | 0 | 0 | 0 | 0 | 0 | 0
5 | 26 | 4 | 0 | 0 | 0 | 0 | 0 | 0 | 0 | 0 | 0
5 | 26 | 5 | 0 | 0 | 0 | 0 | 0 | 0 | 0 | 0 | 0
5 | 26 | 6 | 0 | 0 | 0 | 0 | 0 | 0 | 0 | 0 | 0
5 | 26 | 7 | 0 | 0 | 0 | 0 | 0 | 0 | 0 | 0 | 0
5 | 26 | 8 | 0 | 0 | 0 | 0 | 0 | 0 | 0 | 0 | 0
5 | 26 | 9 | 0 | 0 | 0 | 0 | 0 | 0 | 0 | 0 | 0
5 | 26 | 10 | 0 | 0 | 0 | 0 | 0 | 0 | 0 | 0 | 0
5 | 26 | 11 | 0 | 0 | 0 | 0 | 0 | 0 | 0 | 0 | 0
5 | 26 | 12 | 0 | 0 | 0 | 0 | 0 | 0 | 0 | 0 | 0
5 | 26 | 13 | 0 | 0 | 0 | 0 | 0 | 0 | 0 | 0 | 0
5 | 26 | 14 | 0 | 0 | 0 | 0 | 0 | 0 | 0 | 0 | 0
5 | 26 | 15 | 0 | 0 | 0 | 0 | 0 | 0 | 0 | 0 | 0
5 | 26 | 16 | 0 | 0 | 0 | 0 | 0 | 0 | 0 | 0 | 0
5 | 26 | 17 | 0 | 0 | 0 | 0 | 0 | 0 | 0 | 0 | 0
5 | 26 | 18 | 0 | 0 | 0 | 0 | 0 | 0 | 0 | 0 | 0
5 | 26 | 19 | 0 | 0 | 0 | 0 | 0 | 0 | 0 | 0 | 0
5 | 26 | 20 | 0 | 0 | 0 | 0 | 0 | 0 | 0 | 0 | 0
5 | 26 | 21 | 0 | 0 | 0 | 0 | 0 | 0 | 0 | 0 | 0
5 | 26 | 22 | 0 | 0 | 0 | 0 | 0 | 0 | 0 | 0 | 0
5 | 26 | 23 | 0 | 0 | 0 | 0 | 0 | 0 | 0 | 0 | 0
5 | 26 | 24 | 0 | 0 | 0 | 0 | 0 | 0 | 0 | 0 | 0
5 | 27 | 1 | 0 | 0 | 0 | 0 | 0 | 0 | 0 | 0 | 0
5 | 27 | 2 | 0 | 0 | 0 | 0 | 0 | 0 | 0 | 0 | 0
5 | 27 | 3 | 0 | 0 | 0 | 0 | 0 | 0 | 0 | 0 | 0
5 | 27 | 4 | 0 | 0 | 0 | 0 | 0 | 0 | 0 | 0 | 0
5 | 27 | 5 | 0 | 0 | 0 | 0 | 0 | 0 | 0 | 0 | 0
5 | 27 | 6 | 0 | 0 | 0 | 0 | 0 | 0 | 0 | 0 | 0
5 | 27 | 7 | 0 | 0 | 0 | 0 | 0 | 0 | 0 | 0 | 0
5 | 27 | 8 | 0 | 0 | 0 | 0 | 0 | 0 | 0 | 0 | 0
5 | 27 | 9 | 0 | 0 | 0 | 0 | 0 | 0 | 0 | 0 | 0
5 | 27 | 10 | 0 | 0 | 0 | 0 | 0 | 0 | 0 | 0 | 0
5 | 27 | 11 | 0 | 0 | 0 | 0 | 0 | 0 | 0 | 0 | 0
5 | 27 | 12 | 0 | 0 | 0 | 0 | 0 | 0 | 0 | 0 | 0
5 | 27 | 13 | 0 | 0 | 0 | 0 | 0 | 0 | 0 | 0 | 0
5 | 27 | 14 | 0 | 0 | 0 | 0 | 0 | 0 | 0 | 0 | 0
5 | 27 | 15 | 0 | 0 | 0 | 0 | 0 | 0 | 0 | 0 | 0
5 | 27 | 16 | 0 | 0 | 0 | 0 | 0 | 0 | 0 | 0 | 0
5 | 27 | 17 | 0 | 0 | 0 | 0 | 0 | 0 | 0 | 0 | 0
5 | 27 | 18 | 0 | 0 | 0 | 0 | 0 | 0 | 0 | 0 | 0
5 | 27 | 19 | 0 | 0 | 0 | 0 | 0 | 0 | 0 | 0 | 0
5 | 27 | 20 | 0 | 0 | 0 | 0 | 0 | 0 | 0 | 0 | 0
5 | 27 | 21 | 0 | 0 | 0 | 0 | 0 | 0 | 0 | 0 | 0
5 | 27 | 22 | 0 | 0 | 0 | 0 | 0 | 0 | 0 | 0 | 0
5 | 27 | 23 | 0 | 0 | 0 | 0 | 0 | 0 | 0 | 0 | 0
5 | 27 | 24 | 0 | 0 | 0 | 0 | 0 | 0 | 0 | 0 | 0
5 | 28 | 1 | 0 | 0 | 0 | 0 | 0 | 0 | 0 | 0 | 0
5 | 28 | 2 | 0 | 0 | 0 | 0 | 0 | 0 | 0 | 0 | 0
5 | 28 | 3 | 0 | 0 | 0 | 0 | 0 | 0 | 0 | 0 | 0
5 | 28 | 4 | 0 | 0 | 0 | 0 | 0 | 0 | 0 | 0 | 0
5 | 28 | 5 | 0 | 0 | 0 | 0 | 0 | 0 | 0 | 0 | 0
5 | 28 | 6 | 0 | 0 | 0 | 0 | 0 | 0 | 0 | 0 | 0
5 | 28 | 7 | 0 | 0 | 0 | 0 | 0 | 0 | 0 | 0 | 0
5 | 28 | 8 | 0 | 0 | 0 | 0 | 0 | 0 | 0 | 0 | 0
5 | 28 | 9 | 0 | 0 | 0 | 0 | 0 | 0 | 0 | 0 | 0
5 | 28 | 10 | 0 | 0 | 0 | 0 | 0 | 0 | 0 | 0 | 0
5 | 28 | 11 | 0 | 0 | 0 | 0 | 0 | 0 | 0 | 0 | 0
5 | 28 | 12 | 0 | 0 | 0 | 0 | 0 | 0 | 0 | 0 | 0
5 | 28 | 13 | 0 | 0 | 0 | 0 | 0 | 0 | 0 | 0 | 0
5 | 28 | 14 | 0 | 0 | 0 | 0 | 0 | 0 | 0 | 0 | 0
5 | 28 | 15 | 0 | 0 | 0 | 0 | 0 | 0 | 0 | 0 | 0
5 | 28 | 16 | 0 | 0 | 0 | 0 | 0 | 0 | 0 | 0 | 0
5 | 28 | 17 | 0 | 0 | 0 | 0 | 0 | 0 | 0 | 0 | 0
5 | 28 | 18 | 0 | 0 | 0 | 0 | 0 | 0 | 0 | 0 | 0
5 | 28 | 19 | 0 | 0 | 0 | 0 | 0 | 0 | 0 | 0 | 0
5 | 28 | 20 | 0 | 0 | 0 | 0 | 0 | 0 | 0 | 0 | 0
5 | 28 | 21 | 0 | 0 | 0 | 0 | 0 | 0 | 0 | 0 | 0
5 | 28 | 22 | 0 | 0 | 0 | 0 | 0 | 0 | 0 | 0 | 0
5 | 28 | 23 | 0 | 0 | 0 | 0 | 0 | 0 | 0 | 0 | 0
5 | 28 | 24 | 0 | 0 | 0 | 0 | 0 | 0 | 0 | 0 | 0
5 | 29 | 1 | 0 | 0 | 0 | 0 | 0 | 0 | 0 | 0 | 0
5 | 29 | 2 | 0 | 0 | 0 | 0 | 0 | 0 | 0 | 0 | 0
5 | 29 | 3 | 0 | 0 | 0 | 0 | 0 | 0 | 0 | 0 | 0
5 | 29 | 4 | 0 | 0 | 0 | 0 | 0 | 0 | 0 | 0 | 0
5 | 29 | 5 | 0 | 0 | 0 | 0 | 0 | 0 | 0 | 0 | 0
5 | 29 | 6 | 0 | 0 | 0 | 0 | 0 | 0 | 0 | 0 | 0
5 | 29 | 7 | 0 | 0 | 0 | 0 | 0 | 0 | 0 | 0 | 0
5 | 29 | 8 | 0 | 0 | 0 | 0 | 0 | 0 | 0 | 0 | 0
5 | 29 | 9 | 0 | 0 | 0 | 0 | 0 | 0 | 0 | 0 | 0
5 | 29 | 10 | 0 | 0 | 0 | 0 | 0 | 0 | 0 | 0 | 0
5 | 29 | 11 | 0 | 0 | 0 | 0 | 0 | 0 | 0 | 0 | 0
5 | 29 | 12 | 0 | 0 | 0 | 0 | 0 | 0 | 0 | 0 | 0
5 | 29 | 13 | 0 | 0 | 0 | 0 | 0 | 0 | 0 | 0 | 0
5 | 29 | 14 | 0 | 0 | 0 | 0 | 0 | 0 | 0 | 0 | 0
5 | 29 | 15 | 0 | 0 | 0 | 0 | 0 | 0 | 0 | 0 | 0
5 | 29 | 16 | 0 | 0 | 0 | 0 | 0 | 0 | 0 | 0 | 0
5 | 29 | 17 | 0 | 0 | 0 | 0 | 0 | 0 | 0 | 0 | 0
5 | 29 | 18 | 0 | 0 | 0 | 0 | 0 | 0 | 0 | 0 | 0
5 | 29 | 19 | 0 | 0 | 0 | 0 | 0 | 0 | 0 | 0 | 0
5 | 29 | 20 | 0 | 0 | 0 | 0 | 0 | 0 | 0 | 0 | 0
5 | 29 | 21 | 0 | 0 | 0 | 0 | 0 | 0 | 0 | 0 | 0
5 | 29 | 22 | 0 | 0 | 0 | 0 | 0 | 0 | 0 | 0 | 0
5 | 29 | 23 | 0 | 0 | 0 | 0 | 0 | 0 | 0 | 0 | 0
5 | 29 | 24 | 0 | 0 | 0 | 0 | 0 | 0 | 0 | 0 | 0
5 | 30 | 1 | 0 | 0 | 0 | 0 | 0 | 0 | 0 | 0 | 0
5 | 30 | 2 | 0 | 0 | 0 | 0 | 0 | 0 | 0 | 0 | 0
5 | 30 | 3 | 0 | 0 | 0 | 0 | 0 | 0 | 0 | 0 | 0
5 | 30 | 4 | 0 | 0 | 0 | 0 | 0 | 0 | 0 | 0 | 0
5 | 30 | 5 | 0 | 0 | 0 | 0 | 0 | 0 | 0 | 0 | 0
5 | 30 | 6 | 0 | 0 | 0 | 0 | 0 | 0 | 0 | 0 | 0
5 | 30 | 7 | 0 | 0 | 0 | 0 | 0 | 0 | 0 | 0 | 0
5 | 30 | 8 | 0 | 0 | 0 | 0 | 0 | 0 | 0 | 0 | 0
5 | 30 | 9 | 0 | 0 | 0 | 0 | 0 | 0 | 0 | 0 | 0
5 | 30 | 10 | 0 | 0 | 0 | 0 | 0 | 0 | 0 | 0 | 0
5 | 30 | 11 | 0 | 0 | 0 | 0 | 0 | 0 | 0 | 0 | 0
5 | 30 | 12 | 0 | 0 | 0 | 0 | 0 | 0 | 0 | 0 | 0
5 | 30 | 13 | 0 | 0 | 0 | 0 | 0 | 0 | 0 | 0 | 0
5 | 30 | 14 | 0 | 0 | 0 | 0 | 0 | 0 | 0 | 0 | 0
5 | 30 | 15 | 0 | 0 | 0 | 0 | 0 | 0 | 0 | 0 | 0
5 | 30 | 16 | 0 | 0 | 0 | 0 | 0 | 0 | 0 | 0 | 0
5 | 30 | 17 | 0 | 0 | 0 | 0 | 0 | 0 | 0 | 0 | 0
5 | 30 | 18 | 0 | 0 | 0 | 0 | 0 | 0 | 0 | 0 | 0
5 | 30 | 19 | 0 | 0 | 0 | 0 | 0 | 0 | 0 | 0 | 0
5 | 30 | 20 | 0 | 0 | 0 | 0 | 0 | 0 | 0 | 0 | 0
5 | 30 | 21 | 0 | 0 | 0 | 0 | 0 | 0 | 0 | 0 | 0
5 | 30 | 22 | 0 | 0 | 0 | 0 | 0 | 0 | 0 | 0 | 0
5 | 30 | 23 | 0 | 0 | 0 | 0 | 0 | 0 | 0 | 0 | 0
5 | 30 | 24 | 0 | 0 | 0 | 0 | 0 | 0 | 0 | 0 | 0
5 | 31 | 1 | 0 | 0 | 0 | 0 | 0 | 0 | 0 | 0 | 0
5 | 31 | 2 | 0 | 0 | 0 | 0 | 0 | 0 | 0 | 0 | 0
5 | 31 | 3 | 0 | 0 | 0 | 0 | 0 | 0 | 0 | 0 | 0
5 | 31 | 4 | 0 | 0 | 0 | 0 | 0 | 0 | 0 | 0 | 0
5 | 31 | 5 | 0 | 0 | 0 | 0 | 0 | 0 | 0 | 0 | 0
5 | 31 | 6 | 0 | 0 | 0 | 0 | 0 | 0 | 0 | 0 | 0
5 | 31 | 7 | 0 | 0 | 0 | 0 | 0 | 0 | 0 | 0 | 0
5 | 31 | 8 | 0 | 0 | 0 | 0 | 0 | 0 | 0 | 0 | 0
5 | 31 | 9 | 0 | 0 | 0 | 0 | 0 | 0 | 0 | 0 | 0
5 | 31 | 10 | 0 | 0 | 0 | 0 | 0 | 0 | 0 | 0 | 0
5 | 31 | 11 | 0 | 0 | 0 | 0 | 0 | 0 | 0 | 0 | 0
5 | 31 | 12 | 0 | 0 | 0 | 0 | 0 | 0 | 0 | 0 | 0
5 | 31 | 13 | 0 | 0 | 0 | 0 | 0 | 0 | 0 | 0 | 0
5 | 31 | 14 | 0 | 0 | 0 | 0 | 0 | 0 | 0 | 0 | 0
5 | 31 | 15 | 0 | 0 | 0 | 0 | 0 | 0 | 0 | 0 | 0
5 | 31 | 16 | 0 | 0 | 0 | 0 | 0 | 0 | 0 | 0 | 0
5 | 31 | 17 | 0 | 0 | 0 | 0 | 0 | 0 | 0 | 0 | 0
5 | 31 | 18 | 0 | 0 | 0 | 0 | 0 | 0 | 0 | 0 | 0
5 | 31 | 19 | 0 | 0 | 0 | 0 | 0 | 0 | 0 | 0 | 0
5 | 31 | 20 | 0 | 0 | 0 | 0 | 0 | 0 | 0 | 0 | 0
5 | 31 | 21 | 0 | 0 | 0 | 0 | 0 | 0 | 0 | 0 | 0
5 | 31 | 22 | 0 | 0 | 0 | 0 | 0 | 0 | 0 | 0 | 0
5 | 31 | 23 | 0 | 0 | 0 | 0 | 0 | 0 | 0 | 0 | 0
5 | 31 | 24 | 0 | 0 | 0 | 0 | 0 | 0 | 0 | 0 | 0
6 | 1 | 1 | 0 | 0 | 0 | 0 | 0 | 0 | 0 | 0 | 0
6 | 1 | 2 | 0 | 0 | 0 | 0 | 0 | 0 | 0 | 0 | 0
6 | 1 | 3 | 0 | 0 | 0 | 0 | 0 | 0 | 0 | 0 | 0
6 | 1 | 4 | 0 | 0 | 0 | 0 | 0 | 0 | 0 | 0 | 0
6 | 1 | 5 | 0 | 0 | 0 | 0 | 0 | 0 | 0 | 0 | 0
6 | 1 | 6 | 0 | 0 | 0 | 0 | 0 | 0 | 0 | 0 | 0
6 | 1 | 7 | 0 | 0 | 0 | 0 | 0 | 0 | 0 | 0 | 0
6 | 1 | 8 | 0 | 0 | 0 | 0 | 0 | 0 | 0 | 0 | 0
6 | 1 | 9 | 0 | 0 | 0 | 0 | 0 | 0 | 0 | 0 | 0
6 | 1 | 10 | 0 | 0 | 0 | 0 | 0 | 0 | 0 | 0 | 0
6 | 1 | 11 | 0 | 0 | 0 | 0 | 0 | 0 | 0 | 0 | 0
6 | 1 | 12 | 0 | 0 | 0 | 0 | 0 | 0 | 0 | 0 | 0
6 | 1 | 13 | 0 | 0 | 0 | 0 | 0 | 0 | 0 | 0 | 0
6 | 1 | 14 | 0 | 0 | 0 | 0 | 0 | 0 | 0 | 0 | 0
6 | 1 | 15 | 0 | 0 | 0 | 0 | 0 | 0 | 0 | 0 | 0
6 | 1 | 16 | 0 | 0 | 0 | 0 | 0 | 0 | 0 | 0 | 0
6 | 1 | 17 | 0 | 0 | 0 | 0 | 0 | 0 | 0 | 0 | 0
6 | 1 | 18 | 0 | 0 | 0 | 0 | 0 | 0 | 0 | 0 | 0
6 | 1 | 19 | 0 | 0 | 0 | 0 | 0 | 0 | 0 | 0 | 0
6 | 1 | 20 | 0 | 0 | 0 | 0 | 0 | 0 | 0 | 0 | 0
6 | 1 | 21 | 0 | 0 | 0 | 0 | 0 | 0 | 0 | 0 | 0
6 | 1 | 22 | 0 | 0 | 0 | 0 | 0 | 0 | 0 | 0 | 0
6 | 1 | 23 | 0 | 0 | 0 | 0 | 0 | 0 | 0 | 0 | 0
6 | 1 | 24 | 0 | 0 | 0 | 0 | 0 | 0 | 0 | 0 | 0
6 | 2 | 1 | 0 | 0 | 0 | 0 | 0 | 0 | 0 | 0 | 0
6 | 2 | 2 | 0 | 0 | 0 | 0 | 0 | 0 | 0 | 0 | 0
6 | 2 | 3 | 0 | 0 | 0 | 0 | 0 | 0 | 0 | 0 | 0
6 | 2 | 4 | 0 | 0 | 0 | 0 | 0 | 0 | 0 | 0 | 0
6 | 2 | 5 | 0 | 0 | 0 | 0 | 0 | 0 | 0 | 0 | 0
6 | 2 | 6 | 0 | 0 | 0 | 0 | 0 | 0 | 0 | 0 | 0
6 | 2 | 7 | 0 | 0 | 0 | 0 | 0 | 0 | 0 | 0 | 0
6 | 2 | 8 | 0 | 0 | 0 | 0 | 0 | 0 | 0 | 0 | 0
6 | 2 | 9 | 0 | 0 | 0 | 0 | 0 | 0 | 0 | 0 | 0
6 | 2 | 10 | 0 | 0 | 0 | 0 | 0 | 0 | 0 | 0 | 0
6 | 2 | 11 | 0 | 0 | 0 | 0 | 0 | 0 | 0 | 0 | 0
6 | 2 | 12 | 0 | 0 | 0 | 0 | 0 | 0 | 0 | 0 | 0
6 | 2 | 13 | 0 | 0 | 0 | 0 | 0 | 0 | 0 | 0 | 0
6 | 2 | 14 | 0 | 0 | 0 | 0 | 0 | 0 | 0 | 0 | 0
6 | 2 | 15 | 0 | 0 | 0 | 0 | 0 | 0 | 0 | 0 | 0
6 | 2 | 16 | 0 | 0 | 0 | 0 | 0 | 0 | 0 | 0 | 0
6 | 2 | 17 | 0 | 0 | 0 | 0 | 0 | 0 | 0 | 0 | 0
6 | 2 | 18 | 0 | 0 | 0 | 0 | 0 | 0 | 0 | 0 | 0
6 | 2 | 19 | 0 | 0 | 0 | 0 | 0 | 0 | 0 | 0 | 0
6 | 2 | 20 | 0 | 0 | 0 | 0 | 0 | 0 | 0 | 0 | 0
6 | 2 | 21 | 0 | 0 | 0 | 0 | 0 | 0 | 0 | 0 | 0
6 | 2 | 22 | 0 | 0 | 0 | 0 | 0 | 0 | 0 | 0 | 0
6 | 2 | 23 | 0 | 0 | 0 | 0 | 0 | 0 | 0 | 0 | 0
6 | 2 | 24 | 0 | 0 | 0 | 0 | 0 | 0 | 0 | 0 | 0
6 | 3 | 1 | 0 | 0 | 0 | 0 | 0 | 0 | 0 | 0 | 0
6 | 3 | 2 | 0 | 0 | 0 | 0 | 0 | 0 | 0 | 0 | 0
6 | 3 | 3 | 0 | 0 | 0 | 0 | 0 | 0 | 0 | 0 | 0
6 | 3 | 4 | 0 | 0 | 0 | 0 | 0 | 0 | 0 | 0 | 0
6 | 3 | 5 | 0 | 0 | 0 | 0 | 0 | 0 | 0 | 0 | 0
6 | 3 | 6 | 0 | 0 | 0 | 0 | 0 | 0 | 0 | 0 | 0
6 | 3 | 7 | 0 | 0 | 0 | 0 | 0 | 0 | 0 | 0 | 0
6 | 3 | 8 | 0 | 0 | 0 | 0 | 0 | 0 | 0 | 0 | 0
6 | 3 | 9 | 0 | 0 | 0 | 0 | 0 | 0 | 0 | 0 | 0
6 | 3 | 10 | 0 | 0 | 0 | 0 | 0 | 0 | 0 | 0 | 0
6 | 3 | 11 | 0 | 0 | 0 | 0 | 0 | 0 | 0 | 0 | 0
6 | 3 | 12 | 0 | 0 | 0 | 0 | 0 | 0 | 0 | 0 | 0
6 | 3 | 13 | 0 | 0 | 0 | 0 | 0 | 0 | 0 | 0 | 0
6 | 3 | 14 | 0 | 0 | 0 | 0 | 0 | 0 | 0 | 0 | 0
6 | 3 | 15 | 0 | 0 | 0 | 0 | 0 | 0 | 0 | 0 | 0
6 | 3 | 16 | 0 | 0 | 0 | 0 | 0 | 0 | 0 | 0 | 0
6 | 3 | 17 | 0 | 0 | 0 | 0 | 0 | 0 | 0 | 0 | 0
6 | 3 | 18 | 0 | 0 | 0 | 0 | 0 | 0 | 0 | 0 | 0
6 | 3 | 19 | 0 | 0 | 0 | 0 | 0 | 0 | 0 | 0 | 0
6 | 3 | 20 | 0 | 0 | 0 | 0 | 0 | 0 | 0 | 0 | 0
6 | 3 | 21 | 0 | 0 | 0 | 0 | 0 | 0 | 0 | 0 | 0
6 | 3 | 22 | 0 | 0 | 0 | 0 | 0 | 0 | 0 | 0 | 0
6 | 3 | 23 | 0 | 0 | 0 | 0 | 0 | 0 | 0 | 0 | 0
6 | 3 | 24 | 0 | 0 | 0 | 0 | 0 | 0 | 0 | 0 | 0
6 | 4 | 1 | 0 | 0 | 0 | 0 | 0 | 0 | 0 | 0 | 0
6 | 4 | 2 | 0 | 0 | 0 | 0 | 0 | 0 | 0 | 0 | 0
6 | 4 | 3 | 0 | 0 | 0 | 0 | 0 | 0 | 0 | 0 | 0
6 | 4 | 4 | 0 | 0 | 0 | 0 | 0 | 0 | 0 | 0 | 0
6 | 4 | 5 | 0 | 0 | 0 | 0 | 0 | 0 | 0 | 0 | 0
6 | 4 | 6 | 0 | 0 | 0 | 0 | 0 | 0 | 0 | 0 | 0
6 | 4 | 7 | 0 | 0 | 0 | 0 | 0 | 0 | 0 | 0 | 0
6 | 4 | 8 | 0 | 0 | 0 | 0 | 0 | 0 | 0 | 0 | 0
6 | 4 | 9 | 0 | 0 | 0 | 0 | 0 | 0 | 0 | 0 | 0
6 | 4 | 10 | 0 | 0 | 0 | 0 | 0 | 0 | 0 | 0 | 0
6 | 4 | 11 | 0 | 0 | 0 | 0 | 0 | 0 | 0 | 0 | 0
6 | 4 | 12 | 0 | 0 | 0 | 0 | 0 | 0 | 0 | 0 | 0
6 | 4 | 13 | 0 | 0 | 0 | 0 | 0 | 0 | 0 | 0 | 0
6 | 4 | 14 | 0 | 0 | 0 | 0 | 0 | 0 | 0 | 0 | 0
6 | 4 | 15 | 0 | 0 | 0 | 0 | 0 | 0 | 0 | 0 | 0
6 | 4 | 16 | 0 | 0 | 0 | 0 | 0 | 0 | 0 | 0 | 0
6 | 4 | 17 | 0 | 0 | 0 | 0 | 0 | 0 | 0 | 0 | 0
6 | 4 | 18 | 0 | 0 | 0 | 0 | 0 | 0 | 0 | 0 | 0
6 | 4 | 19 | 0 | 0 | 0 | 0 | 0 | 0 | 0 | 0 | 0
6 | 4 | 20 | 0 | 0 | 0 | 0 | 0 | 0 | 0 | 0 | 0
6 | 4 | 21 | 0 | 0 | 0 | 0 | 0 | 0 | 0 | 0 | 0
6 | 4 | 22 | 0 | 0 | 0 | 0 | 0 | 0 | 0 | 0 | 0
6 | 4 | 23 | 0 | 0 | 0 | 0 | 0 | 0 | 0 | 0 | 0
6 | 4 | 24 | 0 | 0 | 0 | 0 | 0 | 0 | 0 | 0 | 0
6 | 5 | 1 | 0 | 0 | 0 | 0 | 0 | 0 | 0 | 0 | 0
6 | 5 | 2 | 0 | 0 | 0 | 0 | 0 | 0 | 0 | 0 | 0
6 | 5 | 3 | 0 | 0 | 0 | 0 | 0 | 0 | 0 | 0 | 0
6 | 5 | 4 | 0 | 0 | 0 | 0 | 0 | 0 | 0 | 0 | 0
6 | 5 | 5 | 0 | 0 | 0 | 0 | 0 | 0 | 0 | 0 | 0
6 | 5 | 6 | 0 | 0 | 0 | 0 | 0 | 0 | 0 | 0 | 0
6 | 5 | 7 | 0 | 0 | 0 | 0 | 0 | 0 | 0 | 0 | 0
6 | 5 | 8 | 0 | 0 | 0 | 0 | 0 | 0 | 0 | 0 | 0
6 | 5 | 9 | 0 | 0 | 0 | 0 | 0 | 0 | 0 | 0 | 0
6 | 5 | 10 | 0 | 0 | 0 | 0 | 0 | 0 | 0 | 0 | 0
6 | 5 | 11 | 0 | 0 | 0 | 0 | 0 | 0 | 0 | 0 | 0
6 | 5 | 12 | 0 | 0 | 0 | 0 | 0 | 0 | 0 | 0 | 0
6 | 5 | 13 | 0 | 0 | 0 | 0 | 0 | 0 | 0 | 0 | 0
6 | 5 | 14 | 0 | 0 | 0 | 0 | 0 | 0 | 0 | 0 | 0
6 | 5 | 15 | 0 | 0 | 0 | 0 | 0 | 0 | 0 | 0 | 0
6 | 5 | 16 | 0 | 0 | 0 | 0 | 0 | 0 | 0 | 0 | 0
6 | 5 | 17 | 0 | 0 | 0 | 0 | 0 | 0 | 0 | 0 | 0
6 | 5 | 18 | 0 | 0 | 0 | 0 | 0 | 0 | 0 | 0 | 0
6 | 5 | 19 | 0 | 0 | 0 | 0 | 0 | 0 | 0 | 0 | 0
6 | 5 | 20 | 0 | 0 | 0 | 0 | 0 | 0 | 0 | 0 | 0
6 | 5 | 21 | 0 | 0 | 0 | 0 | 0 | 0 | 0 | 0 | 0
6 | 5 | 22 | 0 | 0 | 0 | 0 | 0 | 0 | 0 | 0 | 0
6 | 5 | 23 | 0 | 0 | 0 | 0 | 0 | 0 | 0 | 0 | 0
6 | 5 | 24 | 0 | 0 | 0 | 0 | 0 | 0 | 0 | 0 | 0
6 | 6 | 1 | 0 | 0 | 0 | 0 | 0 | 0 | 0 | 0 | 0
6 | 6 | 2 | 0 | 0 | 0 | 0 | 0 | 0 | 0 | 0 | 0
6 | 6 | 3 | 0 | 0 | 0 | 0 | 0 | 0 | 0 | 0 | 0
6 | 6 | 4 | 0 | 0 | 0 | 0 | 0 | 0 | 0 | 0 | 0
6 | 6 | 5 | 0 | 0 | 0 | 0 | 0 | 0 | 0 | 0 | 0
6 | 6 | 6 | 0 | 0 | 0 | 0 | 0 | 0 | 0 | 0 | 0
6 | 6 | 7 | 0 | 0 | 0 | 0 | 0 | 0 | 0 | 0 | 0
6 | 6 | 8 | 0 | 0 | 0 | 0 | 0 | 0 | 0 | 0 | 0
6 | 6 | 9 | 0 | 0 | 0 | 0 | 0 | 0 | 0 | 0 | 0
6 | 6 | 10 | 0 | 0 | 0 | 0 | 0 | 0 | 0 | 0 | 0
6 | 6 | 11 | 0 | 0 | 0 | 0 | 0 | 0 | 0 | 0 | 0
6 | 6 | 12 | 0 | 0 | 0 | 0 | 0 | 0 | 0 | 0 | 0
6 | 6 | 13 | 0 | 0 | 0 | 0 | 0 | 0 | 0 | 0 | 0
6 | 6 | 14 | 0 | 0 | 0 | 0 | 0 | 0 | 0 | 0 | 0
6 | 6 | 15 | 0 | 0 | 0 | 0 | 0 | 0 | 0 | 0 | 0
6 | 6 | 16 | 0 | 0 | 0 | 0 | 0 | 0 | 0 | 0 | 0
6 | 6 | 17 | 0 | 0 | 0 | 0 | 0 | 0 | 0 | 0 | 0
6 | 6 | 18 | 0 | 0 | 0 | 0 | 0 | 0 | 0 | 0 | 0
6 | 6 | 19 | 0 | 0 | 0 | 0 | 0 | 0 | 0 | 0 | 0
6 | 6 | 20 | 0 | 0 | 0 | 0 | 0 | 0 | 0 | 0 | 0
6 | 6 | 21 | 0 | 0 | 0 | 0 | 0 | 0 | 0 | 0 | 0
6 | 6 | 22 | 0 | 0 | 0 | 0 | 0 | 0 | 0 | 0 | 0
6 | 6 | 23 | 0 | 0 | 0 | 0 | 0 | 0 | 0 | 0 | 0
6 | 6 | 24 | 0 | 0 | 0 | 0 | 0 | 0 | 0 | 0 | 0
6 | 7 | 1 | 0 | 0 | 0 | 0 | 0 | 0 | 0 | 0 | 0
6 | 7 | 2 | 0 | 0 | 0 | 0 | 0 | 0 | 0 | 0 | 0
6 | 7 | 3 | 0 | 0 | 0 | 0 | 0 | 0 | 0 | 0 | 0
6 | 7 | 4 | 0 | 0 | 0 | 0 | 0 | 0 | 0 | 0 | 0
6 | 7 | 5 | 0 | 0 | 0 | 0 | 0 | 0 | 0 | 0 | 0
6 | 7 | 6 | 0 | 0 | 0 | 0 | 0 | 0 | 0 | 0 | 0
6 | 7 | 7 | 0 | 0 | 0 | 0 | 0 | 0 | 0 | 0 | 0
6 | 7 | 8 | 0 | 0 | 0 | 0 | 0 | 0 | 0 | 0 | 0
6 | 7 | 9 | 0 | 0 | 0 | 0 | 0 | 0 | 0 | 0 | 0
6 | 7 | 10 | 0 | 0 | 0 | 0 | 0 | 0 | 0 | 0 | 0
6 | 7 | 11 | 0 | 0 | 0 | 0 | 0 | 0 | 0 | 0 | 0
6 | 7 | 12 | 0 | 0 | 0 | 0 | 0 | 0 | 0 | 0 | 0
6 | 7 | 13 | 0 | 0 | 0 | 0 | 0 | 0 | 0 | 0 | 0
6 | 7 | 14 | 0 | 0 | 0 | 0 | 0 | 0 | 0 | 0 | 0
6 | 7 | 15 | 0 | 0 | 0 | 0 | 0 | 0 | 0 | 0 | 0
6 | 7 | 16 | 0 | 0 | 0 | 0 | 0 | 0 | 0 | 0 | 0
6 | 7 | 17 | 0 | 0 | 0 | 0 | 0 | 0 | 0 | 0 | 0
6 | 7 | 18 | 0 | 0 | 0 | 0 | 0 | 0 | 0 | 0 | 0
6 | 7 | 19 | 0 | 0 | 0 | 0 | 0 | 0 | 0 | 0 | 0
6 | 7 | 20 | 0 | 0 | 0 | 0 | 0 | 0 | 0 | 0 | 0
6 | 7 | 21 | 0 | 0 | 0 | 0 | 0 | 0 | 0 | 0 | 0
6 | 7 | 22 | 0 | 0 | 0 | 0 | 0 | 0 | 0 | 0 | 0
6 | 7 | 23 | 0 | 0 | 0 | 0 | 0 | 0 | 0 | 0 | 0
6 | 7 | 24 | 0 | 0 | 0 | 0 | 0 | 0 | 0 | 0 | 0
6 | 8 | 1 | 0 | 0 | 0 | 0 | 0 | 0 | 0 | 0 | 0
6 | 8 | 2 | 0 | 0 | 0 | 0 | 0 | 0 | 0 | 0 | 0
6 | 8 | 3 | 0 | 0 | 0 | 0 | 0 | 0 | 0 | 0 | 0
6 | 8 | 4 | 0 | 0 | 0 | 0 | 0 | 0 | 0 | 0 | 0
6 | 8 | 5 | 0 | 0 | 0 | 0 | 0 | 0 | 0 | 0 | 0
6 | 8 | 6 | 0 | 0 | 0 | 0 | 0 | 0 | 0 | 0 | 0
6 | 8 | 7 | 0 | 0 | 0 | 0 | 0 | 0 | 0 | 0 | 0
6 | 8 | 8 | 0 | 0 | 0 | 0 | 0 | 0 | 0 | 0 | 0
6 | 8 | 9 | 0 | 0 | 0 | 0 | 0 | 0 | 0 | 0 | 0
6 | 8 | 10 | 0 | 0 | 0 | 0 | 0 | 0 | 0 | 0 | 0
6 | 8 | 11 | 0 | 0 | 0 | 0 | 0 | 0 | 0 | 0 | 0
6 | 8 | 12 | 0 | 0 | 0 | 0 | 0 | 0 | 0 | 0 | 0
6 | 8 | 13 | 0 | 0 | 0 | 0 | 0 | 0 | 0 | 0 | 0
6 | 8 | 14 | 0 | 0 | 0 | 0 | 0 | 0 | 0 | 0 | 0
6 | 8 | 15 | 0 | 0 | 0 | 0 | 0 | 0 | 0 | 0 | 0
6 | 8 | 16 | 0 | 0 | 0 | 0 | 0 | 0 | 0 | 0 | 0
6 | 8 | 17 | 0 | 0 | 0 | 0 | 0 | 0 | 0 | 0 | 0
6 | 8 | 18 | 0 | 0 | 0 | 0 | 0 | 0 | 0 | 0 | 0
6 | 8 | 19 | 0 | 0 | 0 | 0 | 0 | 0 | 0 | 0 | 0
6 | 8 | 20 | 0 | 0 | 0 | 0 | 0 | 0 | 0 | 0 | 0
6 | 8 | 21 | 0 | 0 | 0 | 0 | 0 | 0 | 0 | 0 | 0
6 | 8 | 22 | 0 | 0 | 0 | 0 | 0 | 0 | 0 | 0 | 0
6 | 8 | 23 | 0 | 0 | 0 | 0 | 0 | 0 | 0 | 0 | 0
6 | 8 | 24 | 0 | 0 | 0 | 0 | 0 | 0 | 0 | 0 | 0
6 | 9 | 1 | 0 | 0 | 0 | 0 | 0 | 0 | 0 | 0 | 0
6 | 9 | 2 | 0 | 0 | 0 | 0 | 0 | 0 | 0 | 0 | 0
6 | 9 | 3 | 0 | 0 | 0 | 0 | 0 | 0 | 0 | 0 | 0
6 | 9 | 4 | 0 | 0 | 0 | 0 | 0 | 0 | 0 | 0 | 0
6 | 9 | 5 | 0 | 0 | 0 | 0 | 0 | 0 | 0 | 0 | 0
6 | 9 | 6 | 0 | 0 | 0 | 0 | 0 | 0 | 0 | 0 | 0
6 | 9 | 7 | 0 | 0 | 0 | 0 | 0 | 0 | 0 | 0 | 0
6 | 9 | 8 | 0 | 0 | 0 | 0 | 0 | 0 | 0 | 0 | 0
6 | 9 | 9 | 0 | 0 | 0 | 0 | 0 | 0 | 0 | 0 | 0
6 | 9 | 10 | 0 | 0 | 0 | 0 | 0 | 0 | 0 | 0 | 0
6 | 9 | 11 | 0 | 0 | 0 | 0 | 0 | 0 | 0 | 0 | 0
6 | 9 | 12 | 0 | 0 | 0 | 0 | 0 | 0 | 0 | 0 | 0
6 | 9 | 13 | 0 | 0 | 0 | 0 | 0 | 0 | 0 | 0 | 0
6 | 9 | 14 | 0 | 0 | 0 | 0 | 0 | 0 | 0 | 0 | 0
6 | 9 | 15 | 0 | 0 | 0 | 0 | 0 | 0 | 0 | 0 | 0
6 | 9 | 16 | 0 | 0 | 0 | 0 | 0 | 0 | 0 | 0 | 0
6 | 9 | 17 | 0 | 0 | 0 | 0 | 0 | 0 | 0 | 0 | 0
6 | 9 | 18 | 0 | 0 | 0 | 0 | 0 | 0 | 0 | 0 | 0
6 | 9 | 19 | 0 | 0 | 0 | 0 | 0 | 0 | 0 | 0 | 0
6 | 9 | 20 | 0 | 0 | 0 | 0 | 0 | 0 | 0 | 0 | 0
6 | 9 | 21 | 0 | 0 | 0 | 0 | 0 | 0 | 0 | 0 | 0
6 | 9 | 22 | 0 | 0 | 0 | 0 | 0 | 0 | 0 | 0 | 0
6 | 9 | 23 | 0 | 0 | 0 | 0 | 0 | 0 | 0 | 0 | 0
6 | 9 | 24 | 0 | 0 | 0 | 0 | 0 | 0 | 0 | 0 | 0
6 | 10 | 1 | 0 | 0 | 0 | 0 | 0 | 0 | 0 | 0 | 0
6 | 10 | 2 | 0 | 0 | 0 | 0 | 0 | 0 | 0 | 0 | 0
6 | 10 | 3 | 0 | 0 | 0 | 0 | 0 | 0 | 0 | 0 | 0
6 | 10 | 4 | 0 | 0 | 0 | 0 | 0 | 0 | 0 | 0 | 0
6 | 10 | 5 | 0 | 0 | 0 | 0 | 0 | 0 | 0 | 0 | 0
6 | 10 | 6 | 0 | 0 | 0 | 0 | 0 | 0 | 0 | 0 | 0
6 | 10 | 7 | 0 | 0 | 0 | 0 | 0 | 0 | 0 | 0 | 0
6 | 10 | 8 | 0 | 0 | 0 | 0 | 0 | 0 | 0 | 0 | 0
6 | 10 | 9 | 0 | 0 | 0 | 0 | 0 | 0 | 0 | 0 | 0
6 | 10 | 10 | 0 | 0 | 0 | 0 | 0 | 0 | 0 | 0 | 0
6 | 10 | 11 | 0 | 0 | 0 | 0 | 0 | 0 | 0 | 0 | 0
6 | 10 | 12 | 0 | 0 | 0 | 0 | 0 | 0 | 0 | 0 | 0
6 | 10 | 13 | 0 | 0 | 0 | 0 | 0 | 0 | 0 | 0 | 0
6 | 10 | 14 | 0 | 0 | 0 | 0 | 0 | 0 | 0 | 0 | 0
6 | 10 | 15 | 0 | 0 | 0 | 0 | 0 | 0 | 0 | 0 | 0
6 | 10 | 16 | 0 | 0 | 0 | 0 | 0 | 0 | 0 | 0 | 0
6 | 10 | 17 | 0 | 0 | 0 | 0 | 0 | 0 | 0 | 0 | 0
6 | 10 | 18 | 0 | 0 | 0 | 0 | 0 | 0 | 0 | 0 | 0
6 | 10 | 19 | 0 | 0 | 0 | 0 | 0 | 0 | 0 | 0 | 0
6 | 10 | 20 | 0 | 0 | 0 | 0 | 0 | 0 | 0 | 0 | 0
6 | 10 | 21 | 0 | 0 | 0 | 0 | 0 | 0 | 0 | 0 | 0
6 | 10 | 22 | 0 | 0 | 0 | 0 | 0 | 0 | 0 | 0 | 0
6 | 10 | 23 | 0 | 0 | 0 | 0 | 0 | 0 | 0 | 0 | 0
6 | 10 | 24 | 0 | 0 | 0 | 0 | 0 | 0 | 0 | 0 | 0
6 | 11 | 1 | 0 | 0 | 0 | 0 | 0 | 0 | 0 | 0 | 0
6 | 11 | 2 | 0 | 0 | 0 | 0 | 0 | 0 | 0 | 0 | 0
6 | 11 | 3 | 0 | 0 | 0 | 0 | 0 | 0 | 0 | 0 | 0
6 | 11 | 4 | 0 | 0 | 0 | 0 | 0 | 0 | 0 | 0 | 0
6 | 11 | 5 | 0 | 0 | 0 | 0 | 0 | 0 | 0 | 0 | 0
6 | 11 | 6 | 0 | 0 | 0 | 0 | 0 | 0 | 0 | 0 | 0
6 | 11 | 7 | 0 | 0 | 0 | 0 | 0 | 0 | 0 | 0 | 0
6 | 11 | 8 | 0 | 0 | 0 | 0 | 0 | 0 | 0 | 0 | 0
6 | 11 | 9 | 0 | 0 | 0 | 0 | 0 | 0 | 0 | 0 | 0
6 | 11 | 10 | 0 | 0 | 0 | 0 | 0 | 0 | 0 | 0 | 0
6 | 11 | 11 | 0 | 0 | 0 | 0 | 0 | 0 | 0 | 0 | 0
6 | 11 | 12 | 0 | 0 | 0 | 0 | 0 | 0 | 0 | 0 | 0
6 | 11 | 13 | 0 | 0 | 0 | 0 | 0 | 0 | 0 | 0 | 0
6 | 11 | 14 | 0 | 0 | 0 | 0 | 0 | 0 | 0 | 0 | 0
6 | 11 | 15 | 0 | 0 | 0 | 0 | 0 | 0 | 0 | 0 | 0
6 | 11 | 16 | 0 | 0 | 0 | 0 | 0 | 0 | 0 | 0 | 0
6 | 11 | 17 | 0 | 0 | 0 | 0 | 0 | 0 | 0 | 0 | 0
6 | 11 | 18 | 0 | 0 | 0 | 0 | 0 | 0 | 0 | 0 | 0
6 | 11 | 19 | 0 | 0 | 0 | 0 | 0 | 0 | 0 | 0 | 0
6 | 11 | 20 | 0 | 0 | 0 | 0 | 0 | 0 | 0 | 0 | 0
6 | 11 | 21 | 0 | 0 | 0 | 0 | 0 | 0 | 0 | 0 | 0
6 | 11 | 22 | 0 | 0 | 0 | 0 | 0 | 0 | 0 | 0 | 0
6 | 11 | 23 | 0 | 0 | 0 | 0 | 0 | 0 | 0 | 0 | 0
6 | 11 | 24 | 0 | 0 | 0 | 0 | 0 | 0 | 0 | 0 | 0
6 | 12 | 1 | 0 | 0 | 0 | 0 | 0 | 0 | 0 | 0 | 0
6 | 12 | 2 | 0 | 0 | 0 | 0 | 0 | 0 | 0 | 0 | 0
6 | 12 | 3 | 0 | 0 | 0 | 0 | 0 | 0 | 0 | 0 | 0
6 | 12 | 4 | 0 | 0 | 0 | 0 | 0 | 0 | 0 | 0 | 0
6 | 12 | 5 | 0 | 0 | 0 | 0 | 0 | 0 | 0 | 0 | 0
6 | 12 | 6 | 0 | 0 | 0 | 0 | 0 | 0 | 0 | 0 | 0
6 | 12 | 7 | 0 | 0 | 0 | 0 | 0 | 0 | 0 | 0 | 0
6 | 12 | 8 | 0 | 0 | 0 | 0 | 0 | 0 | 0 | 0 | 0
6 | 12 | 9 | 0 | 0 | 0 | 0 | 0 | 0 | 0 | 0 | 0
6 | 12 | 10 | 0 | 0 | 0 | 0 | 0 | 0 | 0 | 0 | 0
6 | 12 | 11 | 0 | 0 | 0 | 0 | 0 | 0 | 0 | 0 | 0
6 | 12 | 12 | 0 | 0 | 0 | 0 | 0 | 0 | 0 | 0 | 0
6 | 12 | 13 | 0 | 0 | 0 | 0 | 0 | 0 | 0 | 0 | 0
6 | 12 | 14 | 0 | 0 | 0 | 0 | 0 | 0 | 0 | 0 | 0
6 | 12 | 15 | 0 | 0 | 0 | 0 | 0 | 0 | 0 | 0 | 0
6 | 12 | 16 | 0 | 0 | 0 | 0 | 0 | 0 | 0 | 0 | 0
6 | 12 | 17 | 0 | 0 | 0 | 0 | 0 | 0 | 0 | 0 | 0
6 | 12 | 18 | 0 | 0 | 0 | 0 | 0 | 0 | 0 | 0 | 0
6 | 12 | 19 | 0 | 0 | 0 | 0 | 0 | 0 | 0 | 0 | 0
6 | 12 | 20 | 0 | 0 | 0 | 0 | 0 | 0 | 0 | 0 | 0
6 | 12 | 21 | 0 | 0 | 0 | 0 | 0 | 0 | 0 | 0 | 0
6 | 12 | 22 | 0 | 0 | 0 | 0 | 0 | 0 | 0 | 0 | 0
6 | 12 | 23 | 0 | 0 | 0 | 0 | 0 | 0 | 0 | 0 | 0
6 | 12 | 24 | 0 | 0 | 0 | 0 | 0 | 0 | 0 | 0 | 0
6 | 13 | 1 | 0 | 0 | 0 | 0 | 0 | 0 | 0 | 0 | 0
6 | 13 | 2 | 0 | 0 | 0 | 0 | 0 | 0 | 0 | 0 | 0
6 | 13 | 3 | 0 | 0 | 0 | 0 | 0 | 0 | 0 | 0 | 0
6 | 13 | 4 | 0 | 0 | 0 | 0 | 0 | 0 | 0 | 0 | 0
6 | 13 | 5 | 0 | 0 | 0 | 0 | 0 | 0 | 0 | 0 | 0
6 | 13 | 6 | 0 | 0 | 0 | 0 | 0 | 0 | 0 | 0 | 0
6 | 13 | 7 | 0 | 0 | 0 | 0 | 0 | 0 | 0 | 0 | 0
6 | 13 | 8 | 0 | 0 | 0 | 0 | 0 | 0 | 0 | 0 | 0
6 | 13 | 9 | 0 | 0 | 0 | 0 | 0 | 0 | 0 | 0 | 0
6 | 13 | 10 | 0 | 0 | 0 | 0 | 0 | 0 | 0 | 0 | 0
6 | 13 | 11 | 0 | 0 | 0 | 0 | 0 | 0 | 0 | 0 | 0
6 | 13 | 12 | 0 | 0 | 0 | 0 | 0 | 0 | 0 | 0 | 0
6 | 13 | 13 | 0 | 0 | 0 | 0 | 0 | 0 | 0 | 0 | 0
6 | 13 | 14 | 0 | 0 | 0 | 0 | 0 | 0 | 0 | 0 | 0
6 | 13 | 15 | 0 | 0 | 0 | 0 | 0 | 0 | 0 | 0 | 0
6 | 13 | 16 | 0 | 0 | 0 | 0 | 0 | 0 | 0 | 0 | 0
6 | 13 | 17 | 0 | 0 | 0 | 0 | 0 | 0 | 0 | 0 | 0
6 | 13 | 18 | 0 | 0 | 0 | 0 | 0 | 0 | 0 | 0 | 0
6 | 13 | 19 | 0 | 0 | 0 | 0 | 0 | 0 | 0 | 0 | 0
6 | 13 | 20 | 0 | 0 | 0 | 0 | 0 | 0 | 0 | 0 | 0
6 | 13 | 21 | 0 | 0 | 0 | 0 | 0 | 0 | 0 | 0 | 0
6 | 13 | 22 | 0 | 0 | 0 | 0 | 0 | 0 | 0 | 0 | 0
6 | 13 | 23 | 0 | 0 | 0 | 0 | 0 | 0 | 0 | 0 | 0
6 | 13 | 24 | 0 | 0 | 0 | 0 | 0 | 0 | 0 | 0 | 0
6 | 14 | 1 | 0 | 0 | 0 | 0 | 0 | 0 | 0 | 0 | 0
6 | 14 | 2 | 0 | 0 | 0 | 0 | 0 | 0 | 0 | 0 | 0
6 | 14 | 3 | 0 | 0 | 0 | 0 | 0 | 0 | 0 | 0 | 0
6 | 14 | 4 | 0 | 0 | 0 | 0 | 0 | 0 | 0 | 0 | 0
6 | 14 | 5 | 0 | 0 | 0 | 0 | 0 | 0 | 0 | 0 | 0
6 | 14 | 6 | 0 | 0 | 0 | 0 | 0 | 0 | 0 | 0 | 0
6 | 14 | 7 | 0 | 0 | 0 | 0 | 0 | 0 | 0 | 0 | 0
6 | 14 | 8 | 0 | 0 | 0 | 0 | 0 | 0 | 0 | 0 | 0
6 | 14 | 9 | 0 | 0 | 0 | 0 | 0 | 0 | 0 | 0 | 0
6 | 14 | 10 | 0 | 0 | 0 | 0 | 0 | 0 | 0 | 0 | 0
6 | 14 | 11 | 0 | 0 | 0 | 0 | 0 | 0 | 0 | 0 | 0
6 | 14 | 12 | 0 | 0 | 0 | 0 | 0 | 0 | 0 | 0 | 0
6 | 14 | 13 | 0 | 0 | 0 | 0 | 0 | 0 | 0 | 0 | 0
6 | 14 | 14 | 0 | 0 | 0 | 0 | 0 | 0 | 0 | 0 | 0
6 | 14 | 15 | 0 | 0 | 0 | 0 | 0 | 0 | 0 | 0 | 0
6 | 14 | 16 | 0 | 0 | 0 | 0 | 0 | 0 | 0 | 0 | 0
6 | 14 | 17 | 0 | 0 | 0 | 0 | 0 | 0 | 0 | 0 | 0
6 | 14 | 18 | 0 | 0 | 0 | 0 | 0 | 0 | 0 | 0 | 0
6 | 14 | 19 | 0 | 0 | 0 | 0 | 0 | 0 | 0 | 0 | 0
6 | 14 | 20 | 0 | 0 | 0 | 0 | 0 | 0 | 0 | 0 | 0
6 | 14 | 21 | 0 | 0 | 0 | 0 | 0 | 0 | 0 | 0 | 0
6 | 14 | 22 | 0 | 0 | 0 | 0 | 0 | 0 | 0 | 0 | 0
6 | 14 | 23 | 0 | 0 | 0 | 0 | 0 | 0 | 0 | 0 | 0
6 | 14 | 24 | 0 | 0 | 0 | 0 | 0 | 0 | 0 | 0 | 0
6 | 15 | 1 | 0 | 0 | 0 | 0 | 0 | 0 | 0 | 0 | 0
6 | 15 | 2 | 0 | 0 | 0 | 0 | 0 | 0 | 0 | 0 | 0
6 | 15 | 3 | 0 | 0 | 0 | 0 | 0 | 0 | 0 | 0 | 0
6 | 15 | 4 | 0 | 0 | 0 | 0 | 0 | 0 | 0 | 0 | 0
6 | 15 | 5 | 0 | 0 | 0 | 0 | 0 | 0 | 0 | 0 | 0
6 | 15 | 6 | 0 | 0 | 0 | 0 | 0 | 0 | 0 | 0 | 0
6 | 15 | 7 | 0 | 0 | 0 | 0 | 0 | 0 | 0 | 0 | 0
6 | 15 | 8 | 0 | 0 | 0 | 0 | 0 | 0 | 0 | 0 | 0
6 | 15 | 9 | 0 | 0 | 0 | 0 | 0 | 0 | 0 | 0 | 0
6 | 15 | 10 | 0 | 0 | 0 | 0 | 0 | 0 | 0 | 0 | 0
6 | 15 | 11 | 0 | 0 | 0 | 0 | 0 | 0 | 0 | 0 | 0
6 | 15 | 12 | 0 | 0 | 0 | 0 | 0 | 0 | 0 | 0 | 0
6 | 15 | 13 | 0 | 0 | 0 | 0 | 0 | 0 | 0 | 0 | 0
6 | 15 | 14 | 0 | 0 | 0 | 0 | 0 | 0 | 0 | 0 | 0
6 | 15 | 15 | 0 | 0 | 0 | 0 | 0 | 0 | 0 | 0 | 0
6 | 15 | 16 | 0 | 0 | 0 | 0 | 0 | 0 | 0 | 0 | 0
6 | 15 | 17 | 0 | 0 | 0 | 0 | 0 | 0 | 0 | 0 | 0
6 | 15 | 18 | 0 | 0 | 0 | 0 | 0 | 0 | 0 | 0 | 0
6 | 15 | 19 | 0 | 0 | 0 | 0 | 0 | 0 | 0 | 0 | 0
6 | 15 | 20 | 0 | 0 | 0 | 0 | 0 | 0 | 0 | 0 | 0
6 | 15 | 21 | 0 | 0 | 0 | 0 | 0 | 0 | 0 | 0 | 0
6 | 15 | 22 | 0 | 0 | 0 | 0 | 0 | 0 | 0 | 0 | 0
6 | 15 | 23 | 0 | 0 | 0 | 0 | 0 | 0 | 0 | 0 | 0
6 | 15 | 24 | 0 | 0 | 0 | 0 | 0 | 0 | 0 | 0 | 0
6 | 16 | 1 | 0 | 0 | 0 | 0 | 0 | 0 | 0 | 0 | 0
6 | 16 | 2 | 0 | 0 | 0 | 0 | 0 | 0 | 0 | 0 | 0
6 | 16 | 3 | 0 | 0 | 0 | 0 | 0 | 0 | 0 | 0 | 0
6 | 16 | 4 | 0 | 0 | 0 | 0 | 0 | 0 | 0 | 0 | 0
6 | 16 | 5 | 0 | 0 | 0 | 0 | 0 | 0 | 0 | 0 | 0
6 | 16 | 6 | 0 | 0 | 0 | 0 | 0 | 0 | 0 | 0 | 0
6 | 16 | 7 | 0 | 0 | 0 | 0 | 0 | 0 | 0 | 0 | 0
6 | 16 | 8 | 0 | 0 | 0 | 0 | 0 | 0 | 0 | 0 | 0
6 | 16 | 9 | 0 | 0 | 0 | 0 | 0 | 0 | 0 | 0 | 0
6 | 16 | 10 | 0 | 0 | 0 | 0 | 0 | 0 | 0 | 0 | 0
6 | 16 | 11 | 0 | 0 | 0 | 0 | 0 | 0 | 0 | 0 | 0
6 | 16 | 12 | 0 | 0 | 0 | 0 | 0 | 0 | 0 | 0 | 0
6 | 16 | 13 | 0 | 0 | 0 | 0 | 0 | 0 | 0 | 0 | 0
6 | 16 | 14 | 0 | 0 | 0 | 0 | 0 | 0 | 0 | 0 | 0
6 | 16 | 15 | 0 | 0 | 0 | 0 | 0 | 0 | 0 | 0 | 0
6 | 16 | 16 | 0 | 0 | 0 | 0 | 0 | 0 | 0 | 0 | 0
6 | 16 | 17 | 0 | 0 | 0 | 0 | 0 | 0 | 0 | 0 | 0
6 | 16 | 18 | 0 | 0 | 0 | 0 | 0 | 0 | 0 | 0 | 0
6 | 16 | 19 | 0 | 0 | 0 | 0 | 0 | 0 | 0 | 0 | 0
6 | 16 | 20 | 0 | 0 | 0 | 0 | 0 | 0 | 0 | 0 | 0
6 | 16 | 21 | 0 | 0 | 0 | 0 | 0 | 0 | 0 | 0 | 0
6 | 16 | 22 | 0 | 0 | 0 | 0 | 0 | 0 | 0 | 0 | 0
6 | 16 | 23 | 0 | 0 | 0 | 0 | 0 | 0 | 0 | 0 | 0
6 | 16 | 24 | 0 | 0 | 0 | 0 | 0 | 0 | 0 | 0 | 0
6 | 17 | 1 | 0 | 0 | 0 | 0 | 0 | 0 | 0 | 0 | 0
6 | 17 | 2 | 0 | 0 | 0 | 0 | 0 | 0 | 0 | 0 | 0
6 | 17 | 3 | 0 | 0 | 0 | 0 | 0 | 0 | 0 | 0 | 0
6 | 17 | 4 | 0 | 0 | 0 | 0 | 0 | 0 | 0 | 0 | 0
6 | 17 | 5 | 0 | 0 | 0 | 0 | 0 | 0 | 0 | 0 | 0
6 | 17 | 6 | 0 | 0 | 0 | 0 | 0 | 0 | 0 | 0 | 0
6 | 17 | 7 | 0 | 0 | 0 | 0 | 0 | 0 | 0 | 0 | 0
6 | 17 | 8 | 0 | 0 | 0 | 0 | 0 | 0 | 0 | 0 | 0
6 | 17 | 9 | 0 | 0 | 0 | 0 | 0 | 0 | 0 | 0 | 0
6 | 17 | 10 | 0 | 0 | 0 | 0 | 0 | 0 | 0 | 0 | 0
6 | 17 | 11 | 0 | 0 | 0 | 0 | 0 | 0 | 0 | 0 | 0
6 | 17 | 12 | 0 | 0 | 0 | 0 | 0 | 0 | 0 | 0 | 0
6 | 17 | 13 | 0 | 0 | 0 | 0 | 0 | 0 | 0 | 0 | 0
6 | 17 | 14 | 0 | 0 | 0 | 0 | 0 | 0 | 0 | 0 | 0
6 | 17 | 15 | 0 | 0 | 0 | 0 | 0 | 0 | 0 | 0 | 0
6 | 17 | 16 | 0 | 0 | 0 | 0 | 0 | 0 | 0 | 0 | 0
6 | 17 | 17 | 0 | 0 | 0 | 0 | 0 | 0 | 0 | 0 | 0
6 | 17 | 18 | 0 | 0 | 0 | 0 | 0 | 0 | 0 | 0 | 0
6 | 17 | 19 | 0 | 0 | 0 | 0 | 0 | 0 | 0 | 0 | 0
6 | 17 | 20 | 0 | 0 | 0 | 0 | 0 | 0 | 0 | 0 | 0
6 | 17 | 21 | 0 | 0 | 0 | 0 | 0 | 0 | 0 | 0 | 0
6 | 17 | 22 | 0 | 0 | 0 | 0 | 0 | 0 | 0 | 0 | 0
6 | 17 | 23 | 0 | 0 | 0 | 0 | 0 | 0 | 0 | 0 | 0
6 | 17 | 24 | 0 | 0 | 0 | 0 | 0 | 0 | 0 | 0 | 0
6 | 18 | 1 | 0 | 0 | 0 | 0 | 0 | 0 | 0 | 0 | 0
6 | 18 | 2 | 0 | 0 | 0 | 0 | 0 | 0 | 0 | 0 | 0
6 | 18 | 3 | 0 | 0 | 0 | 0 | 0 | 0 | 0 | 0 | 0
6 | 18 | 4 | 0 | 0 | 0 | 0 | 0 | 0 | 0 | 0 | 0
6 | 18 | 5 | 0 | 0 | 0 | 0 | 0 | 0 | 0 | 0 | 0
6 | 18 | 6 | 0 | 0 | 0 | 0 | 0 | 0 | 0 | 0 | 0
6 | 18 | 7 | 0 | 0 | 0 | 0 | 0 | 0 | 0 | 0 | 0
6 | 18 | 8 | 0 | 0 | 0 | 0 | 0 | 0 | 0 | 0 | 0
6 | 18 | 9 | 0 | 0 | 0 | 0 | 0 | 0 | 0 | 0 | 0
6 | 18 | 10 | 0 | 0 | 0 | 0 | 0 | 0 | 0 | 0 | 0
6 | 18 | 11 | 0 | 0 | 0 | 0 | 0 | 0 | 0 | 0 | 0
6 | 18 | 12 | 0 | 0 | 0 | 0 | 0 | 0 | 0 | 0 | 0
6 | 18 | 13 | 0 | 0 | 0 | 0 | 0 | 0 | 0 | 0 | 0
6 | 18 | 14 | 0 | 0 | 0 | 0 | 0 | 0 | 0 | 0 | 0
6 | 18 | 15 | 0 | 0 | 0 | 0 | 0 | 0 | 0 | 0 | 0
6 | 18 | 16 | 0 | 0 | 0 | 0 | 0 | 0 | 0 | 0 | 0
6 | 18 | 17 | 0 | 0 | 0 | 0 | 0 | 0 | 0 | 0 | 0
6 | 18 | 18 | 0 | 0 | 0 | 0 | 0 | 0 | 0 | 0 | 0
6 | 18 | 19 | 0 | 0 | 0 | 0 | 0 | 0 | 0 | 0 | 0
6 | 18 | 20 | 0 | 0 | 0 | 0 | 0 | 0 | 0 | 0 | 0
6 | 18 | 21 | 0 | 0 | 0 | 0 | 0 | 0 | 0 | 0 | 0
6 | 18 | 22 | 0 | 0 | 0 | 0 | 0 | 0 | 0 | 0 | 0
6 | 18 | 23 | 0 | 0 | 0 | 0 | 0 | 0 | 0 | 0 | 0
6 | 18 | 24 | 0 | 0 | 0 | 0 | 0 | 0 | 0 | 0 | 0
6 | 19 | 1 | 0 | 0 | 0 | 0 | 0 | 0 | 0 | 0 | 0
6 | 19 | 2 | 0 | 0 | 0 | 0 | 0 | 0 | 0 | 0 | 0
6 | 19 | 3 | 0 | 0 | 0 | 0 | 0 | 0 | 0 | 0 | 0
6 | 19 | 4 | 0 | 0 | 0 | 0 | 0 | 0 | 0 | 0 | 0
6 | 19 | 5 | 0 | 0 | 0 | 0 | 0 | 0 | 0 | 0 | 0
6 | 19 | 6 | 0 | 0 | 0 | 0 | 0 | 0 | 0 | 0 | 0
6 | 19 | 7 | 0 | 0 | 0 | 0 | 0 | 0 | 0 | 0 | 0
6 | 19 | 8 | 0 | 0 | 0 | 0 | 0 | 0 | 0 | 0 | 0
6 | 19 | 9 | 0 | 0 | 0 | 0 | 0 | 0 | 0 | 0 | 0
6 | 19 | 10 | 0 | 0 | 0 | 0 | 0 | 0 | 0 | 0 | 0
6 | 19 | 11 | 0 | 0 | 0 | 0 | 0 | 0 | 0 | 0 | 0
6 | 19 | 12 | 0 | 0 | 0 | 0 | 0 | 0 | 0 | 0 | 0
6 | 19 | 13 | 0 | 0 | 0 | 0 | 0 | 0 | 0 | 0 | 0
6 | 19 | 14 | 0 | 0 | 0 | 0 | 0 | 0 | 0 | 0 | 0
6 | 19 | 15 | 0 | 0 | 0 | 0 | 0 | 0 | 0 | 0 | 0
6 | 19 | 16 | 0 | 0 | 0 | 0 | 0 | 0 | 0 | 0 | 0
6 | 19 | 17 | 0 | 0 | 0 | 0 | 0 | 0 | 0 | 0 | 0
6 | 19 | 18 | 0 | 0 | 0 | 0 | 0 | 0 | 0 | 0 | 0
6 | 19 | 19 | 0 | 0 | 0 | 0 | 0 | 0 | 0 | 0 | 0
6 | 19 | 20 | 0 | 0 | 0 | 0 | 0 | 0 | 0 | 0 | 0
6 | 19 | 21 | 0 | 0 | 0 | 0 | 0 | 0 | 0 | 0 | 0
6 | 19 | 22 | 0 | 0 | 0 | 0 | 0 | 0 | 0 | 0 | 0
6 | 19 | 23 | 0 | 0 | 0 | 0 | 0 | 0 | 0 | 0 | 0
6 | 19 | 24 | 0 | 0 | 0 | 0 | 0 | 0 | 0 | 0 | 0
6 | 20 | 1 | 0 | 0 | 0 | 0 | 0 | 0 | 0 | 0 | 0
6 | 20 | 2 | 0 | 0 | 0 | 0 | 0 | 0 | 0 | 0 | 0
6 | 20 | 3 | 0 | 0 | 0 | 0 | 0 | 0 | 0 | 0 | 0
6 | 20 | 4 | 0 | 0 | 0 | 0 | 0 | 0 | 0 | 0 | 0
6 | 20 | 5 | 0 | 0 | 0 | 0 | 0 | 0 | 0 | 0 | 0
6 | 20 | 6 | 0 | 0 | 0 | 0 | 0 | 0 | 0 | 0 | 0
6 | 20 | 7 | 0 | 0 | 0 | 0 | 0 | 0 | 0 | 0 | 0
6 | 20 | 8 | 0 | 0 | 0 | 0 | 0 | 0 | 0 | 0 | 0
6 | 20 | 9 | 0 | 0 | 0 | 0 | 0 | 0 | 0 | 0 | 0
6 | 20 | 10 | 0 | 0 | 0 | 0 | 0 | 0 | 0 | 0 | 0
6 | 20 | 11 | 0 | 0 | 0 | 0 | 0 | 0 | 0 | 0 | 0
6 | 20 | 12 | 0 | 0 | 0 | 0 | 0 | 0 | 0 | 0 | 0
6 | 20 | 13 | 0 | 0 | 0 | 0 | 0 | 0 | 0 | 0 | 0
6 | 20 | 14 | 0 | 0 | 0 | 0 | 0 | 0 | 0 | 0 | 0
6 | 20 | 15 | 0 | 0 | 0 | 0 | 0 | 0 | 0 | 0 | 0
6 | 20 | 16 | 0 | 0 | 0 | 0 | 0 | 0 | 0 | 0 | 0
6 | 20 | 17 | 0 | 0 | 0 | 0 | 0 | 0 | 0 | 0 | 0
6 | 20 | 18 | 0 | 0 | 0 | 0 | 0 | 0 | 0 | 0 | 0
6 | 20 | 19 | 0 | 0 | 0 | 0 | 0 | 0 | 0 | 0 | 0
6 | 20 | 20 | 0 | 0 | 0 | 0 | 0 | 0 | 0 | 0 | 0
6 | 20 | 21 | 0 | 0 | 0 | 0 | 0 | 0 | 0 | 0 | 0
6 | 20 | 22 | 0 | 0 | 0 | 0 | 0 | 0 | 0 | 0 | 0
6 | 20 | 23 | 0 | 0 | 0 | 0 | 0 | 0 | 0 | 0 | 0
6 | 20 | 24 | 0 | 0 | 0 | 0 | 0 | 0 | 0 | 0 | 0
6 | 21 | 1 | 0 | 0 | 0 | 0 | 0 | 0 | 0 | 0 | 0
6 | 21 | 2 | 0 | 0 | 0 | 0 | 0 | 0 | 0 | 0 | 0
6 | 21 | 3 | 0 | 0 | 0 | 0 | 0 | 0 | 0 | 0 | 0
6 | 21 | 4 | 0 | 0 | 0 | 0 | 0 | 0 | 0 | 0 | 0
6 | 21 | 5 | 0 | 0 | 0 | 0 | 0 | 0 | 0 | 0 | 0
6 | 21 | 6 | 0 | 0 | 0 | 0 | 0 | 0 | 0 | 0 | 0
6 | 21 | 7 | 0 | 0 | 0 | 0 | 0 | 0 | 0 | 0 | 0
6 | 21 | 8 | 0 | 0 | 0 | 0 | 0 | 0 | 0 | 0 | 0
6 | 21 | 9 | 0 | 0 | 0 | 0 | 0 | 0 | 0 | 0 | 0
6 | 21 | 10 | 0 | 0 | 0 | 0 | 0 | 0 | 0 | 0 | 0
6 | 21 | 11 | 0 | 0 | 0 | 0 | 0 | 0 | 0 | 0 | 0
6 | 21 | 12 | 0 | 0 | 0 | 0 | 0 | 0 | 0 | 0 | 0
6 | 21 | 13 | 0 | 0 | 0 | 0 | 0 | 0 | 0 | 0 | 0
6 | 21 | 14 | 0 | 0 | 0 | 0 | 0 | 0 | 0 | 0 | 0
6 | 21 | 15 | 0 | 0 | 0 | 0 | 0 | 0 | 0 | 0 | 0
6 | 21 | 16 | 0 | 0 | 0 | 0 | 0 | 0 | 0 | 0 | 0
6 | 21 | 17 | 0 | 0 | 0 | 0 | 0 | 0 | 0 | 0 | 0
6 | 21 | 18 | 0 | 0 | 0 | 0 | 0 | 0 | 0 | 0 | 0
6 | 21 | 19 | 0 | 0 | 0 | 0 | 0 | 0 | 0 | 0 | 0
6 | 21 | 20 | 0 | 0 | 0 | 0 | 0 | 0 | 0 | 0 | 0
6 | 21 | 21 | 0 | 0 | 0 | 0 | 0 | 0 | 0 | 0 | 0
6 | 21 | 22 | 0 | 0 | 0 | 0 | 0 | 0 | 0 | 0 | 0
6 | 21 | 23 | 0 | 0 | 0 | 0 | 0 | 0 | 0 | 0 | 0
6 | 21 | 24 | 0 | 0 | 0 | 0 | 0 | 0 | 0 | 0 | 0
6 | 22 | 1 | 0 | 0 | 0 | 0 | 0 | 0 | 0 | 0 | 0
6 | 22 | 2 | 0 | 0 | 0 | 0 | 0 | 0 | 0 | 0 | 0
6 | 22 | 3 | 0 | 0 | 0 | 0 | 0 | 0 | 0 | 0 | 0
6 | 22 | 4 | 0 | 0 | 0 | 0 | 0 | 0 | 0 | 0 | 0
6 | 22 | 5 | 0 | 0 | 0 | 0 | 0 | 0 | 0 | 0 | 0
6 | 22 | 6 | 0 | 0 | 0 | 0 | 0 | 0 | 0 | 0 | 0
6 | 22 | 7 | 0 | 0 | 0 | 0 | 0 | 0 | 0 | 0 | 0
6 | 22 | 8 | 0 | 0 | 0 | 0 | 0 | 0 | 0 | 0 | 0
6 | 22 | 9 | 0 | 0 | 0 | 0 | 0 | 0 | 0 | 0 | 0
6 | 22 | 10 | 0 | 0 | 0 | 0 | 0 | 0 | 0 | 0 | 0
6 | 22 | 11 | 0 | 0 | 0 | 0 | 0 | 0 | 0 | 0 | 0
6 | 22 | 12 | 0 | 0 | 0 | 0 | 0 | 0 | 0 | 0 | 0
6 | 22 | 13 | 0 | 0 | 0 | 0 | 0 | 0 | 0 | 0 | 0
6 | 22 | 14 | 0 | 0 | 0 | 0 | 0 | 0 | 0 | 0 | 0
6 | 22 | 15 | 0 | 0 | 0 | 0 | 0 | 0 | 0 | 0 | 0
6 | 22 | 16 | 0 | 0 | 0 | 0 | 0 | 0 | 0 | 0 | 0
6 | 22 | 17 | 0 | 0 | 0 | 0 | 0 | 0 | 0 | 0 | 0
6 | 22 | 18 | 0 | 0 | 0 | 0 | 0 | 0 | 0 | 0 | 0
6 | 22 | 19 | 0 | 0 | 0 | 0 | 0 | 0 | 0 | 0 | 0
6 | 22 | 20 | 0 | 0 | 0 | 0 | 0 | 0 | 0 | 0 | 0
6 | 22 | 21 | 0 | 0 | 0 | 0 | 0 | 0 | 0 | 0 | 0
6 | 22 | 22 | 0 | 0 | 0 | 0 | 0 | 0 | 0 | 0 | 0
6 | 22 | 23 | 0 | 0 | 0 | 0 | 0 | 0 | 0 | 0 | 0
6 | 22 | 24 | 0 | 0 | 0 | 0 | 0 | 0 | 0 | 0 | 0
6 | 23 | 1 | 0 | 0 | 0 | 0 | 0 | 0 | 0 | 0 | 0
6 | 23 | 2 | 0 | 0 | 0 | 0 | 0 | 0 | 0 | 0 | 0
6 | 23 | 3 | 0 | 0 | 0 | 0 | 0 | 0 | 0 | 0 | 0
6 | 23 | 4 | 0 | 0 | 0 | 0 | 0 | 0 | 0 | 0 | 0
6 | 23 | 5 | 0 | 0 | 0 | 0 | 0 | 0 | 0 | 0 | 0
6 | 23 | 6 | 0 | 0 | 0 | 0 | 0 | 0 | 0 | 0 | 0
6 | 23 | 7 | 0 | 0 | 0 | 0 | 0 | 0 | 0 | 0 | 0
6 | 23 | 8 | 0 | 0 | 0 | 0 | 0 | 0 | 0 | 0 | 0
6 | 23 | 9 | 0 | 0 | 0 | 0 | 0 | 0 | 0 | 0 | 0
6 | 23 | 10 | 0 | 0 | 0 | 0 | 0 | 0 | 0 | 0 | 0
6 | 23 | 11 | 0 | 0 | 0 | 0 | 0 | 0 | 0 | 0 | 0
6 | 23 | 12 | 0 | 0 | 0 | 0 | 0 | 0 | 0 | 0 | 0
6 | 23 | 13 | 0 | 0 | 0 | 0 | 0 | 0 | 0 | 0 | 0
6 | 23 | 14 | 0 | 0 | 0 | 0 | 0 | 0 | 0 | 0 | 0
6 | 23 | 15 | 0 | 0 | 0 | 0 | 0 | 0 | 0 | 0 | 0
6 | 23 | 16 | 0 | 0 | 0 | 0 | 0 | 0 | 0 | 0 | 0
6 | 23 | 17 | 0 | 0 | 0 | 0 | 0 | 0 | 0 | 0 | 0
6 | 23 | 18 | 0 | 0 | 0 | 0 | 0 | 0 | 0 | 0 | 0
6 | 23 | 19 | 0 | 0 | 0 | 0 | 0 | 0 | 0 | 0 | 0
6 | 23 | 20 | 0 | 0 | 0 | 0 | 0 | 0 | 0 | 0 | 0
6 | 23 | 21 | 0 | 0 | 0 | 0 | 0 | 0 | 0 | 0 | 0
6 | 23 | 22 | 0 | 0 | 0 | 0 | 0 | 0 | 0 | 0 | 0
6 | 23 | 23 | 0 | 0 | 0 | 0 | 0 | 0 | 0 | 0 | 0
6 | 23 | 24 | 0 | 0 | 0 | 0 | 0 | 0 | 0 | 0 | 0
6 | 24 | 1 | 0 | 0 | 0 | 0 | 0 | 0 | 0 | 0 | 0
6 | 24 | 2 | 0 | 0 | 0 | 0 | 0 | 0 | 0 | 0 | 0
6 | 24 | 3 | 0 | 0 | 0 | 0 | 0 | 0 | 0 | 0 | 0
6 | 24 | 4 | 0 | 0 | 0 | 0 | 0 | 0 | 0 | 0 | 0
6 | 24 | 5 | 0 | 0 | 0 | 0 | 0 | 0 | 0 | 0 | 0
6 | 24 | 6 | 0 | 0 | 0 | 0 | 0 | 0 | 0 | 0 | 0
6 | 24 | 7 | 0 | 0 | 0 | 0 | 0 | 0 | 0 | 0 | 0
6 | 24 | 8 | 0 | 0 | 0 | 0 | 0 | 0 | 0 | 0 | 0
6 | 24 | 9 | 0 | 0 | 0 | 0 | 0 | 0 | 0 | 0 | 0
6 | 24 | 10 | 0 | 0 | 0 | 0 | 0 | 0 | 0 | 0 | 0
6 | 24 | 11 | 0 | 0 | 0 | 0 | 0 | 0 | 0 | 0 | 0
6 | 24 | 12 | 0 | 0 | 0 | 0 | 0 | 0 | 0 | 0 | 0
6 | 24 | 13 | 0 | 0 | 0 | 0 | 0 | 0 | 0 | 0 | 0
6 | 24 | 14 | 0 | 0 | 0 | 0 | 0 | 0 | 0 | 0 | 0
6 | 24 | 15 | 0 | 0 | 0 | 0 | 0 | 0 | 0 | 0 | 0
6 | 24 | 16 | 0 | 0 | 0 | 0 | 0 | 0 | 0 | 0 | 0
6 | 24 | 17 | 0 | 0 | 0 | 0 | 0 | 0 | 0 | 0 | 0
6 | 24 | 18 | 0 | 0 | 0 | 0 | 0 | 0 | 0 | 0 | 0
6 | 24 | 19 | 0 | 0 | 0 | 0 | 0 | 0 | 0 | 0 | 0
6 | 24 | 20 | 0 | 0 | 0 | 0 | 0 | 0 | 0 | 0 | 0
6 | 24 | 21 | 0 | 0 | 0 | 0 | 0 | 0 | 0 | 0 | 0
6 | 24 | 22 | 0 | 0 | 0 | 0 | 0 | 0 | 0 | 0 | 0
6 | 24 | 23 | 0 | 0 | 0 | 0 | 0 | 0 | 0 | 0 | 0
6 | 24 | 24 | 0 | 0 | 0 | 0 | 0 | 0 | 0 | 0 | 0
6 | 25 | 1 | 0 | 0 | 0 | 0 | 0 | 0 | 0 | 0 | 0
6 | 25 | 2 | 0 | 0 | 0 | 0 | 0 | 0 | 0 | 0 | 0
6 | 25 | 3 | 0 | 0 | 0 | 0 | 0 | 0 | 0 | 0 | 0
6 | 25 | 4 | 0 | 0 | 0 | 0 | 0 | 0 | 0 | 0 | 0
6 | 25 | 5 | 0 | 0 | 0 | 0 | 0 | 0 | 0 | 0 | 0
6 | 25 | 6 | 0 | 0 | 0 | 0 | 0 | 0 | 0 | 0 | 0
6 | 25 | 7 | 0 | 0 | 0 | 0 | 0 | 0 | 0 | 0 | 0
6 | 25 | 8 | 0 | 0 | 0 | 0 | 0 | 0 | 0 | 0 | 0
6 | 25 | 9 | 0 | 0 | 0 | 0 | 0 | 0 | 0 | 0 | 0
6 | 25 | 10 | 0 | 0 | 0 | 0 | 0 | 0 | 0 | 0 | 0
6 | 25 | 11 | 0 | 0 | 0 | 0 | 0 | 0 | 0 | 0 | 0
6 | 25 | 12 | 0 | 0 | 0 | 0 | 0 | 0 | 0 | 0 | 0
6 | 25 | 13 | 0 | 0 | 0 | 0 | 0 | 0 | 0 | 0 | 0
6 | 25 | 14 | 0 | 0 | 0 | 0 | 0 | 0 | 0 | 0 | 0
6 | 25 | 15 | 0 | 0 | 0 | 0 | 0 | 0 | 0 | 0 | 0
6 | 25 | 16 | 0 | 0 | 0 | 0 | 0 | 0 | 0 | 0 | 0
6 | 25 | 17 | 0 | 0 | 0 | 0 | 0 | 0 | 0 | 0 | 0
6 | 25 | 18 | 0 | 0 | 0 | 0 | 0 | 0 | 0 | 0 | 0
6 | 25 | 19 | 0 | 0 | 0 | 0 | 0 | 0 | 0 | 0 | 0
6 | 25 | 20 | 0 | 0 | 0 | 0 | 0 | 0 | 0 | 0 | 0
6 | 25 | 21 | 0 | 0 | 0 | 0 | 0 | 0 | 0 | 0 | 0
6 | 25 | 22 | 0 | 0 | 0 | 0 | 0 | 0 | 0 | 0 | 0
6 | 25 | 23 | 0 | 0 | 0 | 0 | 0 | 0 | 0 | 0 | 0
6 | 25 | 24 | 0 | 0 | 0 | 0 | 0 | 0 | 0 | 0 | 0
6 | 26 | 1 | 0 | 0 | 0 | 0 | 0 | 0 | 0 | 0 | 0
6 | 26 | 2 | 0 | 0 | 0 | 0 | 0 | 0 | 0 | 0 | 0
6 | 26 | 3 | 0 | 0 | 0 | 0 | 0 | 0 | 0 | 0 | 0
6 | 26 | 4 | 0 | 0 | 0 | 0 | 0 | 0 | 0 | 0 | 0
6 | 26 | 5 | 0 | 0 | 0 | 0 | 0 | 0 | 0 | 0 | 0
6 | 26 | 6 | 0 | 0 | 0 | 0 | 0 | 0 | 0 | 0 | 0
6 | 26 | 7 | 0 | 0 | 0 | 0 | 0 | 0 | 0 | 0 | 0
6 | 26 | 8 | 0 | 0 | 0 | 0 | 0 | 0 | 0 | 0 | 0
6 | 26 | 9 | 0 | 0 | 0 | 0 | 0 | 0 | 0 | 0 | 0
6 | 26 | 10 | 0 | 0 | 0 | 0 | 0 | 0 | 0 | 0 | 0
6 | 26 | 11 | 0 | 0 | 0 | 0 | 0 | 0 | 0 | 0 | 0
6 | 26 | 12 | 0 | 0 | 0 | 0 | 0 | 0 | 0 | 0 | 0
6 | 26 | 13 | 0 | 0 | 0 | 0 | 0 | 0 | 0 | 0 | 0
6 | 26 | 14 | 0 | 0 | 0 | 0 | 0 | 0 | 0 | 0 | 0
6 | 26 | 15 | 0 | 0 | 0 | 0 | 0 | 0 | 0 | 0 | 0
6 | 26 | 16 | 0 | 0 | 0 | 0 | 0 | 0 | 0 | 0 | 0
6 | 26 | 17 | 0 | 0 | 0 | 0 | 0 | 0 | 0 | 0 | 0
6 | 26 | 18 | 0 | 0 | 0 | 0 | 0 | 0 | 0 | 0 | 0
6 | 26 | 19 | 0 | 0 | 0 | 0 | 0 | 0 | 0 | 0 | 0
6 | 26 | 20 | 0 | 0 | 0 | 0 | 0 | 0 | 0 | 0 | 0
6 | 26 | 21 | 0 | 0 | 0 | 0 | 0 | 0 | 0 | 0 | 0
6 | 26 | 22 | 0 | 0 | 0 | 0 | 0 | 0 | 0 | 0 | 0
6 | 26 | 23 | 0 | 0 | 0 | 0 | 0 | 0 | 0 | 0 | 0
6 | 26 | 24 | 0 | 0 | 0 | 0 | 0 | 0 | 0 | 0 | 0
6 | 27 | 1 | 0 | 0 | 0 | 0 | 0 | 0 | 0 | 0 | 0
6 | 27 | 2 | 0 | 0 | 0 | 0 | 0 | 0 | 0 | 0 | 0
6 | 27 | 3 | 0 | 0 | 0 | 0 | 0 | 0 | 0 | 0 | 0
6 | 27 | 4 | 0 | 0 | 0 | 0 | 0 | 0 | 0 | 0 | 0
6 | 27 | 5 | 0 | 0 | 0 | 0 | 0 | 0 | 0 | 0 | 0
6 | 27 | 6 | 0 | 0 | 0 | 0 | 0 | 0 | 0 | 0 | 0
6 | 27 | 7 | 0 | 0 | 0 | 0 | 0 | 0 | 0 | 0 | 0
6 | 27 | 8 | 0 | 0 | 0 | 0 | 0 | 0 | 0 | 0 | 0
6 | 27 | 9 | 0 | 0 | 0 | 0 | 0 | 0 | 0 | 0 | 0
6 | 27 | 10 | 0 | 0 | 0 | 0 | 0 | 0 | 0 | 0 | 0
6 | 27 | 11 | 0 | 0 | 0 | 0 | 0 | 0 | 0 | 0 | 0
6 | 27 | 12 | 0 | 0 | 0 | 0 | 0 | 0 | 0 | 0 | 0
6 | 27 | 13 | 0 | 0 | 0 | 0 | 0 | 0 | 0 | 0 | 0
6 | 27 | 14 | 0 | 0 | 0 | 0 | 0 | 0 | 0 | 0 | 0
6 | 27 | 15 | 0 | 0 | 0 | 0 | 0 | 0 | 0 | 0 | 0
6 | 27 | 16 | 0 | 0 | 0 | 0 | 0 | 0 | 0 | 0 | 0
6 | 27 | 17 | 0 | 0 | 0 | 0 | 0 | 0 | 0 | 0 | 0
6 | 27 | 18 | 0 | 0 | 0 | 0 | 0 | 0 | 0 | 0 | 0
6 | 27 | 19 | 0 | 0 | 0 | 0 | 0 | 0 | 0 | 0 | 0
6 | 27 | 20 | 0 | 0 | 0 | 0 | 0 | 0 | 0 | 0 | 0
6 | 27 | 21 | 0 | 0 | 0 | 0 | 0 | 0 | 0 | 0 | 0
6 | 27 | 22 | 0 | 0 | 0 | 0 | 0 | 0 | 0 | 0 | 0
6 | 27 | 23 | 0 | 0 | 0 | 0 | 0 | 0 | 0 | 0 | 0
6 | 27 | 24 | 0 | 0 | 0 | 0 | 0 | 0 | 0 | 0 | 0
6 | 28 | 1 | 0 | 0 | 0 | 0 | 0 | 0 | 0 | 0 | 0
6 | 28 | 2 | 0 | 0 | 0 | 0 | 0 | 0 | 0 | 0 | 0
6 | 28 | 3 | 0 | 0 | 0 | 0 | 0 | 0 | 0 | 0 | 0
6 | 28 | 4 | 0 | 0 | 0 | 0 | 0 | 0 | 0 | 0 | 0
6 | 28 | 5 | 0 | 0 | 0 | 0 | 0 | 0 | 0 | 0 | 0
6 | 28 | 6 | 0 | 0 | 0 | 0 | 0 | 0 | 0 | 0 | 0
6 | 28 | 7 | 0 | 0 | 0 | 0 | 0 | 0 | 0 | 0 | 0
6 | 28 | 8 | 0 | 0 | 0 | 0 | 0 | 0 | 0 | 0 | 0
6 | 28 | 9 | 0 | 0 | 0 | 0 | 0 | 0 | 0 | 0 | 0
6 | 28 | 10 | 0 | 0 | 0 | 0 | 0 | 0 | 0 | 0 | 0
6 | 28 | 11 | 0 | 0 | 0 | 0 | 0 | 0 | 0 | 0 | 0
6 | 28 | 12 | 0 | 0 | 0 | 0 | 0 | 0 | 0 | 0 | 0
6 | 28 | 13 | 0 | 0 | 0 | 0 | 0 | 0 | 0 | 0 | 0
6 | 28 | 14 | 0 | 0 | 0 | 0 | 0 | 0 | 0 | 0 | 0
6 | 28 | 15 | 0 | 0 | 0 | 0 | 0 | 0 | 0 | 0 | 0
6 | 28 | 16 | 0 | 0 | 0 | 0 | 0 | 0 | 0 | 0 | 0
6 | 28 | 17 | 0 | 0 | 0 | 0 | 0 | 0 | 0 | 0 | 0
6 | 28 | 18 | 0 | 0 | 0 | 0 | 0 | 0 | 0 | 0 | 0
6 | 28 | 19 | 0 | 0 | 0 | 0 | 0 | 0 | 0 | 0 | 0
6 | 28 | 20 | 0 | 0 | 0 | 0 | 0 | 0 | 0 | 0 | 0
6 | 28 | 21 | 0 | 0 | 0 | 0 | 0 | 0 | 0 | 0 | 0
6 | 28 | 22 | 0 | 0 | 0 | 0 | 0 | 0 | 0 | 0 | 0
6 | 28 | 23 | 0 | 0 | 0 | 0 | 0 | 0 | 0 | 0 | 0
6 | 28 | 24 | 0 | 0 | 0 | 0 | 0 | 0 | 0 | 0 | 0
6 | 29 | 1 | 0 | 0 | 0 | 0 | 0 | 0 | 0 | 0 | 0
6 | 29 | 2 | 0 | 0 | 0 | 0 | 0 | 0 | 0 | 0 | 0
6 | 29 | 3 | 0 | 0 | 0 | 0 | 0 | 0 | 0 | 0 | 0
6 | 29 | 4 | 0 | 0 | 0 | 0 | 0 | 0 | 0 | 0 | 0
6 | 29 | 5 | 0 | 0 | 0 | 0 | 0 | 0 | 0 | 0 | 0
6 | 29 | 6 | 0 | 0 | 0 | 0 | 0 | 0 | 0 | 0 | 0
6 | 29 | 7 | 0 | 0 | 0 | 0 | 0 | 0 | 0 | 0 | 0
6 | 29 | 8 | 0 | 0 | 0 | 0 | 0 | 0 | 0 | 0 | 0
6 | 29 | 9 | 0 | 0 | 0 | 0 | 0 | 0 | 0 | 0 | 0
6 | 29 | 10 | 0 | 0 | 0 | 0 | 0 | 0 | 0 | 0 | 0
6 | 29 | 11 | 0 | 0 | 0 | 0 | 0 | 0 | 0 | 0 | 0
6 | 29 | 12 | 0 | 0 | 0 | 0 | 0 | 0 | 0 | 0 | 0
6 | 29 | 13 | 0 | 0 | 0 | 0 | 0 | 0 | 0 | 0 | 0
6 | 29 | 14 | 0 | 0 | 0 | 0 | 0 | 0 | 0 | 0 | 0
6 | 29 | 15 | 0 | 0 | 0 | 0 | 0 | 0 | 0 | 0 | 0
6 | 29 | 16 | 0 | 0 | 0 | 0 | 0 | 0 | 0 | 0 | 0
6 | 29 | 17 | 0 | 0 | 0 | 0 | 0 | 0 | 0 | 0 | 0
6 | 29 | 18 | 0 | 0 | 0 | 0 | 0 | 0 | 0 | 0 | 0
6 | 29 | 19 | 0 | 0 | 0 | 0 | 0 | 0 | 0 | 0 | 0
6 | 29 | 20 | 0 | 0 | 0 | 0 | 0 | 0 | 0 | 0 | 0
6 | 29 | 21 | 0 | 0 | 0 | 0 | 0 | 0 | 0 | 0 | 0
6 | 29 | 22 | 0 | 0 | 0 | 0 | 0 | 0 | 0 | 0 | 0
6 | 29 | 23 | 0 | 0 | 0 | 0 | 0 | 0 | 0 | 0 | 0
6 | 29 | 24 | 0 | 0 | 0 | 0 | 0 | 0 | 0 | 0 | 0
6 | 30 | 1 | 0 | 0 | 0 | 0 | 0 | 0 | 0 | 0 | 0
6 | 30 | 2 | 0 | 0 | 0 | 0 | 0 | 0 | 0 | 0 | 0
6 | 30 | 3 | 0 | 0 | 0 | 0 | 0 | 0 | 0 | 0 | 0
6 | 30 | 4 | 0 | 0 | 0 | 0 | 0 | 0 | 0 | 0 | 0
6 | 30 | 5 | 0 | 0 | 0 | 0 | 0 | 0 | 0 | 0 | 0
6 | 30 | 6 | 0 | 0 | 0 | 0 | 0 | 0 | 0 | 0 | 0
6 | 30 | 7 | 0 | 0 | 0 | 0 | 0 | 0 | 0 | 0 | 0
6 | 30 | 8 | 0 | 0 | 0 | 0 | 0 | 0 | 0 | 0 | 0
6 | 30 | 9 | 0 | 0 | 0 | 0 | 0 | 0 | 0 | 0 | 0
6 | 30 | 10 | 0 | 0 | 0 | 0 | 0 | 0 | 0 | 0 | 0
6 | 30 | 11 | 0 | 0 | 0 | 0 | 0 | 0 | 0 | 0 | 0
6 | 30 | 12 | 0 | 0 | 0 | 0 | 0 | 0 | 0 | 0 | 0
6 | 30 | 13 | 0 | 0 | 0 | 0 | 0 | 0 | 0 | 0 | 0
6 | 30 | 14 | 0 | 0 | 0 | 0 | 0 | 0 | 0 | 0 | 0
6 | 30 | 15 | 0 | 0 | 0 | 0 | 0 | 0 | 0 | 0 | 0
6 | 30 | 16 | 0 | 0 | 0 | 0 | 0 | 0 | 0 | 0 | 0
6 | 30 | 17 | 0 | 0 | 0 | 0 | 0 | 0 | 0 | 0 | 0
6 | 30 | 18 | 0 | 0 | 0 | 0 | 0 | 0 | 0 | 0 | 0
6 | 30 | 19 | 0 | 0 | 0 | 0 | 0 | 0 | 0 | 0 | 0
6 | 30 | 20 | 0 | 0 | 0 | 0 | 0 | 0 | 0 | 0 | 0
6 | 30 | 21 | 0 | 0 | 0 | 0 | 0 | 0 | 0 | 0 | 0
6 | 30 | 22 | 0 | 0 | 0 | 0 | 0 | 0 | 0 | 0 | 0
6 | 30 | 23 | 0 | 0 | 0 | 0 | 0 | 0 | 0 | 0 | 0
6 | 30 | 24 | 0 | 0 | 0 | 0 | 0 | 0 | 0 | 0 | 0
7 | 1 | 1 | 0 | 0 | 0 | 0 | 0 | 0 | 0 | 0 | 0
7 | 1 | 2 | 0 | 0 | 0 | 0 | 0 | 0 | 0 | 0 | 0
7 | 1 | 3 | 0 | 0 | 0 | 0 | 0 | 0 | 0 | 0 | 0
7 | 1 | 4 | 0 | 0 | 0 | 0 | 0 | 0 | 0 | 0 | 0
7 | 1 | 5 | 0 | 0 | 0 | 0 | 0 | 0 | 0 | 0 | 0
7 | 1 | 6 | 0 | 0 | 0 | 0 | 0 | 0 | 0 | 0 | 0
7 | 1 | 7 | 0 | 0 | 0 | 0 | 0 | 0 | 0 | 0 | 0
7 | 1 | 8 | 0 | 0 | 0 | 0 | 0 | 0 | 0 | 0 | 0
7 | 1 | 9 | 0 | 0 | 0 | 0 | 0 | 0 | 0 | 0 | 0
7 | 1 | 10 | 0 | 0 | 0 | 0 | 0 | 0 | 0 | 0 | 0
7 | 1 | 11 | 0 | 0 | 0 | 0 | 0 | 0 | 0 | 0 | 0
7 | 1 | 12 | 0 | 0 | 0 | 0 | 0 | 0 | 0 | 0 | 0
7 | 1 | 13 | 0 | 0 | 0 | 0 | 0 | 0 | 0 | 0 | 0
7 | 1 | 14 | 0 | 0 | 0 | 0 | 0 | 0 | 0 | 0 | 0
7 | 1 | 15 | 0 | 0 | 0 | 0 | 0 | 0 | 0 | 0 | 0
7 | 1 | 16 | 0 | 0 | 0 | 0 | 0 | 0 | 0 | 0 | 0
7 | 1 | 17 | 0 | 0 | 0 | 0 | 0 | 0 | 0 | 0 | 0
7 | 1 | 18 | 0 | 0 | 0 | 0 | 0 | 0 | 0 | 0 | 0
7 | 1 | 19 | 0 | 0 | 0 | 0 | 0 | 0 | 0 | 0 | 0
7 | 1 | 20 | 0 | 0 | 0 | 0 | 0 | 0 | 0 | 0 | 0
7 | 1 | 21 | 0 | 0 | 0 | 0 | 0 | 0 | 0 | 0 | 0
7 | 1 | 22 | 0 | 0 | 0 | 0 | 0 | 0 | 0 | 0 | 0
7 | 1 | 23 | 0 | 0 | 0 | 0 | 0 | 0 | 0 | 0 | 0
7 | 1 | 24 | 0 | 0 | 0 | 0 | 0 | 0 | 0 | 0 | 0
7 | 2 | 1 | 0 | 0 | 0 | 0 | 0 | 0 | 0 | 0 | 0
7 | 2 | 2 | 0 | 0 | 0 | 0 | 0 | 0 | 0 | 0 | 0
7 | 2 | 3 | 0 | 0 | 0 | 0 | 0 | 0 | 0 | 0 | 0
7 | 2 | 4 | 0 | 0 | 0 | 0 | 0 | 0 | 0 | 0 | 0
7 | 2 | 5 | 0 | 0 | 0 | 0 | 0 | 0 | 0 | 0 | 0
7 | 2 | 6 | 0 | 0 | 0 | 0 | 0 | 0 | 0 | 0 | 0
7 | 2 | 7 | 0 | 0 | 0 | 0 | 0 | 0 | 0 | 0 | 0
7 | 2 | 8 | 0 | 0 | 0 | 0 | 0 | 0 | 0 | 0 | 0
7 | 2 | 9 | 0 | 0 | 0 | 0 | 0 | 0 | 0 | 0 | 0
7 | 2 | 10 | 0 | 0 | 0 | 0 | 0 | 0 | 0 | 0 | 0
7 | 2 | 11 | 0 | 0 | 0 | 0 | 0 | 0 | 0 | 0 | 0
7 | 2 | 12 | 0 | 0 | 0 | 0 | 0 | 0 | 0 | 0 | 0
7 | 2 | 13 | 0 | 0 | 0 | 0 | 0 | 0 | 0 | 0 | 0
7 | 2 | 14 | 0 | 0 | 0 | 0 | 0 | 0 | 0 | 0 | 0
7 | 2 | 15 | 0 | 0 | 0 | 0 | 0 | 0 | 0 | 0 | 0
7 | 2 | 16 | 0 | 0 | 0 | 0 | 0 | 0 | 0 | 0 | 0
7 | 2 | 17 | 0 | 0 | 0 | 0 | 0 | 0 | 0 | 0 | 0
7 | 2 | 18 | 0 | 0 | 0 | 0 | 0 | 0 | 0 | 0 | 0
7 | 2 | 19 | 0 | 0 | 0 | 0 | 0 | 0 | 0 | 0 | 0
7 | 2 | 20 | 0 | 0 | 0 | 0 | 0 | 0 | 0 | 0 | 0
7 | 2 | 21 | 0 | 0 | 0 | 0 | 0 | 0 | 0 | 0 | 0
7 | 2 | 22 | 0 | 0 | 0 | 0 | 0 | 0 | 0 | 0 | 0
7 | 2 | 23 | 0 | 0 | 0 | 0 | 0 | 0 | 0 | 0 | 0
7 | 2 | 24 | 0 | 0 | 0 | 0 | 0 | 0 | 0 | 0 | 0
7 | 3 | 1 | 0 | 0 | 0 | 0 | 0 | 0 | 0 | 0 | 0
7 | 3 | 2 | 0 | 0 | 0 | 0 | 0 | 0 | 0 | 0 | 0
7 | 3 | 3 | 0 | 0 | 0 | 0 | 0 | 0 | 0 | 0 | 0
7 | 3 | 4 | 0 | 0 | 0 | 0 | 0 | 0 | 0 | 0 | 0
7 | 3 | 5 | 0 | 0 | 0 | 0 | 0 | 0 | 0 | 0 | 0
7 | 3 | 6 | 0 | 0 | 0 | 0 | 0 | 0 | 0 | 0 | 0
7 | 3 | 7 | 0 | 0 | 0 | 0 | 0 | 0 | 0 | 0 | 0
7 | 3 | 8 | 0 | 0 | 0 | 0 | 0 | 0 | 0 | 0 | 0
7 | 3 | 9 | 0 | 0 | 0 | 0 | 0 | 0 | 0 | 0 | 0
7 | 3 | 10 | 0 | 0 | 0 | 0 | 0 | 0 | 0 | 0 | 0
7 | 3 | 11 | 0 | 0 | 0 | 0 | 0 | 0 | 0 | 0 | 0
7 | 3 | 12 | 0 | 0 | 0 | 0 | 0 | 0 | 0 | 0 | 0
7 | 3 | 13 | 0 | 0 | 0 | 0 | 0 | 0 | 0 | 0 | 0
7 | 3 | 14 | 0 | 0 | 0 | 0 | 0 | 0 | 0 | 0 | 0
7 | 3 | 15 | 0 | 0 | 0 | 0 | 0 | 0 | 0 | 0 | 0
7 | 3 | 16 | 0 | 0 | 0 | 0 | 0 | 0 | 0 | 0 | 0
7 | 3 | 17 | 0 | 0 | 0 | 0 | 0 | 0 | 0 | 0 | 0
7 | 3 | 18 | 0 | 0 | 0 | 0 | 0 | 0 | 0 | 0 | 0
7 | 3 | 19 | 0 | 0 | 0 | 0 | 0 | 0 | 0 | 0 | 0
7 | 3 | 20 | 0 | 0 | 0 | 0 | 0 | 0 | 0 | 0 | 0
7 | 3 | 21 | 0 | 0 | 0 | 0 | 0 | 0 | 0 | 0 | 0
7 | 3 | 22 | 0 | 0 | 0 | 0 | 0 | 0 | 0 | 0 | 0
7 | 3 | 23 | 0 | 0 | 0 | 0 | 0 | 0 | 0 | 0 | 0
7 | 3 | 24 | 0 | 0 | 0 | 0 | 0 | 0 | 0 | 0 | 0
7 | 4 | 1 | 0 | 0 | 0 | 0 | 0 | 0 | 0 | 0 | 0
7 | 4 | 2 | 0 | 0 | 0 | 0 | 0 | 0 | 0 | 0 | 0
7 | 4 | 3 | 0 | 0 | 0 | 0 | 0 | 0 | 0 | 0 | 0
7 | 4 | 4 | 0 | 0 | 0 | 0 | 0 | 0 | 0 | 0 | 0
7 | 4 | 5 | 0 | 0 | 0 | 0 | 0 | 0 | 0 | 0 | 0
7 | 4 | 6 | 0 | 0 | 0 | 0 | 0 | 0 | 0 | 0 | 0
7 | 4 | 7 | 0 | 0 | 0 | 0 | 0 | 0 | 0 | 0 | 0
7 | 4 | 8 | 0 | 0 | 0 | 0 | 0 | 0 | 0 | 0 | 0
7 | 4 | 9 | 0 | 0 | 0 | 0 | 0 | 0 | 0 | 0 | 0
7 | 4 | 10 | 0 | 0 | 0 | 0 | 0 | 0 | 0 | 0 | 0
7 | 4 | 11 | 0 | 0 | 0 | 0 | 0 | 0 | 0 | 0 | 0
7 | 4 | 12 | 0 | 0 | 0 | 0 | 0 | 0 | 0 | 0 | 0
7 | 4 | 13 | 0 | 0 | 0 | 0 | 0 | 0 | 0 | 0 | 0
7 | 4 | 14 | 0 | 0 | 0 | 0 | 0 | 0 | 0 | 0 | 0
7 | 4 | 15 | 0 | 0 | 0 | 0 | 0 | 0 | 0 | 0 | 0
7 | 4 | 16 | 0 | 0 | 0 | 0 | 0 | 0 | 0 | 0 | 0
7 | 4 | 17 | 0 | 0 | 0 | 0 | 0 | 0 | 0 | 0 | 0
7 | 4 | 18 | 0 | 0 | 0 | 0 | 0 | 0 | 0 | 0 | 0
7 | 4 | 19 | 0 | 0 | 0 | 0 | 0 | 0 | 0 | 0 | 0
7 | 4 | 20 | 0 | 0 | 0 | 0 | 0 | 0 | 0 | 0 | 0
7 | 4 | 21 | 0 | 0 | 0 | 0 | 0 | 0 | 0 | 0 | 0
7 | 4 | 22 | 0 | 0 | 0 | 0 | 0 | 0 | 0 | 0 | 0
7 | 4 | 23 | 0 | 0 | 0 | 0 | 0 | 0 | 0 | 0 | 0
7 | 4 | 24 | 0 | 0 | 0 | 0 | 0 | 0 | 0 | 0 | 0
7 | 5 | 1 | 0 | 0 | 0 | 0 | 0 | 0 | 0 | 0 | 0
7 | 5 | 2 | 0 | 0 | 0 | 0 | 0 | 0 | 0 | 0 | 0
7 | 5 | 3 | 0 | 0 | 0 | 0 | 0 | 0 | 0 | 0 | 0
7 | 5 | 4 | 0 | 0 | 0 | 0 | 0 | 0 | 0 | 0 | 0
7 | 5 | 5 | 0 | 0 | 0 | 0 | 0 | 0 | 0 | 0 | 0
7 | 5 | 6 | 0 | 0 | 0 | 0 | 0 | 0 | 0 | 0 | 0
7 | 5 | 7 | 0 | 0 | 0 | 0 | 0 | 0 | 0 | 0 | 0
7 | 5 | 8 | 0 | 0 | 0 | 0 | 0 | 0 | 0 | 0 | 0
7 | 5 | 9 | 0 | 0 | 0 | 0 | 0 | 0 | 0 | 0 | 0
7 | 5 | 10 | 0 | 0 | 0 | 0 | 0 | 0 | 0 | 0 | 0
7 | 5 | 11 | 0 | 0 | 0 | 0 | 0 | 0 | 0 | 0 | 0
7 | 5 | 12 | 0 | 0 | 0 | 0 | 0 | 0 | 0 | 0 | 0
7 | 5 | 13 | 0 | 0 | 0 | 0 | 0 | 0 | 0 | 0 | 0
7 | 5 | 14 | 0 | 0 | 0 | 0 | 0 | 0 | 0 | 0 | 0
7 | 5 | 15 | 0 | 0 | 0 | 0 | 0 | 0 | 0 | 0 | 0
7 | 5 | 16 | 0 | 0 | 0 | 0 | 0 | 0 | 0 | 0 | 0
7 | 5 | 17 | 0 | 0 | 0 | 0 | 0 | 0 | 0 | 0 | 0
7 | 5 | 18 | 0 | 0 | 0 | 0 | 0 | 0 | 0 | 0 | 0
7 | 5 | 19 | 0 | 0 | 0 | 0 | 0 | 0 | 0 | 0 | 0
7 | 5 | 20 | 0 | 0 | 0 | 0 | 0 | 0 | 0 | 0 | 0
7 | 5 | 21 | 0 | 0 | 0 | 0 | 0 | 0 | 0 | 0 | 0
7 | 5 | 22 | 0 | 0 | 0 | 0 | 0 | 0 | 0 | 0 | 0
7 | 5 | 23 | 0 | 0 | 0 | 0 | 0 | 0 | 0 | 0 | 0
7 | 5 | 24 | 0 | 0 | 0 | 0 | 0 | 0 | 0 | 0 | 0
7 | 6 | 1 | 0 | 0 | 0 | 0 | 0 | 0 | 0 | 0 | 0
7 | 6 | 2 | 0 | 0 | 0 | 0 | 0 | 0 | 0 | 0 | 0
7 | 6 | 3 | 0 | 0 | 0 | 0 | 0 | 0 | 0 | 0 | 0
7 | 6 | 4 | 0 | 0 | 0 | 0 | 0 | 0 | 0 | 0 | 0
7 | 6 | 5 | 0 | 0 | 0 | 0 | 0 | 0 | 0 | 0 | 0
7 | 6 | 6 | 0 | 0 | 0 | 0 | 0 | 0 | 0 | 0 | 0
7 | 6 | 7 | 0 | 0 | 0 | 0 | 0 | 0 | 0 | 0 | 0
7 | 6 | 8 | 0 | 0 | 0 | 0 | 0 | 0 | 0 | 0 | 0
7 | 6 | 9 | 0 | 0 | 0 | 0 | 0 | 0 | 0 | 0 | 0
7 | 6 | 10 | 0 | 0 | 0 | 0 | 0 | 0 | 0 | 0 | 0
7 | 6 | 11 | 0 | 0 | 0 | 0 | 0 | 0 | 0 | 0 | 0
7 | 6 | 12 | 0 | 0 | 0 | 0 | 0 | 0 | 0 | 0 | 0
7 | 6 | 13 | 0 | 0 | 0 | 0 | 0 | 0 | 0 | 0 | 0
7 | 6 | 14 | 0 | 0 | 0 | 0 | 0 | 0 | 0 | 0 | 0
7 | 6 | 15 | 0 | 0 | 0 | 0 | 0 | 0 | 0 | 0 | 0
7 | 6 | 16 | 0 | 0 | 0 | 0 | 0 | 0 | 0 | 0 | 0
7 | 6 | 17 | 0 | 0 | 0 | 0 | 0 | 0 | 0 | 0 | 0
7 | 6 | 18 | 0 | 0 | 0 | 0 | 0 | 0 | 0 | 0 | 0
7 | 6 | 19 | 0 | 0 | 0 | 0 | 0 | 0 | 0 | 0 | 0
7 | 6 | 20 | 0 | 0 | 0 | 0 | 0 | 0 | 0 | 0 | 0
7 | 6 | 21 | 0 | 0 | 0 | 0 | 0 | 0 | 0 | 0 | 0
7 | 6 | 22 | 0 | 0 | 0 | 0 | 0 | 0 | 0 | 0 | 0
7 | 6 | 23 | 0 | 0 | 0 | 0 | 0 | 0 | 0 | 0 | 0
7 | 6 | 24 | 0 | 0 | 0 | 0 | 0 | 0 | 0 | 0 | 0
7 | 7 | 1 | 0 | 0 | 0 | 0 | 0 | 0 | 0 | 0 | 0
7 | 7 | 2 | 0 | 0 | 0 | 0 | 0 | 0 | 0 | 0 | 0
7 | 7 | 3 | 0 | 0 | 0 | 0 | 0 | 0 | 0 | 0 | 0
7 | 7 | 4 | 0 | 0 | 0 | 0 | 0 | 0 | 0 | 0 | 0
7 | 7 | 5 | 0 | 0 | 0 | 0 | 0 | 0 | 0 | 0 | 0
7 | 7 | 6 | 0 | 0 | 0 | 0 | 0 | 0 | 0 | 0 | 0
7 | 7 | 7 | 0 | 0 | 0 | 0 | 0 | 0 | 0 | 0 | 0
7 | 7 | 8 | 0 | 0 | 0 | 0 | 0 | 0 | 0 | 0 | 0
7 | 7 | 9 | 0 | 0 | 0 | 0 | 0 | 0 | 0 | 0 | 0
7 | 7 | 10 | 0 | 0 | 0 | 0 | 0 | 0 | 0 | 0 | 0
7 | 7 | 11 | 0 | 0 | 0 | 0 | 0 | 0 | 0 | 0 | 0
7 | 7 | 12 | 0 | 0 | 0 | 0 | 0 | 0 | 0 | 0 | 0
7 | 7 | 13 | 0 | 0 | 0 | 0 | 0 | 0 | 0 | 0 | 0
7 | 7 | 14 | 0 | 0 | 0 | 0 | 0 | 0 | 0 | 0 | 0
7 | 7 | 15 | 0 | 0 | 0 | 0 | 0 | 0 | 0 | 0 | 0
7 | 7 | 16 | 0 | 0 | 0 | 0 | 0 | 0 | 0 | 0 | 0
7 | 7 | 17 | 0 | 0 | 0 | 0 | 0 | 0 | 0 | 0 | 0
7 | 7 | 18 | 0 | 0 | 0 | 0 | 0 | 0 | 0 | 0 | 0
7 | 7 | 19 | 0 | 0 | 0 | 0 | 0 | 0 | 0 | 0 | 0
7 | 7 | 20 | 0 | 0 | 0 | 0 | 0 | 0 | 0 | 0 | 0
7 | 7 | 21 | 0 | 0 | 0 | 0 | 0 | 0 | 0 | 0 | 0
7 | 7 | 22 | 0 | 0 | 0 | 0 | 0 | 0 | 0 | 0 | 0
7 | 7 | 23 | 0 | 0 | 0 | 0 | 0 | 0 | 0 | 0 | 0
7 | 7 | 24 | 0 | 0 | 0 | 0 | 0 | 0 | 0 | 0 | 0
7 | 8 | 1 | 0 | 0 | 0 | 0 | 0 | 0 | 0 | 0 | 0
7 | 8 | 2 | 0 | 0 | 0 | 0 | 0 | 0 | 0 | 0 | 0
7 | 8 | 3 | 0 | 0 | 0 | 0 | 0 | 0 | 0 | 0 | 0
7 | 8 | 4 | 0 | 0 | 0 | 0 | 0 | 0 | 0 | 0 | 0
7 | 8 | 5 | 0 | 0 | 0 | 0 | 0 | 0 | 0 | 0 | 0
7 | 8 | 6 | 0 | 0 | 0 | 0 | 0 | 0 | 0 | 0 | 0
7 | 8 | 7 | 0 | 0 | 0 | 0 | 0 | 0 | 0 | 0 | 0
7 | 8 | 8 | 0 | 0 | 0 | 0 | 0 | 0 | 0 | 0 | 0
7 | 8 | 9 | 0 | 0 | 0 | 0 | 0 | 0 | 0 | 0 | 0
7 | 8 | 10 | 0 | 0 | 0 | 0 | 0 | 0 | 0 | 0 | 0
7 | 8 | 11 | 0 | 0 | 0 | 0 | 0 | 0 | 0 | 0 | 0
7 | 8 | 12 | 0 | 0 | 0 | 0 | 0 | 0 | 0 | 0 | 0
7 | 8 | 13 | 0 | 0 | 0 | 0 | 0 | 0 | 0 | 0 | 0
7 | 8 | 14 | 0 | 0 | 0 | 0 | 0 | 0 | 0 | 0 | 0
7 | 8 | 15 | 0 | 0 | 0 | 0 | 0 | 0 | 0 | 0 | 0
7 | 8 | 16 | 0 | 0 | 0 | 0 | 0 | 0 | 0 | 0 | 0
7 | 8 | 17 | 0 | 0 | 0 | 0 | 0 | 0 | 0 | 0 | 0
7 | 8 | 18 | 0 | 0 | 0 | 0 | 0 | 0 | 0 | 0 | 0
7 | 8 | 19 | 0 | 0 | 0 | 0 | 0 | 0 | 0 | 0 | 0
7 | 8 | 20 | 0 | 0 | 0 | 0 | 0 | 0 | 0 | 0 | 0
7 | 8 | 21 | 0 | 0 | 0 | 0 | 0 | 0 | 0 | 0 | 0
7 | 8 | 22 | 0 | 0 | 0 | 0 | 0 | 0 | 0 | 0 | 0
7 | 8 | 23 | 0 | 0 | 0 | 0 | 0 | 0 | 0 | 0 | 0
7 | 8 | 24 | 0 | 0 | 0 | 0 | 0 | 0 | 0 | 0 | 0
7 | 9 | 1 | 0 | 0 | 0 | 0 | 0 | 0 | 0 | 0 | 0
7 | 9 | 2 | 0 | 0 | 0 | 0 | 0 | 0 | 0 | 0 | 0
7 | 9 | 3 | 0 | 0 | 0 | 0 | 0 | 0 | 0 | 0 | 0
7 | 9 | 4 | 0 | 0 | 0 | 0 | 0 | 0 | 0 | 0 | 0
7 | 9 | 5 | 0 | 0 | 0 | 0 | 0 | 0 | 0 | 0 | 0
7 | 9 | 6 | 0 | 0 | 0 | 0 | 0 | 0 | 0 | 0 | 0
7 | 9 | 7 | 0 | 0 | 0 | 0 | 0 | 0 | 0 | 0 | 0
7 | 9 | 8 | 0 | 0 | 0 | 0 | 0 | 0 | 0 | 0 | 0
7 | 9 | 9 | 0 | 0 | 0 | 0 | 0 | 0 | 0 | 0 | 0
7 | 9 | 10 | 0 | 0 | 0 | 0 | 0 | 0 | 0 | 0 | 0
7 | 9 | 11 | 0 | 0 | 0 | 0 | 0 | 0 | 0 | 0 | 0
7 | 9 | 12 | 0 | 0 | 0 | 0 | 0 | 0 | 0 | 0 | 0
7 | 9 | 13 | 0 | 0 | 0 | 0 | 0 | 0 | 0 | 0 | 0
7 | 9 | 14 | 0 | 0 | 0 | 0 | 0 | 0 | 0 | 0 | 0
7 | 9 | 15 | 0 | 0 | 0 | 0 | 0 | 0 | 0 | 0 | 0
7 | 9 | 16 | 0 | 0 | 0 | 0 | 0 | 0 | 0 | 0 | 0
7 | 9 | 17 | 0 | 0 | 0 | 0 | 0 | 0 | 0 | 0 | 0
7 | 9 | 18 | 0 | 0 | 0 | 0 | 0 | 0 | 0 | 0 | 0
7 | 9 | 19 | 0 | 0 | 0 | 0 | 0 | 0 | 0 | 0 | 0
7 | 9 | 20 | 0 | 0 | 0 | 0 | 0 | 0 | 0 | 0 | 0
7 | 9 | 21 | 0 | 0 | 0 | 0 | 0 | 0 | 0 | 0 | 0
7 | 9 | 22 | 0 | 0 | 0 | 0 | 0 | 0 | 0 | 0 | 0
7 | 9 | 23 | 0 | 0 | 0 | 0 | 0 | 0 | 0 | 0 | 0
7 | 9 | 24 | 0 | 0 | 0 | 0 | 0 | 0 | 0 | 0 | 0
7 | 10 | 1 | 0 | 0 | 0 | 0 | 0 | 0 | 0 | 0 | 0
7 | 10 | 2 | 0 | 0 | 0 | 0 | 0 | 0 | 0 | 0 | 0
7 | 10 | 3 | 0 | 0 | 0 | 0 | 0 | 0 | 0 | 0 | 0
7 | 10 | 4 | 0 | 0 | 0 | 0 | 0 | 0 | 0 | 0 | 0
7 | 10 | 5 | 0 | 0 | 0 | 0 | 0 | 0 | 0 | 0 | 0
7 | 10 | 6 | 0 | 0 | 0 | 0 | 0 | 0 | 0 | 0 | 0
7 | 10 | 7 | 0 | 0 | 0 | 0 | 0 | 0 | 0 | 0 | 0
7 | 10 | 8 | 0 | 0 | 0 | 0 | 0 | 0 | 0 | 0 | 0
7 | 10 | 9 | 0 | 0 | 0 | 0 | 0 | 0 | 0 | 0 | 0
7 | 10 | 10 | 0 | 0 | 0 | 0 | 0 | 0 | 0 | 0 | 0
7 | 10 | 11 | 0 | 0 | 0 | 0 | 0 | 0 | 0 | 0 | 0
7 | 10 | 12 | 0 | 0 | 0 | 0 | 0 | 0 | 0 | 0 | 0
7 | 10 | 13 | 0 | 0 | 0 | 0 | 0 | 0 | 0 | 0 | 0
7 | 10 | 14 | 0 | 0 | 0 | 0 | 0 | 0 | 0 | 0 | 0
7 | 10 | 15 | 0 | 0 | 0 | 0 | 0 | 0 | 0 | 0 | 0
7 | 10 | 16 | 0 | 0 | 0 | 0 | 0 | 0 | 0 | 0 | 0
7 | 10 | 17 | 0 | 0 | 0 | 0 | 0 | 0 | 0 | 0 | 0
7 | 10 | 18 | 0 | 0 | 0 | 0 | 0 | 0 | 0 | 0 | 0
7 | 10 | 19 | 0 | 0 | 0 | 0 | 0 | 0 | 0 | 0 | 0
7 | 10 | 20 | 0 | 0 | 0 | 0 | 0 | 0 | 0 | 0 | 0
7 | 10 | 21 | 0 | 0 | 0 | 0 | 0 | 0 | 0 | 0 | 0
7 | 10 | 22 | 0 | 0 | 0 | 0 | 0 | 0 | 0 | 0 | 0
7 | 10 | 23 | 0 | 0 | 0 | 0 | 0 | 0 | 0 | 0 | 0
7 | 10 | 24 | 0 | 0 | 0 | 0 | 0 | 0 | 0 | 0 | 0
7 | 11 | 1 | 0 | 0 | 0 | 0 | 0 | 0 | 0 | 0 | 0
7 | 11 | 2 | 0 | 0 | 0 | 0 | 0 | 0 | 0 | 0 | 0
7 | 11 | 3 | 0 | 0 | 0 | 0 | 0 | 0 | 0 | 0 | 0
7 | 11 | 4 | 0 | 0 | 0 | 0 | 0 | 0 | 0 | 0 | 0
7 | 11 | 5 | 0 | 0 | 0 | 0 | 0 | 0 | 0 | 0 | 0
7 | 11 | 6 | 0 | 0 | 0 | 0 | 0 | 0 | 0 | 0 | 0
7 | 11 | 7 | 0 | 0 | 0 | 0 | 0 | 0 | 0 | 0 | 0
7 | 11 | 8 | 0 | 0 | 0 | 0 | 0 | 0 | 0 | 0 | 0
7 | 11 | 9 | 0 | 0 | 0 | 0 | 0 | 0 | 0 | 0 | 0
7 | 11 | 10 | 0 | 0 | 0 | 0 | 0 | 0 | 0 | 0 | 0
7 | 11 | 11 | 0 | 0 | 0 | 0 | 0 | 0 | 0 | 0 | 0
7 | 11 | 12 | 0 | 0 | 0 | 0 | 0 | 0 | 0 | 0 | 0
7 | 11 | 13 | 0 | 0 | 0 | 0 | 0 | 0 | 0 | 0 | 0
7 | 11 | 14 | 0 | 0 | 0 | 0 | 0 | 0 | 0 | 0 | 0
7 | 11 | 15 | 0 | 0 | 0 | 0 | 0 | 0 | 0 | 0 | 0
7 | 11 | 16 | 0 | 0 | 0 | 0 | 0 | 0 | 0 | 0 | 0
7 | 11 | 17 | 0 | 0 | 0 | 0 | 0 | 0 | 0 | 0 | 0
7 | 11 | 18 | 0 | 0 | 0 | 0 | 0 | 0 | 0 | 0 | 0
7 | 11 | 19 | 0 | 0 | 0 | 0 | 0 | 0 | 0 | 0 | 0
7 | 11 | 20 | 0 | 0 | 0 | 0 | 0 | 0 | 0 | 0 | 0
7 | 11 | 21 | 0 | 0 | 0 | 0 | 0 | 0 | 0 | 0 | 0
7 | 11 | 22 | 0 | 0 | 0 | 0 | 0 | 0 | 0 | 0 | 0
7 | 11 | 23 | 0 | 0 | 0 | 0 | 0 | 0 | 0 | 0 | 0
7 | 11 | 24 | 0 | 0 | 0 | 0 | 0 | 0 | 0 | 0 | 0
7 | 12 | 1 | 0 | 0 | 0 | 0 | 0 | 0 | 0 | 0 | 0
7 | 12 | 2 | 0 | 0 | 0 | 0 | 0 | 0 | 0 | 0 | 0
7 | 12 | 3 | 0 | 0 | 0 | 0 | 0 | 0 | 0 | 0 | 0
7 | 12 | 4 | 0 | 0 | 0 | 0 | 0 | 0 | 0 | 0 | 0
7 | 12 | 5 | 0 | 0 | 0 | 0 | 0 | 0 | 0 | 0 | 0
7 | 12 | 6 | 0 | 0 | 0 | 0 | 0 | 0 | 0 | 0 | 0
7 | 12 | 7 | 0 | 0 | 0 | 0 | 0 | 0 | 0 | 0 | 0
7 | 12 | 8 | 0 | 0 | 0 | 0 | 0 | 0 | 0 | 0 | 0
7 | 12 | 9 | 0 | 0 | 0 | 0 | 0 | 0 | 0 | 0 | 0
7 | 12 | 10 | 0 | 0 | 0 | 0 | 0 | 0 | 0 | 0 | 0
7 | 12 | 11 | 0 | 0 | 0 | 0 | 0 | 0 | 0 | 0 | 0
7 | 12 | 12 | 0 | 0 | 0 | 0 | 0 | 0 | 0 | 0 | 0
7 | 12 | 13 | 0 | 0 | 0 | 0 | 0 | 0 | 0 | 0 | 0
7 | 12 | 14 | 0 | 0 | 0 | 0 | 0 | 0 | 0 | 0 | 0
7 | 12 | 15 | 0 | 0 | 0 | 0 | 0 | 0 | 0 | 0 | 0
7 | 12 | 16 | 0 | 0 | 0 | 0 | 0 | 0 | 0 | 0 | 0
7 | 12 | 17 | 0 | 0 | 0 | 0 | 0 | 0 | 0 | 0 | 0
7 | 12 | 18 | 0 | 0 | 0 | 0 | 0 | 0 | 0 | 0 | 0
7 | 12 | 19 | 0 | 0 | 0 | 0 | 0 | 0 | 0 | 0 | 0
7 | 12 | 20 | 0 | 0 | 0 | 0 | 0 | 0 | 0 | 0 | 0
7 | 12 | 21 | 0 | 0 | 0 | 0 | 0 | 0 | 0 | 0 | 0
7 | 12 | 22 | 0 | 0 | 0 | 0 | 0 | 0 | 0 | 0 | 0
7 | 12 | 23 | 0 | 0 | 0 | 0 | 0 | 0 | 0 | 0 | 0
7 | 12 | 24 | 0 | 0 | 0 | 0 | 0 | 0 | 0 | 0 | 0
7 | 13 | 1 | 0 | 0 | 0 | 0 | 0 | 0 | 0 | 0 | 0
7 | 13 | 2 | 0 | 0 | 0 | 0 | 0 | 0 | 0 | 0 | 0
7 | 13 | 3 | 0 | 0 | 0 | 0 | 0 | 0 | 0 | 0 | 0
7 | 13 | 4 | 0 | 0 | 0 | 0 | 0 | 0 | 0 | 0 | 0
7 | 13 | 5 | 0 | 0 | 0 | 0 | 0 | 0 | 0 | 0 | 0
7 | 13 | 6 | 0 | 0 | 0 | 0 | 0 | 0 | 0 | 0 | 0
7 | 13 | 7 | 0 | 0 | 0 | 0 | 0 | 0 | 0 | 0 | 0
7 | 13 | 8 | 0 | 0 | 0 | 0 | 0 | 0 | 0 | 0 | 0
7 | 13 | 9 | 0 | 0 | 0 | 0 | 0 | 0 | 0 | 0 | 0
7 | 13 | 10 | 0 | 0 | 0 | 0 | 0 | 0 | 0 | 0 | 0
7 | 13 | 11 | 0 | 0 | 0 | 0 | 0 | 0 | 0 | 0 | 0
7 | 13 | 12 | 0 | 0 | 0 | 0 | 0 | 0 | 0 | 0 | 0
7 | 13 | 13 | 0 | 0 | 0 | 0 | 0 | 0 | 0 | 0 | 0
7 | 13 | 14 | 0 | 0 | 0 | 0 | 0 | 0 | 0 | 0 | 0
7 | 13 | 15 | 0 | 0 | 0 | 0 | 0 | 0 | 0 | 0 | 0
7 | 13 | 16 | 0 | 0 | 0 | 0 | 0 | 0 | 0 | 0 | 0
7 | 13 | 17 | 0 | 0 | 0 | 0 | 0 | 0 | 0 | 0 | 0
7 | 13 | 18 | 0 | 0 | 0 | 0 | 0 | 0 | 0 | 0 | 0
7 | 13 | 19 | 0 | 0 | 0 | 0 | 0 | 0 | 0 | 0 | 0
7 | 13 | 20 | 0 | 0 | 0 | 0 | 0 | 0 | 0 | 0 | 0
7 | 13 | 21 | 0 | 0 | 0 | 0 | 0 | 0 | 0 | 0 | 0
7 | 13 | 22 | 0 | 0 | 0 | 0 | 0 | 0 | 0 | 0 | 0
7 | 13 | 23 | 0 | 0 | 0 | 0 | 0 | 0 | 0 | 0 | 0
7 | 13 | 24 | 0 | 0 | 0 | 0 | 0 | 0 | 0 | 0 | 0
7 | 14 | 1 | 0 | 0 | 0 | 0 | 0 | 0 | 0 | 0 | 0
7 | 14 | 2 | 0 | 0 | 0 | 0 | 0 | 0 | 0 | 0 | 0
7 | 14 | 3 | 0 | 0 | 0 | 0 | 0 | 0 | 0 | 0 | 0
7 | 14 | 4 | 0 | 0 | 0 | 0 | 0 | 0 | 0 | 0 | 0
7 | 14 | 5 | 0 | 0 | 0 | 0 | 0 | 0 | 0 | 0 | 0
7 | 14 | 6 | 0 | 0 | 0 | 0 | 0 | 0 | 0 | 0 | 0
7 | 14 | 7 | 0 | 0 | 0 | 0 | 0 | 0 | 0 | 0 | 0
7 | 14 | 8 | 0 | 0 | 0 | 0 | 0 | 0 | 0 | 0 | 0
7 | 14 | 9 | 0 | 0 | 0 | 0 | 0 | 0 | 0 | 0 | 0
7 | 14 | 10 | 0 | 0 | 0 | 0 | 0 | 0 | 0 | 0 | 0
7 | 14 | 11 | 0 | 0 | 0 | 0 | 0 | 0 | 0 | 0 | 0
7 | 14 | 12 | 0 | 0 | 0 | 0 | 0 | 0 | 0 | 0 | 0
7 | 14 | 13 | 0 | 0 | 0 | 0 | 0 | 0 | 0 | 0 | 0
7 | 14 | 14 | 0 | 0 | 0 | 0 | 0 | 0 | 0 | 0 | 0
7 | 14 | 15 | 0 | 0 | 0 | 0 | 0 | 0 | 0 | 0 | 0
7 | 14 | 16 | 0 | 0 | 0 | 0 | 0 | 0 | 0 | 0 | 0
7 | 14 | 17 | 0 | 0 | 0 | 0 | 0 | 0 | 0 | 0 | 0
7 | 14 | 18 | 0 | 0 | 0 | 0 | 0 | 0 | 0 | 0 | 0
7 | 14 | 19 | 0 | 0 | 0 | 0 | 0 | 0 | 0 | 0 | 0
7 | 14 | 20 | 0 | 0 | 0 | 0 | 0 | 0 | 0 | 0 | 0
7 | 14 | 21 | 0 | 0 | 0 | 0 | 0 | 0 | 0 | 0 | 0
7 | 14 | 22 | 0 | 0 | 0 | 0 | 0 | 0 | 0 | 0 | 0
7 | 14 | 23 | 0 | 0 | 0 | 0 | 0 | 0 | 0 | 0 | 0
7 | 14 | 24 | 0 | 0 | 0 | 0 | 0 | 0 | 0 | 0 | 0
7 | 15 | 1 | 0 | 0 | 0 | 0 | 0 | 0 | 0 | 0 | 0
7 | 15 | 2 | 0 | 0 | 0 | 0 | 0 | 0 | 0 | 0 | 0
7 | 15 | 3 | 0 | 0 | 0 | 0 | 0 | 0 | 0 | 0 | 0
7 | 15 | 4 | 0 | 0 | 0 | 0 | 0 | 0 | 0 | 0 | 0
7 | 15 | 5 | 0 | 0 | 0 | 0 | 0 | 0 | 0 | 0 | 0
7 | 15 | 6 | 0 | 0 | 0 | 0 | 0 | 0 | 0 | 0 | 0
7 | 15 | 7 | 0 | 0 | 0 | 0 | 0 | 0 | 0 | 0 | 0
7 | 15 | 8 | 0 | 0 | 0 | 0 | 0 | 0 | 0 | 0 | 0
7 | 15 | 9 | 0 | 0 | 0 | 0 | 0 | 0 | 0 | 0 | 0
7 | 15 | 10 | 0 | 0 | 0 | 0 | 0 | 0 | 0 | 0 | 0
7 | 15 | 11 | 0 | 0 | 0 | 0 | 0 | 0 | 0 | 0 | 0
7 | 15 | 12 | 0 | 0 | 0 | 0 | 0 | 0 | 0 | 0 | 0
7 | 15 | 13 | 0 | 0 | 0 | 0 | 0 | 0 | 0 | 0 | 0
7 | 15 | 14 | 0 | 0 | 0 | 0 | 0 | 0 | 0 | 0 | 0
7 | 15 | 15 | 0 | 0 | 0 | 0 | 0 | 0 | 0 | 0 | 0
7 | 15 | 16 | 0 | 0 | 0 | 0 | 0 | 0 | 0 | 0 | 0
7 | 15 | 17 | 0 | 0 | 0 | 0 | 0 | 0 | 0 | 0 | 0
7 | 15 | 18 | 0 | 0 | 0 | 0 | 0 | 0 | 0 | 0 | 0
7 | 15 | 19 | 0 | 0 | 0 | 0 | 0 | 0 | 0 | 0 | 0
7 | 15 | 20 | 0 | 0 | 0 | 0 | 0 | 0 | 0 | 0 | 0
7 | 15 | 21 | 0 | 0 | 0 | 0 | 0 | 0 | 0 | 0 | 0
7 | 15 | 22 | 0 | 0 | 0 | 0 | 0 | 0 | 0 | 0 | 0
7 | 15 | 23 | 0 | 0 | 0 | 0 | 0 | 0 | 0 | 0 | 0
7 | 15 | 24 | 0 | 0 | 0 | 0 | 0 | 0 | 0 | 0 | 0
7 | 16 | 1 | 0 | 0 | 0 | 0 | 0 | 0 | 0 | 0 | 0
7 | 16 | 2 | 0 | 0 | 0 | 0 | 0 | 0 | 0 | 0 | 0
7 | 16 | 3 | 0 | 0 | 0 | 0 | 0 | 0 | 0 | 0 | 0
7 | 16 | 4 | 0 | 0 | 0 | 0 | 0 | 0 | 0 | 0 | 0
7 | 16 | 5 | 0 | 0 | 0 | 0 | 0 | 0 | 0 | 0 | 0
7 | 16 | 6 | 0 | 0 | 0 | 0 | 0 | 0 | 0 | 0 | 0
7 | 16 | 7 | 0 | 0 | 0 | 0 | 0 | 0 | 0 | 0 | 0
7 | 16 | 8 | 0 | 0 | 0 | 0 | 0 | 0 | 0 | 0 | 0
7 | 16 | 9 | 0 | 0 | 0 | 0 | 0 | 0 | 0 | 0 | 0
7 | 16 | 10 | 0 | 0 | 0 | 0 | 0 | 0 | 0 | 0 | 0
7 | 16 | 11 | 0 | 0 | 0 | 0 | 0 | 0 | 0 | 0 | 0
7 | 16 | 12 | 0 | 0 | 0 | 0 | 0 | 0 | 0 | 0 | 0
7 | 16 | 13 | 0 | 0 | 0 | 0 | 0 | 0 | 0 | 0 | 0
7 | 16 | 14 | 0 | 0 | 0 | 0 | 0 | 0 | 0 | 0 | 0
7 | 16 | 15 | 0 | 0 | 0 | 0 | 0 | 0 | 0 | 0 | 0
7 | 16 | 16 | 0 | 0 | 0 | 0 | 0 | 0 | 0 | 0 | 0
7 | 16 | 17 | 0 | 0 | 0 | 0 | 0 | 0 | 0 | 0 | 0
7 | 16 | 18 | 0 | 0 | 0 | 0 | 0 | 0 | 0 | 0 | 0
7 | 16 | 19 | 0 | 0 | 0 | 0 | 0 | 0 | 0 | 0 | 0
7 | 16 | 20 | 0 | 0 | 0 | 0 | 0 | 0 | 0 | 0 | 0
7 | 16 | 21 | 0 | 0 | 0 | 0 | 0 | 0 | 0 | 0 | 0
7 | 16 | 22 | 0 | 0 | 0 | 0 | 0 | 0 | 0 | 0 | 0
7 | 16 | 23 | 0 | 0 | 0 | 0 | 0 | 0 | 0 | 0 | 0
7 | 16 | 24 | 0 | 0 | 0 | 0 | 0 | 0 | 0 | 0 | 0
7 | 17 | 1 | 0 | 0 | 0 | 0 | 0 | 0 | 0 | 0 | 0
7 | 17 | 2 | 0 | 0 | 0 | 0 | 0 | 0 | 0 | 0 | 0
7 | 17 | 3 | 0 | 0 | 0 | 0 | 0 | 0 | 0 | 0 | 0
7 | 17 | 4 | 0 | 0 | 0 | 0 | 0 | 0 | 0 | 0 | 0
7 | 17 | 5 | 0 | 0 | 0 | 0 | 0 | 0 | 0 | 0 | 0
7 | 17 | 6 | 0 | 0 | 0 | 0 | 0 | 0 | 0 | 0 | 0
7 | 17 | 7 | 0 | 0 | 0 | 0 | 0 | 0 | 0 | 0 | 0
7 | 17 | 8 | 0 | 0 | 0 | 0 | 0 | 0 | 0 | 0 | 0
7 | 17 | 9 | 0 | 0 | 0 | 0 | 0 | 0 | 0 | 0 | 0
7 | 17 | 10 | 0 | 0 | 0 | 0 | 0 | 0 | 0 | 0 | 0
7 | 17 | 11 | 0 | 0 | 0 | 0 | 0 | 0 | 0 | 0 | 0
7 | 17 | 12 | 0 | 0 | 0 | 0 | 0 | 0 | 0 | 0 | 0
7 | 17 | 13 | 0 | 0 | 0 | 0 | 0 | 0 | 0 | 0 | 0
7 | 17 | 14 | 0 | 0 | 0 | 0 | 0 | 0 | 0 | 0 | 0
7 | 17 | 15 | 0 | 0 | 0 | 0 | 0 | 0 | 0 | 0 | 0
7 | 17 | 16 | 0 | 0 | 0 | 0 | 0 | 0 | 0 | 0 | 0
7 | 17 | 17 | 0 | 0 | 0 | 0 | 0 | 0 | 0 | 0 | 0
7 | 17 | 18 | 0 | 0 | 0 | 0 | 0 | 0 | 0 | 0 | 0
7 | 17 | 19 | 0 | 0 | 0 | 0 | 0 | 0 | 0 | 0 | 0
7 | 17 | 20 | 0 | 0 | 0 | 0 | 0 | 0 | 0 | 0 | 0
7 | 17 | 21 | 0 | 0 | 0 | 0 | 0 | 0 | 0 | 0 | 0
7 | 17 | 22 | 0 | 0 | 0 | 0 | 0 | 0 | 0 | 0 | 0
7 | 17 | 23 | 0 | 0 | 0 | 0 | 0 | 0 | 0 | 0 | 0
7 | 17 | 24 | 0 | 0 | 0 | 0 | 0 | 0 | 0 | 0 | 0
7 | 18 | 1 | 0 | 0 | 0 | 0 | 0 | 0 | 0 | 0 | 0
7 | 18 | 2 | 0 | 0 | 0 | 0 | 0 | 0 | 0 | 0 | 0
7 | 18 | 3 | 0 | 0 | 0 | 0 | 0 | 0 | 0 | 0 | 0
7 | 18 | 4 | 0 | 0 | 0 | 0 | 0 | 0 | 0 | 0 | 0
7 | 18 | 5 | 0 | 0 | 0 | 0 | 0 | 0 | 0 | 0 | 0
7 | 18 | 6 | 0 | 0 | 0 | 0 | 0 | 0 | 0 | 0 | 0
7 | 18 | 7 | 0 | 0 | 0 | 0 | 0 | 0 | 0 | 0 | 0
7 | 18 | 8 | 0 | 0 | 0 | 0 | 0 | 0 | 0 | 0 | 0
7 | 18 | 9 | 0 | 0 | 0 | 0 | 0 | 0 | 0 | 0 | 0
7 | 18 | 10 | 0 | 0 | 0 | 0 | 0 | 0 | 0 | 0 | 0
7 | 18 | 11 | 0 | 0 | 0 | 0 | 0 | 0 | 0 | 0 | 0
7 | 18 | 12 | 0 | 0 | 0 | 0 | 0 | 0 | 0 | 0 | 0
7 | 18 | 13 | 0 | 0 | 0 | 0 | 0 | 0 | 0 | 0 | 0
7 | 18 | 14 | 0 | 0 | 0 | 0 | 0 | 0 | 0 | 0 | 0
7 | 18 | 15 | 0 | 0 | 0 | 0 | 0 | 0 | 0 | 0 | 0
7 | 18 | 16 | 0 | 0 | 0 | 0 | 0 | 0 | 0 | 0 | 0
7 | 18 | 17 | 0 | 0 | 0 | 0 | 0 | 0 | 0 | 0 | 0
7 | 18 | 18 | 0 | 0 | 0 | 0 | 0 | 0 | 0 | 0 | 0
7 | 18 | 19 | 0 | 0 | 0 | 0 | 0 | 0 | 0 | 0 | 0
7 | 18 | 20 | 0 | 0 | 0 | 0 | 0 | 0 | 0 | 0 | 0
7 | 18 | 21 | 0 | 0 | 0 | 0 | 0 | 0 | 0 | 0 | 0
7 | 18 | 22 | 0 | 0 | 0 | 0 | 0 | 0 | 0 | 0 | 0
7 | 18 | 23 | 0 | 0 | 0 | 0 | 0 | 0 | 0 | 0 | 0
7 | 18 | 24 | 0 | 0 | 0 | 0 | 0 | 0 | 0 | 0 | 0
7 | 19 | 1 | 0 | 0 | 0 | 0 | 0 | 0 | 0 | 0 | 0
7 | 19 | 2 | 0 | 0 | 0 | 0 | 0 | 0 | 0 | 0 | 0
7 | 19 | 3 | 0 | 0 | 0 | 0 | 0 | 0 | 0 | 0 | 0
7 | 19 | 4 | 0 | 0 | 0 | 0 | 0 | 0 | 0 | 0 | 0
7 | 19 | 5 | 0 | 0 | 0 | 0 | 0 | 0 | 0 | 0 | 0
7 | 19 | 6 | 0 | 0 | 0 | 0 | 0 | 0 | 0 | 0 | 0
7 | 19 | 7 | 0 | 0 | 0 | 0 | 0 | 0 | 0 | 0 | 0
7 | 19 | 8 | 0 | 0 | 0 | 0 | 0 | 0 | 0 | 0 | 0
7 | 19 | 9 | 0 | 0 | 0 | 0 | 0 | 0 | 0 | 0 | 0
7 | 19 | 10 | 0 | 0 | 0 | 0 | 0 | 0 | 0 | 0 | 0
7 | 19 | 11 | 0 | 0 | 0 | 0 | 0 | 0 | 0 | 0 | 0
7 | 19 | 12 | 0 | 0 | 0 | 0 | 0 | 0 | 0 | 0 | 0
7 | 19 | 13 | 0 | 0 | 0 | 0 | 0 | 0 | 0 | 0 | 0
7 | 19 | 14 | 0 | 0 | 0 | 0 | 0 | 0 | 0 | 0 | 0
7 | 19 | 15 | 0 | 0 | 0 | 0 | 0 | 0 | 0 | 0 | 0
7 | 19 | 16 | 0 | 0 | 0 | 0 | 0 | 0 | 0 | 0 | 0
7 | 19 | 17 | 0 | 0 | 0 | 0 | 0 | 0 | 0 | 0 | 0
7 | 19 | 18 | 0 | 0 | 0 | 0 | 0 | 0 | 0 | 0 | 0
7 | 19 | 19 | 0 | 0 | 0 | 0 | 0 | 0 | 0 | 0 | 0
7 | 19 | 20 | 0 | 0 | 0 | 0 | 0 | 0 | 0 | 0 | 0
7 | 19 | 21 | 0 | 0 | 0 | 0 | 0 | 0 | 0 | 0 | 0
7 | 19 | 22 | 0 | 0 | 0 | 0 | 0 | 0 | 0 | 0 | 0
7 | 19 | 23 | 0 | 0 | 0 | 0 | 0 | 0 | 0 | 0 | 0
7 | 19 | 24 | 0 | 0 | 0 | 0 | 0 | 0 | 0 | 0 | 0
7 | 20 | 1 | 0 | 0 | 0 | 0 | 0 | 0 | 0 | 0 | 0
7 | 20 | 2 | 0 | 0 | 0 | 0 | 0 | 0 | 0 | 0 | 0
7 | 20 | 3 | 0 | 0 | 0 | 0 | 0 | 0 | 0 | 0 | 0
7 | 20 | 4 | 0 | 0 | 0 | 0 | 0 | 0 | 0 | 0 | 0
7 | 20 | 5 | 0 | 0 | 0 | 0 | 0 | 0 | 0 | 0 | 0
7 | 20 | 6 | 0 | 0 | 0 | 0 | 0 | 0 | 0 | 0 | 0
7 | 20 | 7 | 0 | 0 | 0 | 0 | 0 | 0 | 0 | 0 | 0
7 | 20 | 8 | 0 | 0 | 0 | 0 | 0 | 0 | 0 | 0 | 0
7 | 20 | 9 | 0 | 0 | 0 | 0 | 0 | 0 | 0 | 0 | 0
7 | 20 | 10 | 0 | 0 | 0 | 0 | 0 | 0 | 0 | 0 | 0
7 | 20 | 11 | 0 | 0 | 0 | 0 | 0 | 0 | 0 | 0 | 0
7 | 20 | 12 | 0 | 0 | 0 | 0 | 0 | 0 | 0 | 0 | 0
7 | 20 | 13 | 0 | 0 | 0 | 0 | 0 | 0 | 0 | 0 | 0
7 | 20 | 14 | 0 | 0 | 0 | 0 | 0 | 0 | 0 | 0 | 0
7 | 20 | 15 | 0 | 0 | 0 | 0 | 0 | 0 | 0 | 0 | 0
7 | 20 | 16 | 0 | 0 | 0 | 0 | 0 | 0 | 0 | 0 | 0
7 | 20 | 17 | 0 | 0 | 0 | 0 | 0 | 0 | 0 | 0 | 0
7 | 20 | 18 | 0 | 0 | 0 | 0 | 0 | 0 | 0 | 0 | 0
7 | 20 | 19 | 0 | 0 | 0 | 0 | 0 | 0 | 0 | 0 | 0
7 | 20 | 20 | 0 | 0 | 0 | 0 | 0 | 0 | 0 | 0 | 0
7 | 20 | 21 | 0 | 0 | 0 | 0 | 0 | 0 | 0 | 0 | 0
7 | 20 | 22 | 0 | 0 | 0 | 0 | 0 | 0 | 0 | 0 | 0
7 | 20 | 23 | 0 | 0 | 0 | 0 | 0 | 0 | 0 | 0 | 0
7 | 20 | 24 | 0 | 0 | 0 | 0 | 0 | 0 | 0 | 0 | 0
7 | 21 | 1 | 0 | 0 | 0 | 0 | 0 | 0 | 0 | 0 | 0
7 | 21 | 2 | 0 | 0 | 0 | 0 | 0 | 0 | 0 | 0 | 0
7 | 21 | 3 | 0 | 0 | 0 | 0 | 0 | 0 | 0 | 0 | 0
7 | 21 | 4 | 0 | 0 | 0 | 0 | 0 | 0 | 0 | 0 | 0
7 | 21 | 5 | 0 | 0 | 0 | 0 | 0 | 0 | 0 | 0 | 0
7 | 21 | 6 | 0 | 0 | 0 | 0 | 0 | 0 | 0 | 0 | 0
7 | 21 | 7 | 0 | 0 | 0 | 0 | 0 | 0 | 0 | 0 | 0
7 | 21 | 8 | 0 | 0 | 0 | 0 | 0 | 0 | 0 | 0 | 0
7 | 21 | 9 | 0 | 0 | 0 | 0 | 0 | 0 | 0 | 0 | 0
7 | 21 | 10 | 0 | 0 | 0 | 0 | 0 | 0 | 0 | 0 | 0
7 | 21 | 11 | 0 | 0 | 0 | 0 | 0 | 0 | 0 | 0 | 0
7 | 21 | 12 | 0 | 0 | 0 | 0 | 0 | 0 | 0 | 0 | 0
7 | 21 | 13 | 0 | 0 | 0 | 0 | 0 | 0 | 0 | 0 | 0
7 | 21 | 14 | 0 | 0 | 0 | 0 | 0 | 0 | 0 | 0 | 0
7 | 21 | 15 | 0 | 0 | 0 | 0 | 0 | 0 | 0 | 0 | 0
7 | 21 | 16 | 0 | 0 | 0 | 0 | 0 | 0 | 0 | 0 | 0
7 | 21 | 17 | 0 | 0 | 0 | 0 | 0 | 0 | 0 | 0 | 0
7 | 21 | 18 | 0 | 0 | 0 | 0 | 0 | 0 | 0 | 0 | 0
7 | 21 | 19 | 0 | 0 | 0 | 0 | 0 | 0 | 0 | 0 | 0
7 | 21 | 20 | 0 | 0 | 0 | 0 | 0 | 0 | 0 | 0 | 0
7 | 21 | 21 | 0 | 0 | 0 | 0 | 0 | 0 | 0 | 0 | 0
7 | 21 | 22 | 0 | 0 | 0 | 0 | 0 | 0 | 0 | 0 | 0
7 | 21 | 23 | 0 | 0 | 0 | 0 | 0 | 0 | 0 | 0 | 0
7 | 21 | 24 | 0 | 0 | 0 | 0 | 0 | 0 | 0 | 0 | 0
7 | 22 | 1 | 0 | 0 | 0 | 0 | 0 | 0 | 0 | 0 | 0
7 | 22 | 2 | 0 | 0 | 0 | 0 | 0 | 0 | 0 | 0 | 0
7 | 22 | 3 | 0 | 0 | 0 | 0 | 0 | 0 | 0 | 0 | 0
7 | 22 | 4 | 0 | 0 | 0 | 0 | 0 | 0 | 0 | 0 | 0
7 | 22 | 5 | 0 | 0 | 0 | 0 | 0 | 0 | 0 | 0 | 0
7 | 22 | 6 | 0 | 0 | 0 | 0 | 0 | 0 | 0 | 0 | 0
7 | 22 | 7 | 0 | 0 | 0 | 0 | 0 | 0 | 0 | 0 | 0
7 | 22 | 8 | 0 | 0 | 0 | 0 | 0 | 0 | 0 | 0 | 0
7 | 22 | 9 | 0 | 0 | 0 | 0 | 0 | 0 | 0 | 0 | 0
7 | 22 | 10 | 0 | 0 | 0 | 0 | 0 | 0 | 0 | 0 | 0
7 | 22 | 11 | 0 | 0 | 0 | 0 | 0 | 0 | 0 | 0 | 0
7 | 22 | 12 | 0 | 0 | 0 | 0 | 0 | 0 | 0 | 0 | 0
7 | 22 | 13 | 0 | 0 | 0 | 0 | 0 | 0 | 0 | 0 | 0
7 | 22 | 14 | 0 | 0 | 0 | 0 | 0 | 0 | 0 | 0 | 0
7 | 22 | 15 | 0 | 0 | 0 | 0 | 0 | 0 | 0 | 0 | 0
7 | 22 | 16 | 0 | 0 | 0 | 0 | 0 | 0 | 0 | 0 | 0
7 | 22 | 17 | 0 | 0 | 0 | 0 | 0 | 0 | 0 | 0 | 0
7 | 22 | 18 | 0 | 0 | 0 | 0 | 0 | 0 | 0 | 0 | 0
7 | 22 | 19 | 0 | 0 | 0 | 0 | 0 | 0 | 0 | 0 | 0
7 | 22 | 20 | 0 | 0 | 0 | 0 | 0 | 0 | 0 | 0 | 0
7 | 22 | 21 | 0 | 0 | 0 | 0 | 0 | 0 | 0 | 0 | 0
7 | 22 | 22 | 0 | 0 | 0 | 0 | 0 | 0 | 0 | 0 | 0
7 | 22 | 23 | 0 | 0 | 0 | 0 | 0 | 0 | 0 | 0 | 0
7 | 22 | 24 | 0 | 0 | 0 | 0 | 0 | 0 | 0 | 0 | 0
7 | 23 | 1 | 0 | 0 | 0 | 0 | 0 | 0 | 0 | 0 | 0
7 | 23 | 2 | 0 | 0 | 0 | 0 | 0 | 0 | 0 | 0 | 0
7 | 23 | 3 | 0 | 0 | 0 | 0 | 0 | 0 | 0 | 0 | 0
7 | 23 | 4 | 0 | 0 | 0 | 0 | 0 | 0 | 0 | 0 | 0
7 | 23 | 5 | 0 | 0 | 0 | 0 | 0 | 0 | 0 | 0 | 0
7 | 23 | 6 | 0 | 0 | 0 | 0 | 0 | 0 | 0 | 0 | 0
7 | 23 | 7 | 0 | 0 | 0 | 0 | 0 | 0 | 0 | 0 | 0
7 | 23 | 8 | 0 | 0 | 0 | 0 | 0 | 0 | 0 | 0 | 0
7 | 23 | 9 | 0 | 0 | 0 | 0 | 0 | 0 | 0 | 0 | 0
7 | 23 | 10 | 0 | 0 | 0 | 0 | 0 | 0 | 0 | 0 | 0
7 | 23 | 11 | 0 | 0 | 0 | 0 | 0 | 0 | 0 | 0 | 0
7 | 23 | 12 | 0 | 0 | 0 | 0 | 0 | 0 | 0 | 0 | 0
7 | 23 | 13 | 0 | 0 | 0 | 0 | 0 | 0 | 0 | 0 | 0
7 | 23 | 14 | 0 | 0 | 0 | 0 | 0 | 0 | 0 | 0 | 0
7 | 23 | 15 | 0 | 0 | 0 | 0 | 0 | 0 | 0 | 0 | 0
7 | 23 | 16 | 0 | 0 | 0 | 0 | 0 | 0 | 0 | 0 | 0
7 | 23 | 17 | 0 | 0 | 0 | 0 | 0 | 0 | 0 | 0 | 0
7 | 23 | 18 | 0 | 0 | 0 | 0 | 0 | 0 | 0 | 0 | 0
7 | 23 | 19 | 0 | 0 | 0 | 0 | 0 | 0 | 0 | 0 | 0
7 | 23 | 20 | 0 | 0 | 0 | 0 | 0 | 0 | 0 | 0 | 0
7 | 23 | 21 | 0 | 0 | 0 | 0 | 0 | 0 | 0 | 0 | 0
7 | 23 | 22 | 0 | 0 | 0 | 0 | 0 | 0 | 0 | 0 | 0
7 | 23 | 23 | 0 | 0 | 0 | 0 | 0 | 0 | 0 | 0 | 0
7 | 23 | 24 | 0 | 0 | 0 | 0 | 0 | 0 | 0 | 0 | 0
7 | 24 | 1 | 0 | 0 | 0 | 0 | 0 | 0 | 0 | 0 | 0
7 | 24 | 2 | 0 | 0 | 0 | 0 | 0 | 0 | 0 | 0 | 0
7 | 24 | 3 | 0 | 0 | 0 | 0 | 0 | 0 | 0 | 0 | 0
7 | 24 | 4 | 0 | 0 | 0 | 0 | 0 | 0 | 0 | 0 | 0
7 | 24 | 5 | 0 | 0 | 0 | 0 | 0 | 0 | 0 | 0 | 0
7 | 24 | 6 | 0 | 0 | 0 | 0 | 0 | 0 | 0 | 0 | 0
7 | 24 | 7 | 0 | 0 | 0 | 0 | 0 | 0 | 0 | 0 | 0
7 | 24 | 8 | 0 | 0 | 0 | 0 | 0 | 0 | 0 | 0 | 0
7 | 24 | 9 | 0 | 0 | 0 | 0 | 0 | 0 | 0 | 0 | 0
7 | 24 | 10 | 0 | 0 | 0 | 0 | 0 | 0 | 0 | 0 | 0
7 | 24 | 11 | 0 | 0 | 0 | 0 | 0 | 0 | 0 | 0 | 0
7 | 24 | 12 | 0 | 0 | 0 | 0 | 0 | 0 | 0 | 0 | 0
7 | 24 | 13 | 0 | 0 | 0 | 0 | 0 | 0 | 0 | 0 | 0
7 | 24 | 14 | 0 | 0 | 0 | 0 | 0 | 0 | 0 | 0 | 0
7 | 24 | 15 | 0 | 0 | 0 | 0 | 0 | 0 | 0 | 0 | 0
7 | 24 | 16 | 0 | 0 | 0 | 0 | 0 | 0 | 0 | 0 | 0
7 | 24 | 17 | 0 | 0 | 0 | 0 | 0 | 0 | 0 | 0 | 0
7 | 24 | 18 | 0 | 0 | 0 | 0 | 0 | 0 | 0 | 0 | 0
7 | 24 | 19 | 0 | 0 | 0 | 0 | 0 | 0 | 0 | 0 | 0
7 | 24 | 20 | 0 | 0 | 0 | 0 | 0 | 0 | 0 | 0 | 0
7 | 24 | 21 | 0 | 0 | 0 | 0 | 0 | 0 | 0 | 0 | 0
7 | 24 | 22 | 0 | 0 | 0 | 0 | 0 | 0 | 0 | 0 | 0
7 | 24 | 23 | 0 | 0 | 0 | 0 | 0 | 0 | 0 | 0 | 0
7 | 24 | 24 | 0 | 0 | 0 | 0 | 0 | 0 | 0 | 0 | 0
7 | 25 | 1 | 0 | 0 | 0 | 0 | 0 | 0 | 0 | 0 | 0
7 | 25 | 2 | 0 | 0 | 0 | 0 | 0 | 0 | 0 | 0 | 0
7 | 25 | 3 | 0 | 0 | 0 | 0 | 0 | 0 | 0 | 0 | 0
7 | 25 | 4 | 0 | 0 | 0 | 0 | 0 | 0 | 0 | 0 | 0
7 | 25 | 5 | 0 | 0 | 0 | 0 | 0 | 0 | 0 | 0 | 0
7 | 25 | 6 | 0 | 0 | 0 | 0 | 0 | 0 | 0 | 0 | 0
7 | 25 | 7 | 0 | 0 | 0 | 0 | 0 | 0 | 0 | 0 | 0
7 | 25 | 8 | 0 | 0 | 0 | 0 | 0 | 0 | 0 | 0 | 0
7 | 25 | 9 | 0 | 0 | 0 | 0 | 0 | 0 | 0 | 0 | 0
7 | 25 | 10 | 0 | 0 | 0 | 0 | 0 | 0 | 0 | 0 | 0
7 | 25 | 11 | 0 | 0 | 0 | 0 | 0 | 0 | 0 | 0 | 0
7 | 25 | 12 | 0 | 0 | 0 | 0 | 0 | 0 | 0 | 0 | 0
7 | 25 | 13 | 0 | 0 | 0 | 0 | 0 | 0 | 0 | 0 | 0
7 | 25 | 14 | 0 | 0 | 0 | 0 | 0 | 0 | 0 | 0 | 0
7 | 25 | 15 | 0 | 0 | 0 | 0 | 0 | 0 | 0 | 0 | 0
7 | 25 | 16 | 0 | 0 | 0 | 0 | 0 | 0 | 0 | 0 | 0
7 | 25 | 17 | 0 | 0 | 0 | 0 | 0 | 0 | 0 | 0 | 0
7 | 25 | 18 | 0 | 0 | 0 | 0 | 0 | 0 | 0 | 0 | 0
7 | 25 | 19 | 0 | 0 | 0 | 0 | 0 | 0 | 0 | 0 | 0
7 | 25 | 20 | 0 | 0 | 0 | 0 | 0 | 0 | 0 | 0 | 0
7 | 25 | 21 | 0 | 0 | 0 | 0 | 0 | 0 | 0 | 0 | 0
7 | 25 | 22 | 0 | 0 | 0 | 0 | 0 | 0 | 0 | 0 | 0
7 | 25 | 23 | 0 | 0 | 0 | 0 | 0 | 0 | 0 | 0 | 0
7 | 25 | 24 | 0 | 0 | 0 | 0 | 0 | 0 | 0 | 0 | 0
7 | 26 | 1 | 0 | 0 | 0 | 0 | 0 | 0 | 0 | 0 | 0
7 | 26 | 2 | 0 | 0 | 0 | 0 | 0 | 0 | 0 | 0 | 0
7 | 26 | 3 | 0 | 0 | 0 | 0 | 0 | 0 | 0 | 0 | 0
7 | 26 | 4 | 0 | 0 | 0 | 0 | 0 | 0 | 0 | 0 | 0
7 | 26 | 5 | 0 | 0 | 0 | 0 | 0 | 0 | 0 | 0 | 0
7 | 26 | 6 | 0 | 0 | 0 | 0 | 0 | 0 | 0 | 0 | 0
7 | 26 | 7 | 0 | 0 | 0 | 0 | 0 | 0 | 0 | 0 | 0
7 | 26 | 8 | 0 | 0 | 0 | 0 | 0 | 0 | 0 | 0 | 0
7 | 26 | 9 | 0 | 0 | 0 | 0 | 0 | 0 | 0 | 0 | 0
7 | 26 | 10 | 0 | 0 | 0 | 0 | 0 | 0 | 0 | 0 | 0
7 | 26 | 11 | 0 | 0 | 0 | 0 | 0 | 0 | 0 | 0 | 0
7 | 26 | 12 | 0 | 0 | 0 | 0 | 0 | 0 | 0 | 0 | 0
7 | 26 | 13 | 0 | 0 | 0 | 0 | 0 | 0 | 0 | 0 | 0
7 | 26 | 14 | 0 | 0 | 0 | 0 | 0 | 0 | 0 | 0 | 0
7 | 26 | 15 | 0 | 0 | 0 | 0 | 0 | 0 | 0 | 0 | 0
7 | 26 | 16 | 0 | 0 | 0 | 0 | 0 | 0 | 0 | 0 | 0
7 | 26 | 17 | 0 | 0 | 0 | 0 | 0 | 0 | 0 | 0 | 0
7 | 26 | 18 | 0 | 0 | 0 | 0 | 0 | 0 | 0 | 0 | 0
7 | 26 | 19 | 0 | 0 | 0 | 0 | 0 | 0 | 0 | 0 | 0
7 | 26 | 20 | 0 | 0 | 0 | 0 | 0 | 0 | 0 | 0 | 0
7 | 26 | 21 | 0 | 0 | 0 | 0 | 0 | 0 | 0 | 0 | 0
7 | 26 | 22 | 0 | 0 | 0 | 0 | 0 | 0 | 0 | 0 | 0
7 | 26 | 23 | 0 | 0 | 0 | 0 | 0 | 0 | 0 | 0 | 0
7 | 26 | 24 | 0 | 0 | 0 | 0 | 0 | 0 | 0 | 0 | 0
7 | 27 | 1 | 0 | 0 | 0 | 0 | 0 | 0 | 0 | 0 | 0
7 | 27 | 2 | 0 | 0 | 0 | 0 | 0 | 0 | 0 | 0 | 0
7 | 27 | 3 | 0 | 0 | 0 | 0 | 0 | 0 | 0 | 0 | 0
7 | 27 | 4 | 0 | 0 | 0 | 0 | 0 | 0 | 0 | 0 | 0
7 | 27 | 5 | 0 | 0 | 0 | 0 | 0 | 0 | 0 | 0 | 0
7 | 27 | 6 | 0 | 0 | 0 | 0 | 0 | 0 | 0 | 0 | 0
7 | 27 | 7 | 0 | 0 | 0 | 0 | 0 | 0 | 0 | 0 | 0
7 | 27 | 8 | 0 | 0 | 0 | 0 | 0 | 0 | 0 | 0 | 0
7 | 27 | 9 | 0 | 0 | 0 | 0 | 0 | 0 | 0 | 0 | 0
7 | 27 | 10 | 0 | 0 | 0 | 0 | 0 | 0 | 0 | 0 | 0
7 | 27 | 11 | 0 | 0 | 0 | 0 | 0 | 0 | 0 | 0 | 0
7 | 27 | 12 | 0 | 0 | 0 | 0 | 0 | 0 | 0 | 0 | 0
7 | 27 | 13 | 0 | 0 | 0 | 0 | 0 | 0 | 0 | 0 | 0
7 | 27 | 14 | 0 | 0 | 0 | 0 | 0 | 0 | 0 | 0 | 0
7 | 27 | 15 | 0 | 0 | 0 | 0 | 0 | 0 | 0 | 0 | 0
7 | 27 | 16 | 0 | 0 | 0 | 0 | 0 | 0 | 0 | 0 | 0
7 | 27 | 17 | 0 | 0 | 0 | 0 | 0 | 0 | 0 | 0 | 0
7 | 27 | 18 | 0 | 0 | 0 | 0 | 0 | 0 | 0 | 0 | 0
7 | 27 | 19 | 0 | 0 | 0 | 0 | 0 | 0 | 0 | 0 | 0
7 | 27 | 20 | 0 | 0 | 0 | 0 | 0 | 0 | 0 | 0 | 0
7 | 27 | 21 | 0 | 0 | 0 | 0 | 0 | 0 | 0 | 0 | 0
7 | 27 | 22 | 0 | 0 | 0 | 0 | 0 | 0 | 0 | 0 | 0
7 | 27 | 23 | 0 | 0 | 0 | 0 | 0 | 0 | 0 | 0 | 0
7 | 27 | 24 | 0 | 0 | 0 | 0 | 0 | 0 | 0 | 0 | 0
7 | 28 | 1 | 0 | 0 | 0 | 0 | 0 | 0 | 0 | 0 | 0
7 | 28 | 2 | 0 | 0 | 0 | 0 | 0 | 0 | 0 | 0 | 0
7 | 28 | 3 | 0 | 0 | 0 | 0 | 0 | 0 | 0 | 0 | 0
7 | 28 | 4 | 0 | 0 | 0 | 0 | 0 | 0 | 0 | 0 | 0
7 | 28 | 5 | 0 | 0 | 0 | 0 | 0 | 0 | 0 | 0 | 0
7 | 28 | 6 | 0 | 0 | 0 | 0 | 0 | 0 | 0 | 0 | 0
7 | 28 | 7 | 0 | 0 | 0 | 0 | 0 | 0 | 0 | 0 | 0
7 | 28 | 8 | 0 | 0 | 0 | 0 | 0 | 0 | 0 | 0 | 0
7 | 28 | 9 | 0 | 0 | 0 | 0 | 0 | 0 | 0 | 0 | 0
7 | 28 | 10 | 0 | 0 | 0 | 0 | 0 | 0 | 0 | 0 | 0
7 | 28 | 11 | 0 | 0 | 0 | 0 | 0 | 0 | 0 | 0 | 0
7 | 28 | 12 | 0 | 0 | 0 | 0 | 0 | 0 | 0 | 0 | 0
7 | 28 | 13 | 0 | 0 | 0 | 0 | 0 | 0 | 0 | 0 | 0
7 | 28 | 14 | 0 | 0 | 0 | 0 | 0 | 0 | 0 | 0 | 0
7 | 28 | 15 | 0 | 0 | 0 | 0 | 0 | 0 | 0 | 0 | 0
7 | 28 | 16 | 0 | 0 | 0 | 0 | 0 | 0 | 0 | 0 | 0
7 | 28 | 17 | 0 | 0 | 0 | 0 | 0 | 0 | 0 | 0 | 0
7 | 28 | 18 | 0 | 0 | 0 | 0 | 0 | 0 | 0 | 0 | 0
7 | 28 | 19 | 0 | 0 | 0 | 0 | 0 | 0 | 0 | 0 | 0
7 | 28 | 20 | 0 | 0 | 0 | 0 | 0 | 0 | 0 | 0 | 0
7 | 28 | 21 | 0 | 0 | 0 | 0 | 0 | 0 | 0 | 0 | 0
7 | 28 | 22 | 0 | 0 | 0 | 0 | 0 | 0 | 0 | 0 | 0
7 | 28 | 23 | 0 | 0 | 0 | 0 | 0 | 0 | 0 | 0 | 0
7 | 28 | 24 | 0 | 0 | 0 | 0 | 0 | 0 | 0 | 0 | 0
7 | 29 | 1 | 0 | 0 | 0 | 0 | 0 | 0 | 0 | 0 | 0
7 | 29 | 2 | 0 | 0 | 0 | 0 | 0 | 0 | 0 | 0 | 0
7 | 29 | 3 | 0 | 0 | 0 | 0 | 0 | 0 | 0 | 0 | 0
7 | 29 | 4 | 0 | 0 | 0 | 0 | 0 | 0 | 0 | 0 | 0
7 | 29 | 5 | 0 | 0 | 0 | 0 | 0 | 0 | 0 | 0 | 0
7 | 29 | 6 | 0 | 0 | 0 | 0 | 0 | 0 | 0 | 0 | 0
7 | 29 | 7 | 0 | 0 | 0 | 0 | 0 | 0 | 0 | 0 | 0
7 | 29 | 8 | 0 | 0 | 0 | 0 | 0 | 0 | 0 | 0 | 0
7 | 29 | 9 | 0 | 0 | 0 | 0 | 0 | 0 | 0 | 0 | 0
7 | 29 | 10 | 0 | 0 | 0 | 0 | 0 | 0 | 0 | 0 | 0
7 | 29 | 11 | 0 | 0 | 0 | 0 | 0 | 0 | 0 | 0 | 0
7 | 29 | 12 | 0 | 0 | 0 | 0 | 0 | 0 | 0 | 0 | 0
7 | 29 | 13 | 0 | 0 | 0 | 0 | 0 | 0 | 0 | 0 | 0
7 | 29 | 14 | 0 | 0 | 0 | 0 | 0 | 0 | 0 | 0 | 0
7 | 29 | 15 | 0 | 0 | 0 | 0 | 0 | 0 | 0 | 0 | 0
7 | 29 | 16 | 0 | 0 | 0 | 0 | 0 | 0 | 0 | 0 | 0
7 | 29 | 17 | 0 | 0 | 0 | 0 | 0 | 0 | 0 | 0 | 0
7 | 29 | 18 | 0 | 0 | 0 | 0 | 0 | 0 | 0 | 0 | 0
7 | 29 | 19 | 0 | 0 | 0 | 0 | 0 | 0 | 0 | 0 | 0
7 | 29 | 20 | 0 | 0 | 0 | 0 | 0 | 0 | 0 | 0 | 0
7 | 29 | 21 | 0 | 0 | 0 | 0 | 0 | 0 | 0 | 0 | 0
7 | 29 | 22 | 0 | 0 | 0 | 0 | 0 | 0 | 0 | 0 | 0
7 | 29 | 23 | 0 | 0 | 0 | 0 | 0 | 0 | 0 | 0 | 0
7 | 29 | 24 | 0 | 0 | 0 | 0 | 0 | 0 | 0 | 0 | 0
7 | 30 | 1 | 0 | 0 | 0 | 0 | 0 | 0 | 0 | 0 | 0
7 | 30 | 2 | 0 | 0 | 0 | 0 | 0 | 0 | 0 | 0 | 0
7 | 30 | 3 | 0 | 0 | 0 | 0 | 0 | 0 | 0 | 0 | 0
7 | 30 | 4 | 0 | 0 | 0 | 0 | 0 | 0 | 0 | 0 | 0
7 | 30 | 5 | 0 | 0 | 0 | 0 | 0 | 0 | 0 | 0 | 0
7 | 30 | 6 | 0 | 0 | 0 | 0 | 0 | 0 | 0 | 0 | 0
7 | 30 | 7 | 0 | 0 | 0 | 0 | 0 | 0 | 0 | 0 | 0
7 | 30 | 8 | 0 | 0 | 0 | 0 | 0 | 0 | 0 | 0 | 0
7 | 30 | 9 | 0 | 0 | 0 | 0 | 0 | 0 | 0 | 0 | 0
7 | 30 | 10 | 0 | 0 | 0 | 0 | 0 | 0 | 0 | 0 | 0
7 | 30 | 11 | 0 | 0 | 0 | 0 | 0 | 0 | 0 | 0 | 0
7 | 30 | 12 | 0 | 0 | 0 | 0 | 0 | 0 | 0 | 0 | 0
7 | 30 | 13 | 0 | 0 | 0 | 0 | 0 | 0 | 0 | 0 | 0
7 | 30 | 14 | 0 | 0 | 0 | 0 | 0 | 0 | 0 | 0 | 0
7 | 30 | 15 | 0 | 0 | 0 | 0 | 0 | 0 | 0 | 0 | 0
7 | 30 | 16 | 0 | 0 | 0 | 0 | 0 | 0 | 0 | 0 | 0
7 | 30 | 17 | 0 | 0 | 0 | 0 | 0 | 0 | 0 | 0 | 0
7 | 30 | 18 | 0 | 0 | 0 | 0 | 0 | 0 | 0 | 0 | 0
7 | 30 | 19 | 0 | 0 | 0 | 0 | 0 | 0 | 0 | 0 | 0
7 | 30 | 20 | 0 | 0 | 0 | 0 | 0 | 0 | 0 | 0 | 0
7 | 30 | 21 | 0 | 0 | 0 | 0 | 0 | 0 | 0 | 0 | 0
7 | 30 | 22 | 0 | 0 | 0 | 0 | 0 | 0 | 0 | 0 | 0
7 | 30 | 23 | 0 | 0 | 0 | 0 | 0 | 0 | 0 | 0 | 0
7 | 30 | 24 | 0 | 0 | 0 | 0 | 0 | 0 | 0 | 0 | 0
7 | 31 | 1 | 0 | 0 | 0 | 0 | 0 | 0 | 0 | 0 | 0
7 | 31 | 2 | 0 | 0 | 0 | 0 | 0 | 0 | 0 | 0 | 0
7 | 31 | 3 | 0 | 0 | 0 | 0 | 0 | 0 | 0 | 0 | 0
7 | 31 | 4 | 0 | 0 | 0 | 0 | 0 | 0 | 0 | 0 | 0
7 | 31 | 5 | 0 | 0 | 0 | 0 | 0 | 0 | 0 | 0 | 0
7 | 31 | 6 | 0 | 0 | 0 | 0 | 0 | 0 | 0 | 0 | 0
7 | 31 | 7 | 0 | 0 | 0 | 0 | 0 | 0 | 0 | 0 | 0
7 | 31 | 8 | 0 | 0 | 0 | 0 | 0 | 0 | 0 | 0 | 0
7 | 31 | 9 | 0 | 0 | 0 | 0 | 0 | 0 | 0 | 0 | 0
7 | 31 | 10 | 0 | 0 | 0 | 0 | 0 | 0 | 0 | 0 | 0
7 | 31 | 11 | 0 | 0 | 0 | 0 | 0 | 0 | 0 | 0 | 0
7 | 31 | 12 | 0 | 0 | 0 | 0 | 0 | 0 | 0 | 0 | 0
7 | 31 | 13 | 0 | 0 | 0 | 0 | 0 | 0 | 0 | 0 | 0
7 | 31 | 14 | 0 | 0 | 0 | 0 | 0 | 0 | 0 | 0 | 0
7 | 31 | 15 | 0 | 0 | 0 | 0 | 0 | 0 | 0 | 0 | 0
7 | 31 | 16 | 0 | 0 | 0 | 0 | 0 | 0 | 0 | 0 | 0
7 | 31 | 17 | 0 | 0 | 0 | 0 | 0 | 0 | 0 | 0 | 0
7 | 31 | 18 | 0 | 0 | 0 | 0 | 0 | 0 | 0 | 0 | 0
7 | 31 | 19 | 0 | 0 | 0 | 0 | 0 | 0 | 0 | 0 | 0
7 | 31 | 20 | 0 | 0 | 0 | 0 | 0 | 0 | 0 | 0 | 0
7 | 31 | 21 | 0 | 0 | 0 | 0 | 0 | 0 | 0 | 0 | 0
7 | 31 | 22 | 0 | 0 | 0 | 0 | 0 | 0 | 0 | 0 | 0
7 | 31 | 23 | 0 | 0 | 0 | 0 | 0 | 0 | 0 | 0 | 0
7 | 31 | 24 | 0 | 0 | 0 | 0 | 0 | 0 | 0 | 0 | 0
8 | 1 | 1 | 0 | 0 | 0 | 0 | 0 | 0 | 0 | 0 | 0
8 | 1 | 2 | 0 | 0 | 0 | 0 | 0 | 0 | 0 | 0 | 0
8 | 1 | 3 | 0 | 0 | 0 | 0 | 0 | 0 | 0 | 0 | 0
8 | 1 | 4 | 0 | 0 | 0 | 0 | 0 | 0 | 0 | 0 | 0
8 | 1 | 5 | 0 | 0 | 0 | 0 | 0 | 0 | 0 | 0 | 0
8 | 1 | 6 | 0 | 0 | 0 | 0 | 0 | 0 | 0 | 0 | 0
8 | 1 | 7 | 0 | 0 | 0 | 0 | 0 | 0 | 0 | 0 | 0
8 | 1 | 8 | 0 | 0 | 0 | 0 | 0 | 0 | 0 | 0 | 0
8 | 1 | 9 | 0 | 0 | 0 | 0 | 0 | 0 | 0 | 0 | 0
8 | 1 | 10 | 0 | 0 | 0 | 0 | 0 | 0 | 0 | 0 | 0
8 | 1 | 11 | 0 | 0 | 0 | 0 | 0 | 0 | 0 | 0 | 0
8 | 1 | 12 | 0 | 0 | 0 | 0 | 0 | 0 | 0 | 0 | 0
8 | 1 | 13 | 0 | 0 | 0 | 0 | 0 | 0 | 0 | 0 | 0
8 | 1 | 14 | 0 | 0 | 0 | 0 | 0 | 0 | 0 | 0 | 0
8 | 1 | 15 | 0 | 0 | 0 | 0 | 0 | 0 | 0 | 0 | 0
8 | 1 | 16 | 0 | 0 | 0 | 0 | 0 | 0 | 0 | 0 | 0
8 | 1 | 17 | 0 | 0 | 0 | 0 | 0 | 0 | 0 | 0 | 0
8 | 1 | 18 | 0 | 0 | 0 | 0 | 0 | 0 | 0 | 0 | 0
8 | 1 | 19 | 0 | 0 | 0 | 0 | 0 | 0 | 0 | 0 | 0
8 | 1 | 20 | 0 | 0 | 0 | 0 | 0 | 0 | 0 | 0 | 0
8 | 1 | 21 | 0 | 0 | 0 | 0 | 0 | 0 | 0 | 0 | 0
8 | 1 | 22 | 0 | 0 | 0 | 0 | 0 | 0 | 0 | 0 | 0
8 | 1 | 23 | 0 | 0 | 0 | 0 | 0 | 0 | 0 | 0 | 0
8 | 1 | 24 | 0 | 0 | 0 | 0 | 0 | 0 | 0 | 0 | 0
8 | 2 | 1 | 0 | 0 | 0 | 0 | 0 | 0 | 0 | 0 | 0
8 | 2 | 2 | 0 | 0 | 0 | 0 | 0 | 0 | 0 | 0 | 0
8 | 2 | 3 | 0 | 0 | 0 | 0 | 0 | 0 | 0 | 0 | 0
8 | 2 | 4 | 0 | 0 | 0 | 0 | 0 | 0 | 0 | 0 | 0
8 | 2 | 5 | 0 | 0 | 0 | 0 | 0 | 0 | 0 | 0 | 0
8 | 2 | 6 | 0 | 0 | 0 | 0 | 0 | 0 | 0 | 0 | 0
8 | 2 | 7 | 0 | 0 | 0 | 0 | 0 | 0 | 0 | 0 | 0
8 | 2 | 8 | 0 | 0 | 0 | 0 | 0 | 0 | 0 | 0 | 0
8 | 2 | 9 | 0 | 0 | 0 | 0 | 0 | 0 | 0 | 0 | 0
8 | 2 | 10 | 0 | 0 | 0 | 0 | 0 | 0 | 0 | 0 | 0
8 | 2 | 11 | 0 | 0 | 0 | 0 | 0 | 0 | 0 | 0 | 0
8 | 2 | 12 | 0 | 0 | 0 | 0 | 0 | 0 | 0 | 0 | 0
8 | 2 | 13 | 0 | 0 | 0 | 0 | 0 | 0 | 0 | 0 | 0
8 | 2 | 14 | 0 | 0 | 0 | 0 | 0 | 0 | 0 | 0 | 0
8 | 2 | 15 | 0 | 0 | 0 | 0 | 0 | 0 | 0 | 0 | 0
8 | 2 | 16 | 0 | 0 | 0 | 0 | 0 | 0 | 0 | 0 | 0
8 | 2 | 17 | 0 | 0 | 0 | 0 | 0 | 0 | 0 | 0 | 0
8 | 2 | 18 | 0 | 0 | 0 | 0 | 0 | 0 | 0 | 0 | 0
8 | 2 | 19 | 0 | 0 | 0 | 0 | 0 | 0 | 0 | 0 | 0
8 | 2 | 20 | 0 | 0 | 0 | 0 | 0 | 0 | 0 | 0 | 0
8 | 2 | 21 | 0 | 0 | 0 | 0 | 0 | 0 | 0 | 0 | 0
8 | 2 | 22 | 0 | 0 | 0 | 0 | 0 | 0 | 0 | 0 | 0
8 | 2 | 23 | 0 | 0 | 0 | 0 | 0 | 0 | 0 | 0 | 0
8 | 2 | 24 | 0 | 0 | 0 | 0 | 0 | 0 | 0 | 0 | 0
8 | 3 | 1 | 0 | 0 | 0 | 0 | 0 | 0 | 0 | 0 | 0
8 | 3 | 2 | 0 | 0 | 0 | 0 | 0 | 0 | 0 | 0 | 0
8 | 3 | 3 | 0 | 0 | 0 | 0 | 0 | 0 | 0 | 0 | 0
8 | 3 | 4 | 0 | 0 | 0 | 0 | 0 | 0 | 0 | 0 | 0
8 | 3 | 5 | 0 | 0 | 0 | 0 | 0 | 0 | 0 | 0 | 0
8 | 3 | 6 | 0 | 0 | 0 | 0 | 0 | 0 | 0 | 0 | 0
8 | 3 | 7 | 0 | 0 | 0 | 0 | 0 | 0 | 0 | 0 | 0
8 | 3 | 8 | 0 | 0 | 0 | 0 | 0 | 0 | 0 | 0 | 0
8 | 3 | 9 | 0 | 0 | 0 | 0 | 0 | 0 | 0 | 0 | 0
8 | 3 | 10 | 0 | 0 | 0 | 0 | 0 | 0 | 0 | 0 | 0
8 | 3 | 11 | 0 | 0 | 0 | 0 | 0 | 0 | 0 | 0 | 0
8 | 3 | 12 | 0 | 0 | 0 | 0 | 0 | 0 | 0 | 0 | 0
8 | 3 | 13 | 0 | 0 | 0 | 0 | 0 | 0 | 0 | 0 | 0
8 | 3 | 14 | 0 | 0 | 0 | 0 | 0 | 0 | 0 | 0 | 0
8 | 3 | 15 | 0 | 0 | 0 | 0 | 0 | 0 | 0 | 0 | 0
8 | 3 | 16 | 0 | 0 | 0 | 0 | 0 | 0 | 0 | 0 | 0
8 | 3 | 17 | 0 | 0 | 0 | 0 | 0 | 0 | 0 | 0 | 0
8 | 3 | 18 | 0 | 0 | 0 | 0 | 0 | 0 | 0 | 0 | 0
8 | 3 | 19 | 0 | 0 | 0 | 0 | 0 | 0 | 0 | 0 | 0
8 | 3 | 20 | 0 | 0 | 0 | 0 | 0 | 0 | 0 | 0 | 0
8 | 3 | 21 | 0 | 0 | 0 | 0 | 0 | 0 | 0 | 0 | 0
8 | 3 | 22 | 0 | 0 | 0 | 0 | 0 | 0 | 0 | 0 | 0
8 | 3 | 23 | 0 | 0 | 0 | 0 | 0 | 0 | 0 | 0 | 0
8 | 3 | 24 | 0 | 0 | 0 | 0 | 0 | 0 | 0 | 0 | 0
8 | 4 | 1 | 0 | 0 | 0 | 0 | 0 | 0 | 0 | 0 | 0
8 | 4 | 2 | 0 | 0 | 0 | 0 | 0 | 0 | 0 | 0 | 0
8 | 4 | 3 | 0 | 0 | 0 | 0 | 0 | 0 | 0 | 0 | 0
8 | 4 | 4 | 0 | 0 | 0 | 0 | 0 | 0 | 0 | 0 | 0
8 | 4 | 5 | 0 | 0 | 0 | 0 | 0 | 0 | 0 | 0 | 0
8 | 4 | 6 | 0 | 0 | 0 | 0 | 0 | 0 | 0 | 0 | 0
8 | 4 | 7 | 0 | 0 | 0 | 0 | 0 | 0 | 0 | 0 | 0
8 | 4 | 8 | 0 | 0 | 0 | 0 | 0 | 0 | 0 | 0 | 0
8 | 4 | 9 | 0 | 0 | 0 | 0 | 0 | 0 | 0 | 0 | 0
8 | 4 | 10 | 0 | 0 | 0 | 0 | 0 | 0 | 0 | 0 | 0
8 | 4 | 11 | 0 | 0 | 0 | 0 | 0 | 0 | 0 | 0 | 0
8 | 4 | 12 | 0 | 0 | 0 | 0 | 0 | 0 | 0 | 0 | 0
8 | 4 | 13 | 0 | 0 | 0 | 0 | 0 | 0 | 0 | 0 | 0
8 | 4 | 14 | 0 | 0 | 0 | 0 | 0 | 0 | 0 | 0 | 0
8 | 4 | 15 | 0 | 0 | 0 | 0 | 0 | 0 | 0 | 0 | 0
8 | 4 | 16 | 0 | 0 | 0 | 0 | 0 | 0 | 0 | 0 | 0
8 | 4 | 17 | 0 | 0 | 0 | 0 | 0 | 0 | 0 | 0 | 0
8 | 4 | 18 | 0 | 0 | 0 | 0 | 0 | 0 | 0 | 0 | 0
8 | 4 | 19 | 0 | 0 | 0 | 0 | 0 | 0 | 0 | 0 | 0
8 | 4 | 20 | 0 | 0 | 0 | 0 | 0 | 0 | 0 | 0 | 0
8 | 4 | 21 | 0 | 0 | 0 | 0 | 0 | 0 | 0 | 0 | 0
8 | 4 | 22 | 0 | 0 | 0 | 0 | 0 | 0 | 0 | 0 | 0
8 | 4 | 23 | 0 | 0 | 0 | 0 | 0 | 0 | 0 | 0 | 0
8 | 4 | 24 | 0 | 0 | 0 | 0 | 0 | 0 | 0 | 0 | 0
8 | 5 | 1 | 0 | 0 | 0 | 0 | 0 | 0 | 0 | 0 | 0
8 | 5 | 2 | 0 | 0 | 0 | 0 | 0 | 0 | 0 | 0 | 0
8 | 5 | 3 | 0 | 0 | 0 | 0 | 0 | 0 | 0 | 0 | 0
8 | 5 | 4 | 0 | 0 | 0 | 0 | 0 | 0 | 0 | 0 | 0
8 | 5 | 5 | 0 | 0 | 0 | 0 | 0 | 0 | 0 | 0 | 0
8 | 5 | 6 | 0 | 0 | 0 | 0 | 0 | 0 | 0 | 0 | 0
8 | 5 | 7 | 0 | 0 | 0 | 0 | 0 | 0 | 0 | 0 | 0
8 | 5 | 8 | 0 | 0 | 0 | 0 | 0 | 0 | 0 | 0 | 0
8 | 5 | 9 | 0 | 0 | 0 | 0 | 0 | 0 | 0 | 0 | 0
8 | 5 | 10 | 0 | 0 | 0 | 0 | 0 | 0 | 0 | 0 | 0
8 | 5 | 11 | 0 | 0 | 0 | 0 | 0 | 0 | 0 | 0 | 0
8 | 5 | 12 | 0 | 0 | 0 | 0 | 0 | 0 | 0 | 0 | 0
8 | 5 | 13 | 0 | 0 | 0 | 0 | 0 | 0 | 0 | 0 | 0
8 | 5 | 14 | 0 | 0 | 0 | 0 | 0 | 0 | 0 | 0 | 0
8 | 5 | 15 | 0 | 0 | 0 | 0 | 0 | 0 | 0 | 0 | 0
8 | 5 | 16 | 0 | 0 | 0 | 0 | 0 | 0 | 0 | 0 | 0
8 | 5 | 17 | 0 | 0 | 0 | 0 | 0 | 0 | 0 | 0 | 0
8 | 5 | 18 | 0 | 0 | 0 | 0 | 0 | 0 | 0 | 0 | 0
8 | 5 | 19 | 0 | 0 | 0 | 0 | 0 | 0 | 0 | 0 | 0
8 | 5 | 20 | 0 | 0 | 0 | 0 | 0 | 0 | 0 | 0 | 0
8 | 5 | 21 | 0 | 0 | 0 | 0 | 0 | 0 | 0 | 0 | 0
8 | 5 | 22 | 0 | 0 | 0 | 0 | 0 | 0 | 0 | 0 | 0
8 | 5 | 23 | 0 | 0 | 0 | 0 | 0 | 0 | 0 | 0 | 0
8 | 5 | 24 | 0 | 0 | 0 | 0 | 0 | 0 | 0 | 0 | 0
8 | 6 | 1 | 0 | 0 | 0 | 0 | 0 | 0 | 0 | 0 | 0
8 | 6 | 2 | 0 | 0 | 0 | 0 | 0 | 0 | 0 | 0 | 0
8 | 6 | 3 | 0 | 0 | 0 | 0 | 0 | 0 | 0 | 0 | 0
8 | 6 | 4 | 0 | 0 | 0 | 0 | 0 | 0 | 0 | 0 | 0
8 | 6 | 5 | 0 | 0 | 0 | 0 | 0 | 0 | 0 | 0 | 0
8 | 6 | 6 | 0 | 0 | 0 | 0 | 0 | 0 | 0 | 0 | 0
8 | 6 | 7 | 0 | 0 | 0 | 0 | 0 | 0 | 0 | 0 | 0
8 | 6 | 8 | 0 | 0 | 0 | 0 | 0 | 0 | 0 | 0 | 0
8 | 6 | 9 | 0 | 0 | 0 | 0 | 0 | 0 | 0 | 0 | 0
8 | 6 | 10 | 0 | 0 | 0 | 0 | 0 | 0 | 0 | 0 | 0
8 | 6 | 11 | 0 | 0 | 0 | 0 | 0 | 0 | 0 | 0 | 0
8 | 6 | 12 | 0 | 0 | 0 | 0 | 0 | 0 | 0 | 0 | 0
8 | 6 | 13 | 0 | 0 | 0 | 0 | 0 | 0 | 0 | 0 | 0
8 | 6 | 14 | 0 | 0 | 0 | 0 | 0 | 0 | 0 | 0 | 0
8 | 6 | 15 | 0 | 0 | 0 | 0 | 0 | 0 | 0 | 0 | 0
8 | 6 | 16 | 0 | 0 | 0 | 0 | 0 | 0 | 0 | 0 | 0
8 | 6 | 17 | 0 | 0 | 0 | 0 | 0 | 0 | 0 | 0 | 0
8 | 6 | 18 | 0 | 0 | 0 | 0 | 0 | 0 | 0 | 0 | 0
8 | 6 | 19 | 0 | 0 | 0 | 0 | 0 | 0 | 0 | 0 | 0
8 | 6 | 20 | 0 | 0 | 0 | 0 | 0 | 0 | 0 | 0 | 0
8 | 6 | 21 | 0 | 0 | 0 | 0 | 0 | 0 | 0 | 0 | 0
8 | 6 | 22 | 0 | 0 | 0 | 0 | 0 | 0 | 0 | 0 | 0
8 | 6 | 23 | 0 | 0 | 0 | 0 | 0 | 0 | 0 | 0 | 0
8 | 6 | 24 | 0 | 0 | 0 | 0 | 0 | 0 | 0 | 0 | 0
8 | 7 | 1 | 0 | 0 | 0 | 0 | 0 | 0 | 0 | 0 | 0
8 | 7 | 2 | 0 | 0 | 0 | 0 | 0 | 0 | 0 | 0 | 0
8 | 7 | 3 | 0 | 0 | 0 | 0 | 0 | 0 | 0 | 0 | 0
8 | 7 | 4 | 0 | 0 | 0 | 0 | 0 | 0 | 0 | 0 | 0
8 | 7 | 5 | 0 | 0 | 0 | 0 | 0 | 0 | 0 | 0 | 0
8 | 7 | 6 | 0 | 0 | 0 | 0 | 0 | 0 | 0 | 0 | 0
8 | 7 | 7 | 0 | 0 | 0 | 0 | 0 | 0 | 0 | 0 | 0
8 | 7 | 8 | 0 | 0 | 0 | 0 | 0 | 0 | 0 | 0 | 0
8 | 7 | 9 | 0 | 0 | 0 | 0 | 0 | 0 | 0 | 0 | 0
8 | 7 | 10 | 0 | 0 | 0 | 0 | 0 | 0 | 0 | 0 | 0
8 | 7 | 11 | 0 | 0 | 0 | 0 | 0 | 0 | 0 | 0 | 0
8 | 7 | 12 | 0 | 0 | 0 | 0 | 0 | 0 | 0 | 0 | 0
8 | 7 | 13 | 0 | 0 | 0 | 0 | 0 | 0 | 0 | 0 | 0
8 | 7 | 14 | 0 | 0 | 0 | 0 | 0 | 0 | 0 | 0 | 0
8 | 7 | 15 | 0 | 0 | 0 | 0 | 0 | 0 | 0 | 0 | 0
8 | 7 | 16 | 0 | 0 | 0 | 0 | 0 | 0 | 0 | 0 | 0
8 | 7 | 17 | 0 | 0 | 0 | 0 | 0 | 0 | 0 | 0 | 0
8 | 7 | 18 | 0 | 0 | 0 | 0 | 0 | 0 | 0 | 0 | 0
8 | 7 | 19 | 0 | 0 | 0 | 0 | 0 | 0 | 0 | 0 | 0
8 | 7 | 20 | 0 | 0 | 0 | 0 | 0 | 0 | 0 | 0 | 0
8 | 7 | 21 | 0 | 0 | 0 | 0 | 0 | 0 | 0 | 0 | 0
8 | 7 | 22 | 0 | 0 | 0 | 0 | 0 | 0 | 0 | 0 | 0
8 | 7 | 23 | 0 | 0 | 0 | 0 | 0 | 0 | 0 | 0 | 0
8 | 7 | 24 | 0 | 0 | 0 | 0 | 0 | 0 | 0 | 0 | 0
8 | 8 | 1 | 0 | 0 | 0 | 0 | 0 | 0 | 0 | 0 | 0
8 | 8 | 2 | 0 | 0 | 0 | 0 | 0 | 0 | 0 | 0 | 0
8 | 8 | 3 | 0 | 0 | 0 | 0 | 0 | 0 | 0 | 0 | 0
8 | 8 | 4 | 0 | 0 | 0 | 0 | 0 | 0 | 0 | 0 | 0
8 | 8 | 5 | 0 | 0 | 0 | 0 | 0 | 0 | 0 | 0 | 0
8 | 8 | 6 | 0 | 0 | 0 | 0 | 0 | 0 | 0 | 0 | 0
8 | 8 | 7 | 0 | 0 | 0 | 0 | 0 | 0 | 0 | 0 | 0
8 | 8 | 8 | 0 | 0 | 0 | 0 | 0 | 0 | 0 | 0 | 0
8 | 8 | 9 | 0 | 0 | 0 | 0 | 0 | 0 | 0 | 0 | 0
8 | 8 | 10 | 0 | 0 | 0 | 0 | 0 | 0 | 0 | 0 | 0
8 | 8 | 11 | 0 | 0 | 0 | 0 | 0 | 0 | 0 | 0 | 0
8 | 8 | 12 | 0 | 0 | 0 | 0 | 0 | 0 | 0 | 0 | 0
8 | 8 | 13 | 0 | 0 | 0 | 0 | 0 | 0 | 0 | 0 | 0
8 | 8 | 14 | 0 | 0 | 0 | 0 | 0 | 0 | 0 | 0 | 0
8 | 8 | 15 | 0 | 0 | 0 | 0 | 0 | 0 | 0 | 0 | 0
8 | 8 | 16 | 0 | 0 | 0 | 0 | 0 | 0 | 0 | 0 | 0
8 | 8 | 17 | 0 | 0 | 0 | 0 | 0 | 0 | 0 | 0 | 0
8 | 8 | 18 | 0 | 0 | 0 | 0 | 0 | 0 | 0 | 0 | 0
8 | 8 | 19 | 0 | 0 | 0 | 0 | 0 | 0 | 0 | 0 | 0
8 | 8 | 20 | 0 | 0 | 0 | 0 | 0 | 0 | 0 | 0 | 0
8 | 8 | 21 | 0 | 0 | 0 | 0 | 0 | 0 | 0 | 0 | 0
8 | 8 | 22 | 0 | 0 | 0 | 0 | 0 | 0 | 0 | 0 | 0
8 | 8 | 23 | 0 | 0 | 0 | 0 | 0 | 0 | 0 | 0 | 0
8 | 8 | 24 | 0 | 0 | 0 | 0 | 0 | 0 | 0 | 0 | 0
8 | 9 | 1 | 0 | 0 | 0 | 0 | 0 | 0 | 0 | 0 | 0
8 | 9 | 2 | 0 | 0 | 0 | 0 | 0 | 0 | 0 | 0 | 0
8 | 9 | 3 | 0 | 0 | 0 | 0 | 0 | 0 | 0 | 0 | 0
8 | 9 | 4 | 0 | 0 | 0 | 0 | 0 | 0 | 0 | 0 | 0
8 | 9 | 5 | 0 | 0 | 0 | 0 | 0 | 0 | 0 | 0 | 0
8 | 9 | 6 | 0 | 0 | 0 | 0 | 0 | 0 | 0 | 0 | 0
8 | 9 | 7 | 0 | 0 | 0 | 0 | 0 | 0 | 0 | 0 | 0
8 | 9 | 8 | 0 | 0 | 0 | 0 | 0 | 0 | 0 | 0 | 0
8 | 9 | 9 | 0 | 0 | 0 | 0 | 0 | 0 | 0 | 0 | 0
8 | 9 | 10 | 0 | 0 | 0 | 0 | 0 | 0 | 0 | 0 | 0
8 | 9 | 11 | 0 | 0 | 0 | 0 | 0 | 0 | 0 | 0 | 0
8 | 9 | 12 | 0 | 0 | 0 | 0 | 0 | 0 | 0 | 0 | 0
8 | 9 | 13 | 0 | 0 | 0 | 0 | 0 | 0 | 0 | 0 | 0
8 | 9 | 14 | 0 | 0 | 0 | 0 | 0 | 0 | 0 | 0 | 0
8 | 9 | 15 | 0 | 0 | 0 | 0 | 0 | 0 | 0 | 0 | 0
8 | 9 | 16 | 0 | 0 | 0 | 0 | 0 | 0 | 0 | 0 | 0
8 | 9 | 17 | 0 | 0 | 0 | 0 | 0 | 0 | 0 | 0 | 0
8 | 9 | 18 | 0 | 0 | 0 | 0 | 0 | 0 | 0 | 0 | 0
8 | 9 | 19 | 0 | 0 | 0 | 0 | 0 | 0 | 0 | 0 | 0
8 | 9 | 20 | 0 | 0 | 0 | 0 | 0 | 0 | 0 | 0 | 0
8 | 9 | 21 | 0 | 0 | 0 | 0 | 0 | 0 | 0 | 0 | 0
8 | 9 | 22 | 0 | 0 | 0 | 0 | 0 | 0 | 0 | 0 | 0
8 | 9 | 23 | 0 | 0 | 0 | 0 | 0 | 0 | 0 | 0 | 0
8 | 9 | 24 | 0 | 0 | 0 | 0 | 0 | 0 | 0 | 0 | 0
8 | 10 | 1 | 0 | 0 | 0 | 0 | 0 | 0 | 0 | 0 | 0
8 | 10 | 2 | 0 | 0 | 0 | 0 | 0 | 0 | 0 | 0 | 0
8 | 10 | 3 | 0 | 0 | 0 | 0 | 0 | 0 | 0 | 0 | 0
8 | 10 | 4 | 0 | 0 | 0 | 0 | 0 | 0 | 0 | 0 | 0
8 | 10 | 5 | 0 | 0 | 0 | 0 | 0 | 0 | 0 | 0 | 0
8 | 10 | 6 | 0 | 0 | 0 | 0 | 0 | 0 | 0 | 0 | 0
8 | 10 | 7 | 0 | 0 | 0 | 0 | 0 | 0 | 0 | 0 | 0
8 | 10 | 8 | 0 | 0 | 0 | 0 | 0 | 0 | 0 | 0 | 0
8 | 10 | 9 | 0 | 0 | 0 | 0 | 0 | 0 | 0 | 0 | 0
8 | 10 | 10 | 0 | 0 | 0 | 0 | 0 | 0 | 0 | 0 | 0
8 | 10 | 11 | 0 | 0 | 0 | 0 | 0 | 0 | 0 | 0 | 0
8 | 10 | 12 | 0 | 0 | 0 | 0 | 0 | 0 | 0 | 0 | 0
8 | 10 | 13 | 0 | 0 | 0 | 0 | 0 | 0 | 0 | 0 | 0
8 | 10 | 14 | 0 | 0 | 0 | 0 | 0 | 0 | 0 | 0 | 0
8 | 10 | 15 | 0 | 0 | 0 | 0 | 0 | 0 | 0 | 0 | 0
8 | 10 | 16 | 0 | 0 | 0 | 0 | 0 | 0 | 0 | 0 | 0
8 | 10 | 17 | 0 | 0 | 0 | 0 | 0 | 0 | 0 | 0 | 0
8 | 10 | 18 | 0 | 0 | 0 | 0 | 0 | 0 | 0 | 0 | 0
8 | 10 | 19 | 0 | 0 | 0 | 0 | 0 | 0 | 0 | 0 | 0
8 | 10 | 20 | 0 | 0 | 0 | 0 | 0 | 0 | 0 | 0 | 0
8 | 10 | 21 | 0 | 0 | 0 | 0 | 0 | 0 | 0 | 0 | 0
8 | 10 | 22 | 0 | 0 | 0 | 0 | 0 | 0 | 0 | 0 | 0
8 | 10 | 23 | 0 | 0 | 0 | 0 | 0 | 0 | 0 | 0 | 0
8 | 10 | 24 | 0 | 0 | 0 | 0 | 0 | 0 | 0 | 0 | 0
8 | 11 | 1 | 0 | 0 | 0 | 0 | 0 | 0 | 0 | 0 | 0
8 | 11 | 2 | 0 | 0 | 0 | 0 | 0 | 0 | 0 | 0 | 0
8 | 11 | 3 | 0 | 0 | 0 | 0 | 0 | 0 | 0 | 0 | 0
8 | 11 | 4 | 0 | 0 | 0 | 0 | 0 | 0 | 0 | 0 | 0
8 | 11 | 5 | 0 | 0 | 0 | 0 | 0 | 0 | 0 | 0 | 0
8 | 11 | 6 | 0 | 0 | 0 | 0 | 0 | 0 | 0 | 0 | 0
8 | 11 | 7 | 0 | 0 | 0 | 0 | 0 | 0 | 0 | 0 | 0
8 | 11 | 8 | 0 | 0 | 0 | 0 | 0 | 0 | 0 | 0 | 0
8 | 11 | 9 | 0 | 0 | 0 | 0 | 0 | 0 | 0 | 0 | 0
8 | 11 | 10 | 0 | 0 | 0 | 0 | 0 | 0 | 0 | 0 | 0
8 | 11 | 11 | 0 | 0 | 0 | 0 | 0 | 0 | 0 | 0 | 0
8 | 11 | 12 | 0 | 0 | 0 | 0 | 0 | 0 | 0 | 0 | 0
8 | 11 | 13 | 0 | 0 | 0 | 0 | 0 | 0 | 0 | 0 | 0
8 | 11 | 14 | 0 | 0 | 0 | 0 | 0 | 0 | 0 | 0 | 0
8 | 11 | 15 | 0 | 0 | 0 | 0 | 0 | 0 | 0 | 0 | 0
8 | 11 | 16 | 0 | 0 | 0 | 0 | 0 | 0 | 0 | 0 | 0
8 | 11 | 17 | 0 | 0 | 0 | 0 | 0 | 0 | 0 | 0 | 0
8 | 11 | 18 | 0 | 0 | 0 | 0 | 0 | 0 | 0 | 0 | 0
8 | 11 | 19 | 0 | 0 | 0 | 0 | 0 | 0 | 0 | 0 | 0
8 | 11 | 20 | 0 | 0 | 0 | 0 | 0 | 0 | 0 | 0 | 0
8 | 11 | 21 | 0 | 0 | 0 | 0 | 0 | 0 | 0 | 0 | 0
8 | 11 | 22 | 0 | 0 | 0 | 0 | 0 | 0 | 0 | 0 | 0
8 | 11 | 23 | 0 | 0 | 0 | 0 | 0 | 0 | 0 | 0 | 0
8 | 11 | 24 | 0 | 0 | 0 | 0 | 0 | 0 | 0 | 0 | 0
8 | 12 | 1 | 0 | 0 | 0 | 0 | 0 | 0 | 0 | 0 | 0
8 | 12 | 2 | 0 | 0 | 0 | 0 | 0 | 0 | 0 | 0 | 0
8 | 12 | 3 | 0 | 0 | 0 | 0 | 0 | 0 | 0 | 0 | 0
8 | 12 | 4 | 0 | 0 | 0 | 0 | 0 | 0 | 0 | 0 | 0
8 | 12 | 5 | 0 | 0 | 0 | 0 | 0 | 0 | 0 | 0 | 0
8 | 12 | 6 | 0 | 0 | 0 | 0 | 0 | 0 | 0 | 0 | 0
8 | 12 | 7 | 0 | 0 | 0 | 0 | 0 | 0 | 0 | 0 | 0
8 | 12 | 8 | 0 | 0 | 0 | 0 | 0 | 0 | 0 | 0 | 0
8 | 12 | 9 | 0 | 0 | 0 | 0 | 0 | 0 | 0 | 0 | 0
8 | 12 | 10 | 0 | 0 | 0 | 0 | 0 | 0 | 0 | 0 | 0
8 | 12 | 11 | 0 | 0 | 0 | 0 | 0 | 0 | 0 | 0 | 0
8 | 12 | 12 | 0 | 0 | 0 | 0 | 0 | 0 | 0 | 0 | 0
8 | 12 | 13 | 0 | 0 | 0 | 0 | 0 | 0 | 0 | 0 | 0
8 | 12 | 14 | 0 | 0 | 0 | 0 | 0 | 0 | 0 | 0 | 0
8 | 12 | 15 | 0 | 0 | 0 | 0 | 0 | 0 | 0 | 0 | 0
8 | 12 | 16 | 0 | 0 | 0 | 0 | 0 | 0 | 0 | 0 | 0
8 | 12 | 17 | 0 | 0 | 0 | 0 | 0 | 0 | 0 | 0 | 0
8 | 12 | 18 | 0 | 0 | 0 | 0 | 0 | 0 | 0 | 0 | 0
8 | 12 | 19 | 0 | 0 | 0 | 0 | 0 | 0 | 0 | 0 | 0
8 | 12 | 20 | 0 | 0 | 0 | 0 | 0 | 0 | 0 | 0 | 0
8 | 12 | 21 | 0 | 0 | 0 | 0 | 0 | 0 | 0 | 0 | 0
8 | 12 | 22 | 0 | 0 | 0 | 0 | 0 | 0 | 0 | 0 | 0
8 | 12 | 23 | 0 | 0 | 0 | 0 | 0 | 0 | 0 | 0 | 0
8 | 12 | 24 | 0 | 0 | 0 | 0 | 0 | 0 | 0 | 0 | 0
8 | 13 | 1 | 0 | 0 | 0 | 0 | 0 | 0 | 0 | 0 | 0
8 | 13 | 2 | 0 | 0 | 0 | 0 | 0 | 0 | 0 | 0 | 0
8 | 13 | 3 | 0 | 0 | 0 | 0 | 0 | 0 | 0 | 0 | 0
8 | 13 | 4 | 0 | 0 | 0 | 0 | 0 | 0 | 0 | 0 | 0
8 | 13 | 5 | 0 | 0 | 0 | 0 | 0 | 0 | 0 | 0 | 0
8 | 13 | 6 | 0 | 0 | 0 | 0 | 0 | 0 | 0 | 0 | 0
8 | 13 | 7 | 0 | 0 | 0 | 0 | 0 | 0 | 0 | 0 | 0
8 | 13 | 8 | 0 | 0 | 0 | 0 | 0 | 0 | 0 | 0 | 0
8 | 13 | 9 | 0 | 0 | 0 | 0 | 0 | 0 | 0 | 0 | 0
8 | 13 | 10 | 0 | 0 | 0 | 0 | 0 | 0 | 0 | 0 | 0
8 | 13 | 11 | 0 | 0 | 0 | 0 | 0 | 0 | 0 | 0 | 0
8 | 13 | 12 | 0 | 0 | 0 | 0 | 0 | 0 | 0 | 0 | 0
8 | 13 | 13 | 0 | 0 | 0 | 0 | 0 | 0 | 0 | 0 | 0
8 | 13 | 14 | 0 | 0 | 0 | 0 | 0 | 0 | 0 | 0 | 0
8 | 13 | 15 | 0 | 0 | 0 | 0 | 0 | 0 | 0 | 0 | 0
8 | 13 | 16 | 0 | 0 | 0 | 0 | 0 | 0 | 0 | 0 | 0
8 | 13 | 17 | 0 | 0 | 0 | 0 | 0 | 0 | 0 | 0 | 0
8 | 13 | 18 | 0 | 0 | 0 | 0 | 0 | 0 | 0 | 0 | 0
8 | 13 | 19 | 0 | 0 | 0 | 0 | 0 | 0 | 0 | 0 | 0
8 | 13 | 20 | 0 | 0 | 0 | 0 | 0 | 0 | 0 | 0 | 0
8 | 13 | 21 | 0 | 0 | 0 | 0 | 0 | 0 | 0 | 0 | 0
8 | 13 | 22 | 0 | 0 | 0 | 0 | 0 | 0 | 0 | 0 | 0
8 | 13 | 23 | 0 | 0 | 0 | 0 | 0 | 0 | 0 | 0 | 0
8 | 13 | 24 | 0 | 0 | 0 | 0 | 0 | 0 | 0 | 0 | 0
8 | 14 | 1 | 0 | 0 | 0 | 0 | 0 | 0 | 0 | 0 | 0
8 | 14 | 2 | 0 | 0 | 0 | 0 | 0 | 0 | 0 | 0 | 0
8 | 14 | 3 | 0 | 0 | 0 | 0 | 0 | 0 | 0 | 0 | 0
8 | 14 | 4 | 0 | 0 | 0 | 0 | 0 | 0 | 0 | 0 | 0
8 | 14 | 5 | 0 | 0 | 0 | 0 | 0 | 0 | 0 | 0 | 0
8 | 14 | 6 | 0 | 0 | 0 | 0 | 0 | 0 | 0 | 0 | 0
8 | 14 | 7 | 0 | 0 | 0 | 0 | 0 | 0 | 0 | 0 | 0
8 | 14 | 8 | 0 | 0 | 0 | 0 | 0 | 0 | 0 | 0 | 0
8 | 14 | 9 | 0 | 0 | 0 | 0 | 0 | 0 | 0 | 0 | 0
8 | 14 | 10 | 0 | 0 | 0 | 0 | 0 | 0 | 0 | 0 | 0
8 | 14 | 11 | 0 | 0 | 0 | 0 | 0 | 0 | 0 | 0 | 0
8 | 14 | 12 | 0 | 0 | 0 | 0 | 0 | 0 | 0 | 0 | 0
8 | 14 | 13 | 0 | 0 | 0 | 0 | 0 | 0 | 0 | 0 | 0
8 | 14 | 14 | 0 | 0 | 0 | 0 | 0 | 0 | 0 | 0 | 0
8 | 14 | 15 | 0 | 0 | 0 | 0 | 0 | 0 | 0 | 0 | 0
8 | 14 | 16 | 0 | 0 | 0 | 0 | 0 | 0 | 0 | 0 | 0
8 | 14 | 17 | 0 | 0 | 0 | 0 | 0 | 0 | 0 | 0 | 0
8 | 14 | 18 | 0 | 0 | 0 | 0 | 0 | 0 | 0 | 0 | 0
8 | 14 | 19 | 0 | 0 | 0 | 0 | 0 | 0 | 0 | 0 | 0
8 | 14 | 20 | 0 | 0 | 0 | 0 | 0 | 0 | 0 | 0 | 0
8 | 14 | 21 | 0 | 0 | 0 | 0 | 0 | 0 | 0 | 0 | 0
8 | 14 | 22 | 0 | 0 | 0 | 0 | 0 | 0 | 0 | 0 | 0
8 | 14 | 23 | 0 | 0 | 0 | 0 | 0 | 0 | 0 | 0 | 0
8 | 14 | 24 | 0 | 0 | 0 | 0 | 0 | 0 | 0 | 0 | 0
8 | 15 | 1 | 0 | 0 | 0 | 0 | 0 | 0 | 0 | 0 | 0
8 | 15 | 2 | 0 | 0 | 0 | 0 | 0 | 0 | 0 | 0 | 0
8 | 15 | 3 | 0 | 0 | 0 | 0 | 0 | 0 | 0 | 0 | 0
8 | 15 | 4 | 0 | 0 | 0 | 0 | 0 | 0 | 0 | 0 | 0
8 | 15 | 5 | 0 | 0 | 0 | 0 | 0 | 0 | 0 | 0 | 0
8 | 15 | 6 | 0 | 0 | 0 | 0 | 0 | 0 | 0 | 0 | 0
8 | 15 | 7 | 0 | 0 | 0 | 0 | 0 | 0 | 0 | 0 | 0
8 | 15 | 8 | 0 | 0 | 0 | 0 | 0 | 0 | 0 | 0 | 0
8 | 15 | 9 | 0 | 0 | 0 | 0 | 0 | 0 | 0 | 0 | 0
8 | 15 | 10 | 0 | 0 | 0 | 0 | 0 | 0 | 0 | 0 | 0
8 | 15 | 11 | 0 | 0 | 0 | 0 | 0 | 0 | 0 | 0 | 0
8 | 15 | 12 | 0 | 0 | 0 | 0 | 0 | 0 | 0 | 0 | 0
8 | 15 | 13 | 0 | 0 | 0 | 0 | 0 | 0 | 0 | 0 | 0
8 | 15 | 14 | 0 | 0 | 0 | 0 | 0 | 0 | 0 | 0 | 0
8 | 15 | 15 | 0 | 0 | 0 | 0 | 0 | 0 | 0 | 0 | 0
8 | 15 | 16 | 0 | 0 | 0 | 0 | 0 | 0 | 0 | 0 | 0
8 | 15 | 17 | 0 | 0 | 0 | 0 | 0 | 0 | 0 | 0 | 0
8 | 15 | 18 | 0 | 0 | 0 | 0 | 0 | 0 | 0 | 0 | 0
8 | 15 | 19 | 0 | 0 | 0 | 0 | 0 | 0 | 0 | 0 | 0
8 | 15 | 20 | 0 | 0 | 0 | 0 | 0 | 0 | 0 | 0 | 0
8 | 15 | 21 | 0 | 0 | 0 | 0 | 0 | 0 | 0 | 0 | 0
8 | 15 | 22 | 0 | 0 | 0 | 0 | 0 | 0 | 0 | 0 | 0
8 | 15 | 23 | 0 | 0 | 0 | 0 | 0 | 0 | 0 | 0 | 0
8 | 15 | 24 | 0 | 0 | 0 | 0 | 0 | 0 | 0 | 0 | 0
8 | 16 | 1 | 0 | 0 | 0 | 0 | 0 | 0 | 0 | 0 | 0
8 | 16 | 2 | 0 | 0 | 0 | 0 | 0 | 0 | 0 | 0 | 0
8 | 16 | 3 | 0 | 0 | 0 | 0 | 0 | 0 | 0 | 0 | 0
8 | 16 | 4 | 0 | 0 | 0 | 0 | 0 | 0 | 0 | 0 | 0
8 | 16 | 5 | 0 | 0 | 0 | 0 | 0 | 0 | 0 | 0 | 0
8 | 16 | 6 | 0 | 0 | 0 | 0 | 0 | 0 | 0 | 0 | 0
8 | 16 | 7 | 0 | 0 | 0 | 0 | 0 | 0 | 0 | 0 | 0
8 | 16 | 8 | 0 | 0 | 0 | 0 | 0 | 0 | 0 | 0 | 0
8 | 16 | 9 | 0 | 0 | 0 | 0 | 0 | 0 | 0 | 0 | 0
8 | 16 | 10 | 0 | 0 | 0 | 0 | 0 | 0 | 0 | 0 | 0
8 | 16 | 11 | 0 | 0 | 0 | 0 | 0 | 0 | 0 | 0 | 0
8 | 16 | 12 | 0 | 0 | 0 | 0 | 0 | 0 | 0 | 0 | 0
8 | 16 | 13 | 0 | 0 | 0 | 0 | 0 | 0 | 0 | 0 | 0
8 | 16 | 14 | 0 | 0 | 0 | 0 | 0 | 0 | 0 | 0 | 0
8 | 16 | 15 | 0 | 0 | 0 | 0 | 0 | 0 | 0 | 0 | 0
8 | 16 | 16 | 0 | 0 | 0 | 0 | 0 | 0 | 0 | 0 | 0
8 | 16 | 17 | 0 | 0 | 0 | 0 | 0 | 0 | 0 | 0 | 0
8 | 16 | 18 | 0 | 0 | 0 | 0 | 0 | 0 | 0 | 0 | 0
8 | 16 | 19 | 0 | 0 | 0 | 0 | 0 | 0 | 0 | 0 | 0
8 | 16 | 20 | 0 | 0 | 0 | 0 | 0 | 0 | 0 | 0 | 0
8 | 16 | 21 | 0 | 0 | 0 | 0 | 0 | 0 | 0 | 0 | 0
8 | 16 | 22 | 0 | 0 | 0 | 0 | 0 | 0 | 0 | 0 | 0
8 | 16 | 23 | 0 | 0 | 0 | 0 | 0 | 0 | 0 | 0 | 0
8 | 16 | 24 | 0 | 0 | 0 | 0 | 0 | 0 | 0 | 0 | 0
8 | 17 | 1 | 0 | 0 | 0 | 0 | 0 | 0 | 0 | 0 | 0
8 | 17 | 2 | 0 | 0 | 0 | 0 | 0 | 0 | 0 | 0 | 0
8 | 17 | 3 | 0 | 0 | 0 | 0 | 0 | 0 | 0 | 0 | 0
8 | 17 | 4 | 0 | 0 | 0 | 0 | 0 | 0 | 0 | 0 | 0
8 | 17 | 5 | 0 | 0 | 0 | 0 | 0 | 0 | 0 | 0 | 0
8 | 17 | 6 | 0 | 0 | 0 | 0 | 0 | 0 | 0 | 0 | 0
8 | 17 | 7 | 0 | 0 | 0 | 0 | 0 | 0 | 0 | 0 | 0
8 | 17 | 8 | 0 | 0 | 0 | 0 | 0 | 0 | 0 | 0 | 0
8 | 17 | 9 | 0 | 0 | 0 | 0 | 0 | 0 | 0 | 0 | 0
8 | 17 | 10 | 0 | 0 | 0 | 0 | 0 | 0 | 0 | 0 | 0
8 | 17 | 11 | 0 | 0 | 0 | 0 | 0 | 0 | 0 | 0 | 0
8 | 17 | 12 | 0 | 0 | 0 | 0 | 0 | 0 | 0 | 0 | 0
8 | 17 | 13 | 0 | 0 | 0 | 0 | 0 | 0 | 0 | 0 | 0
8 | 17 | 14 | 0 | 0 | 0 | 0 | 0 | 0 | 0 | 0 | 0
8 | 17 | 15 | 0 | 0 | 0 | 0 | 0 | 0 | 0 | 0 | 0
8 | 17 | 16 | 0 | 0 | 0 | 0 | 0 | 0 | 0 | 0 | 0
8 | 17 | 17 | 0 | 0 | 0 | 0 | 0 | 0 | 0 | 0 | 0
8 | 17 | 18 | 0 | 0 | 0 | 0 | 0 | 0 | 0 | 0 | 0
8 | 17 | 19 | 0 | 0 | 0 | 0 | 0 | 0 | 0 | 0 | 0
8 | 17 | 20 | 0 | 0 | 0 | 0 | 0 | 0 | 0 | 0 | 0
8 | 17 | 21 | 0 | 0 | 0 | 0 | 0 | 0 | 0 | 0 | 0
8 | 17 | 22 | 0 | 0 | 0 | 0 | 0 | 0 | 0 | 0 | 0
8 | 17 | 23 | 0 | 0 | 0 | 0 | 0 | 0 | 0 | 0 | 0
8 | 17 | 24 | 0 | 0 | 0 | 0 | 0 | 0 | 0 | 0 | 0
8 | 18 | 1 | 0 | 0 | 0 | 0 | 0 | 0 | 0 | 0 | 0
8 | 18 | 2 | 0 | 0 | 0 | 0 | 0 | 0 | 0 | 0 | 0
8 | 18 | 3 | 0 | 0 | 0 | 0 | 0 | 0 | 0 | 0 | 0
8 | 18 | 4 | 0 | 0 | 0 | 0 | 0 | 0 | 0 | 0 | 0
8 | 18 | 5 | 0 | 0 | 0 | 0 | 0 | 0 | 0 | 0 | 0
8 | 18 | 6 | 0 | 0 | 0 | 0 | 0 | 0 | 0 | 0 | 0
8 | 18 | 7 | 0 | 0 | 0 | 0 | 0 | 0 | 0 | 0 | 0
8 | 18 | 8 | 0 | 0 | 0 | 0 | 0 | 0 | 0 | 0 | 0
8 | 18 | 9 | 0 | 0 | 0 | 0 | 0 | 0 | 0 | 0 | 0
8 | 18 | 10 | 0 | 0 | 0 | 0 | 0 | 0 | 0 | 0 | 0
8 | 18 | 11 | 0 | 0 | 0 | 0 | 0 | 0 | 0 | 0 | 0
8 | 18 | 12 | 0 | 0 | 0 | 0 | 0 | 0 | 0 | 0 | 0
8 | 18 | 13 | 0 | 0 | 0 | 0 | 0 | 0 | 0 | 0 | 0
8 | 18 | 14 | 0 | 0 | 0 | 0 | 0 | 0 | 0 | 0 | 0
8 | 18 | 15 | 0 | 0 | 0 | 0 | 0 | 0 | 0 | 0 | 0
8 | 18 | 16 | 0 | 0 | 0 | 0 | 0 | 0 | 0 | 0 | 0
8 | 18 | 17 | 0 | 0 | 0 | 0 | 0 | 0 | 0 | 0 | 0
8 | 18 | 18 | 0 | 0 | 0 | 0 | 0 | 0 | 0 | 0 | 0
8 | 18 | 19 | 0 | 0 | 0 | 0 | 0 | 0 | 0 | 0 | 0
8 | 18 | 20 | 0 | 0 | 0 | 0 | 0 | 0 | 0 | 0 | 0
8 | 18 | 21 | 0 | 0 | 0 | 0 | 0 | 0 | 0 | 0 | 0
8 | 18 | 22 | 0 | 0 | 0 | 0 | 0 | 0 | 0 | 0 | 0
8 | 18 | 23 | 0 | 0 | 0 | 0 | 0 | 0 | 0 | 0 | 0
8 | 18 | 24 | 0 | 0 | 0 | 0 | 0 | 0 | 0 | 0 | 0
8 | 19 | 1 | 0 | 0 | 0 | 0 | 0 | 0 | 0 | 0 | 0
8 | 19 | 2 | 0 | 0 | 0 | 0 | 0 | 0 | 0 | 0 | 0
8 | 19 | 3 | 0 | 0 | 0 | 0 | 0 | 0 | 0 | 0 | 0
8 | 19 | 4 | 0 | 0 | 0 | 0 | 0 | 0 | 0 | 0 | 0
8 | 19 | 5 | 0 | 0 | 0 | 0 | 0 | 0 | 0 | 0 | 0
8 | 19 | 6 | 0 | 0 | 0 | 0 | 0 | 0 | 0 | 0 | 0
8 | 19 | 7 | 0 | 0 | 0 | 0 | 0 | 0 | 0 | 0 | 0
8 | 19 | 8 | 0 | 0 | 0 | 0 | 0 | 0 | 0 | 0 | 0
8 | 19 | 9 | 0 | 0 | 0 | 0 | 0 | 0 | 0 | 0 | 0
8 | 19 | 10 | 0 | 0 | 0 | 0 | 0 | 0 | 0 | 0 | 0
8 | 19 | 11 | 0 | 0 | 0 | 0 | 0 | 0 | 0 | 0 | 0
8 | 19 | 12 | 0 | 0 | 0 | 0 | 0 | 0 | 0 | 0 | 0
8 | 19 | 13 | 0 | 0 | 0 | 0 | 0 | 0 | 0 | 0 | 0
8 | 19 | 14 | 0 | 0 | 0 | 0 | 0 | 0 | 0 | 0 | 0
8 | 19 | 15 | 0 | 0 | 0 | 0 | 0 | 0 | 0 | 0 | 0
8 | 19 | 16 | 0 | 0 | 0 | 0 | 0 | 0 | 0 | 0 | 0
8 | 19 | 17 | 0 | 0 | 0 | 0 | 0 | 0 | 0 | 0 | 0
8 | 19 | 18 | 0 | 0 | 0 | 0 | 0 | 0 | 0 | 0 | 0
8 | 19 | 19 | 0 | 0 | 0 | 0 | 0 | 0 | 0 | 0 | 0
8 | 19 | 20 | 0 | 0 | 0 | 0 | 0 | 0 | 0 | 0 | 0
8 | 19 | 21 | 0 | 0 | 0 | 0 | 0 | 0 | 0 | 0 | 0
8 | 19 | 22 | 0 | 0 | 0 | 0 | 0 | 0 | 0 | 0 | 0
8 | 19 | 23 | 0 | 0 | 0 | 0 | 0 | 0 | 0 | 0 | 0
8 | 19 | 24 | 0 | 0 | 0 | 0 | 0 | 0 | 0 | 0 | 0
8 | 20 | 1 | 0 | 0 | 0 | 0 | 0 | 0 | 0 | 0 | 0
8 | 20 | 2 | 0 | 0 | 0 | 0 | 0 | 0 | 0 | 0 | 0
8 | 20 | 3 | 0 | 0 | 0 | 0 | 0 | 0 | 0 | 0 | 0
8 | 20 | 4 | 0 | 0 | 0 | 0 | 0 | 0 | 0 | 0 | 0
8 | 20 | 5 | 0 | 0 | 0 | 0 | 0 | 0 | 0 | 0 | 0
8 | 20 | 6 | 0 | 0 | 0 | 0 | 0 | 0 | 0 | 0 | 0
8 | 20 | 7 | 0 | 0 | 0 | 0 | 0 | 0 | 0 | 0 | 0
8 | 20 | 8 | 0 | 0 | 0 | 0 | 0 | 0 | 0 | 0 | 0
8 | 20 | 9 | 0 | 0 | 0 | 0 | 0 | 0 | 0 | 0 | 0
8 | 20 | 10 | 0 | 0 | 0 | 0 | 0 | 0 | 0 | 0 | 0
8 | 20 | 11 | 0 | 0 | 0 | 0 | 0 | 0 | 0 | 0 | 0
8 | 20 | 12 | 0 | 0 | 0 | 0 | 0 | 0 | 0 | 0 | 0
8 | 20 | 13 | 0 | 0 | 0 | 0 | 0 | 0 | 0 | 0 | 0
8 | 20 | 14 | 0 | 0 | 0 | 0 | 0 | 0 | 0 | 0 | 0
8 | 20 | 15 | 0 | 0 | 0 | 0 | 0 | 0 | 0 | 0 | 0
8 | 20 | 16 | 0 | 0 | 0 | 0 | 0 | 0 | 0 | 0 | 0
8 | 20 | 17 | 0 | 0 | 0 | 0 | 0 | 0 | 0 | 0 | 0
8 | 20 | 18 | 0 | 0 | 0 | 0 | 0 | 0 | 0 | 0 | 0
8 | 20 | 19 | 0 | 0 | 0 | 0 | 0 | 0 | 0 | 0 | 0
8 | 20 | 20 | 0 | 0 | 0 | 0 | 0 | 0 | 0 | 0 | 0
8 | 20 | 21 | 0 | 0 | 0 | 0 | 0 | 0 | 0 | 0 | 0
8 | 20 | 22 | 0 | 0 | 0 | 0 | 0 | 0 | 0 | 0 | 0
8 | 20 | 23 | 0 | 0 | 0 | 0 | 0 | 0 | 0 | 0 | 0
8 | 20 | 24 | 0 | 0 | 0 | 0 | 0 | 0 | 0 | 0 | 0
8 | 21 | 1 | 0 | 0 | 0 | 0 | 0 | 0 | 0 | 0 | 0
8 | 21 | 2 | 0 | 0 | 0 | 0 | 0 | 0 | 0 | 0 | 0
8 | 21 | 3 | 0 | 0 | 0 | 0 | 0 | 0 | 0 | 0 | 0
8 | 21 | 4 | 0 | 0 | 0 | 0 | 0 | 0 | 0 | 0 | 0
8 | 21 | 5 | 0 | 0 | 0 | 0 | 0 | 0 | 0 | 0 | 0
8 | 21 | 6 | 0 | 0 | 0 | 0 | 0 | 0 | 0 | 0 | 0
8 | 21 | 7 | 0 | 0 | 0 | 0 | 0 | 0 | 0 | 0 | 0
8 | 21 | 8 | 0 | 0 | 0 | 0 | 0 | 0 | 0 | 0 | 0
8 | 21 | 9 | 0 | 0 | 0 | 0 | 0 | 0 | 0 | 0 | 0
8 | 21 | 10 | 0 | 0 | 0 | 0 | 0 | 0 | 0 | 0 | 0
8 | 21 | 11 | 0 | 0 | 0 | 0 | 0 | 0 | 0 | 0 | 0
8 | 21 | 12 | 0 | 0 | 0 | 0 | 0 | 0 | 0 | 0 | 0
8 | 21 | 13 | 0 | 0 | 0 | 0 | 0 | 0 | 0 | 0 | 0
8 | 21 | 14 | 0 | 0 | 0 | 0 | 0 | 0 | 0 | 0 | 0
8 | 21 | 15 | 0 | 0 | 0 | 0 | 0 | 0 | 0 | 0 | 0
8 | 21 | 16 | 0 | 0 | 0 | 0 | 0 | 0 | 0 | 0 | 0
8 | 21 | 17 | 0 | 0 | 0 | 0 | 0 | 0 | 0 | 0 | 0
8 | 21 | 18 | 0 | 0 | 0 | 0 | 0 | 0 | 0 | 0 | 0
8 | 21 | 19 | 0 | 0 | 0 | 0 | 0 | 0 | 0 | 0 | 0
8 | 21 | 20 | 0 | 0 | 0 | 0 | 0 | 0 | 0 | 0 | 0
8 | 21 | 21 | 0 | 0 | 0 | 0 | 0 | 0 | 0 | 0 | 0
8 | 21 | 22 | 0 | 0 | 0 | 0 | 0 | 0 | 0 | 0 | 0
8 | 21 | 23 | 0 | 0 | 0 | 0 | 0 | 0 | 0 | 0 | 0
8 | 21 | 24 | 0 | 0 | 0 | 0 | 0 | 0 | 0 | 0 | 0
8 | 22 | 1 | 0 | 0 | 0 | 0 | 0 | 0 | 0 | 0 | 0
8 | 22 | 2 | 0 | 0 | 0 | 0 | 0 | 0 | 0 | 0 | 0
8 | 22 | 3 | 0 | 0 | 0 | 0 | 0 | 0 | 0 | 0 | 0
8 | 22 | 4 | 0 | 0 | 0 | 0 | 0 | 0 | 0 | 0 | 0
8 | 22 | 5 | 0 | 0 | 0 | 0 | 0 | 0 | 0 | 0 | 0
8 | 22 | 6 | 0 | 0 | 0 | 0 | 0 | 0 | 0 | 0 | 0
8 | 22 | 7 | 0 | 0 | 0 | 0 | 0 | 0 | 0 | 0 | 0
8 | 22 | 8 | 0 | 0 | 0 | 0 | 0 | 0 | 0 | 0 | 0
8 | 22 | 9 | 0 | 0 | 0 | 0 | 0 | 0 | 0 | 0 | 0
8 | 22 | 10 | 0 | 0 | 0 | 0 | 0 | 0 | 0 | 0 | 0
8 | 22 | 11 | 0 | 0 | 0 | 0 | 0 | 0 | 0 | 0 | 0
8 | 22 | 12 | 0 | 0 | 0 | 0 | 0 | 0 | 0 | 0 | 0
8 | 22 | 13 | 0 | 0 | 0 | 0 | 0 | 0 | 0 | 0 | 0
8 | 22 | 14 | 0 | 0 | 0 | 0 | 0 | 0 | 0 | 0 | 0
8 | 22 | 15 | 0 | 0 | 0 | 0 | 0 | 0 | 0 | 0 | 0
8 | 22 | 16 | 0 | 0 | 0 | 0 | 0 | 0 | 0 | 0 | 0
8 | 22 | 17 | 0 | 0 | 0 | 0 | 0 | 0 | 0 | 0 | 0
8 | 22 | 18 | 0 | 0 | 0 | 0 | 0 | 0 | 0 | 0 | 0
8 | 22 | 19 | 0 | 0 | 0 | 0 | 0 | 0 | 0 | 0 | 0
8 | 22 | 20 | 0 | 0 | 0 | 0 | 0 | 0 | 0 | 0 | 0
8 | 22 | 21 | 0 | 0 | 0 | 0 | 0 | 0 | 0 | 0 | 0
8 | 22 | 22 | 0 | 0 | 0 | 0 | 0 | 0 | 0 | 0 | 0
8 | 22 | 23 | 0 | 0 | 0 | 0 | 0 | 0 | 0 | 0 | 0
8 | 22 | 24 | 0 | 0 | 0 | 0 | 0 | 0 | 0 | 0 | 0
8 | 23 | 1 | 0 | 0 | 0 | 0 | 0 | 0 | 0 | 0 | 0
8 | 23 | 2 | 0 | 0 | 0 | 0 | 0 | 0 | 0 | 0 | 0
8 | 23 | 3 | 0 | 0 | 0 | 0 | 0 | 0 | 0 | 0 | 0
8 | 23 | 4 | 0 | 0 | 0 | 0 | 0 | 0 | 0 | 0 | 0
8 | 23 | 5 | 0 | 0 | 0 | 0 | 0 | 0 | 0 | 0 | 0
8 | 23 | 6 | 0 | 0 | 0 | 0 | 0 | 0 | 0 | 0 | 0
8 | 23 | 7 | 0 | 0 | 0 | 0 | 0 | 0 | 0 | 0 | 0
8 | 23 | 8 | 0 | 0 | 0 | 0 | 0 | 0 | 0 | 0 | 0
8 | 23 | 9 | 0 | 0 | 0 | 0 | 0 | 0 | 0 | 0 | 0
8 | 23 | 10 | 0 | 0 | 0 | 0 | 0 | 0 | 0 | 0 | 0
8 | 23 | 11 | 0 | 0 | 0 | 0 | 0 | 0 | 0 | 0 | 0
8 | 23 | 12 | 0 | 0 | 0 | 0 | 0 | 0 | 0 | 0 | 0
8 | 23 | 13 | 0 | 0 | 0 | 0 | 0 | 0 | 0 | 0 | 0
8 | 23 | 14 | 0 | 0 | 0 | 0 | 0 | 0 | 0 | 0 | 0
8 | 23 | 15 | 0 | 0 | 0 | 0 | 0 | 0 | 0 | 0 | 0
8 | 23 | 16 | 0 | 0 | 0 | 0 | 0 | 0 | 0 | 0 | 0
8 | 23 | 17 | 0 | 0 | 0 | 0 | 0 | 0 | 0 | 0 | 0
8 | 23 | 18 | 0 | 0 | 0 | 0 | 0 | 0 | 0 | 0 | 0
8 | 23 | 19 | 0 | 0 | 0 | 0 | 0 | 0 | 0 | 0 | 0
8 | 23 | 20 | 0 | 0 | 0 | 0 | 0 | 0 | 0 | 0 | 0
8 | 23 | 21 | 0 | 0 | 0 | 0 | 0 | 0 | 0 | 0 | 0
8 | 23 | 22 | 0 | 0 | 0 | 0 | 0 | 0 | 0 | 0 | 0
8 | 23 | 23 | 0 | 0 | 0 | 0 | 0 | 0 | 0 | 0 | 0
8 | 23 | 24 | 0 | 0 | 0 | 0 | 0 | 0 | 0 | 0 | 0
8 | 24 | 1 | 0 | 0 | 0 | 0 | 0 | 0 | 0 | 0 | 0
8 | 24 | 2 | 0 | 0 | 0 | 0 | 0 | 0 | 0 | 0 | 0
8 | 24 | 3 | 0 | 0 | 0 | 0 | 0 | 0 | 0 | 0 | 0
8 | 24 | 4 | 0 | 0 | 0 | 0 | 0 | 0 | 0 | 0 | 0
8 | 24 | 5 | 0 | 0 | 0 | 0 | 0 | 0 | 0 | 0 | 0
8 | 24 | 6 | 0 | 0 | 0 | 0 | 0 | 0 | 0 | 0 | 0
8 | 24 | 7 | 0 | 0 | 0 | 0 | 0 | 0 | 0 | 0 | 0
8 | 24 | 8 | 0 | 0 | 0 | 0 | 0 | 0 | 0 | 0 | 0
8 | 24 | 9 | 0 | 0 | 0 | 0 | 0 | 0 | 0 | 0 | 0
8 | 24 | 10 | 0 | 0 | 0 | 0 | 0 | 0 | 0 | 0 | 0
8 | 24 | 11 | 0 | 0 | 0 | 0 | 0 | 0 | 0 | 0 | 0
8 | 24 | 12 | 0 | 0 | 0 | 0 | 0 | 0 | 0 | 0 | 0
8 | 24 | 13 | 0 | 0 | 0 | 0 | 0 | 0 | 0 | 0 | 0
8 | 24 | 14 | 0 | 0 | 0 | 0 | 0 | 0 | 0 | 0 | 0
8 | 24 | 15 | 0 | 0 | 0 | 0 | 0 | 0 | 0 | 0 | 0
8 | 24 | 16 | 0 | 0 | 0 | 0 | 0 | 0 | 0 | 0 | 0
8 | 24 | 17 | 0 | 0 | 0 | 0 | 0 | 0 | 0 | 0 | 0
8 | 24 | 18 | 0 | 0 | 0 | 0 | 0 | 0 | 0 | 0 | 0
8 | 24 | 19 | 0 | 0 | 0 | 0 | 0 | 0 | 0 | 0 | 0
8 | 24 | 20 | 0 | 0 | 0 | 0 | 0 | 0 | 0 | 0 | 0
8 | 24 | 21 | 0 | 0 | 0 | 0 | 0 | 0 | 0 | 0 | 0
8 | 24 | 22 | 0 | 0 | 0 | 0 | 0 | 0 | 0 | 0 | 0
8 | 24 | 23 | 0 | 0 | 0 | 0 | 0 | 0 | 0 | 0 | 0
8 | 24 | 24 | 0 | 0 | 0 | 0 | 0 | 0 | 0 | 0 | 0
8 | 25 | 1 | 0 | 0 | 0 | 0 | 0 | 0 | 0 | 0 | 0
8 | 25 | 2 | 0 | 0 | 0 | 0 | 0 | 0 | 0 | 0 | 0
8 | 25 | 3 | 0 | 0 | 0 | 0 | 0 | 0 | 0 | 0 | 0
8 | 25 | 4 | 0 | 0 | 0 | 0 | 0 | 0 | 0 | 0 | 0
8 | 25 | 5 | 0 | 0 | 0 | 0 | 0 | 0 | 0 | 0 | 0
8 | 25 | 6 | 0 | 0 | 0 | 0 | 0 | 0 | 0 | 0 | 0
8 | 25 | 7 | 0 | 0 | 0 | 0 | 0 | 0 | 0 | 0 | 0
8 | 25 | 8 | 0 | 0 | 0 | 0 | 0 | 0 | 0 | 0 | 0
8 | 25 | 9 | 0 | 0 | 0 | 0 | 0 | 0 | 0 | 0 | 0
8 | 25 | 10 | 0 | 0 | 0 | 0 | 0 | 0 | 0 | 0 | 0
8 | 25 | 11 | 0 | 0 | 0 | 0 | 0 | 0 | 0 | 0 | 0
8 | 25 | 12 | 0 | 0 | 0 | 0 | 0 | 0 | 0 | 0 | 0
8 | 25 | 13 | 0 | 0 | 0 | 0 | 0 | 0 | 0 | 0 | 0
8 | 25 | 14 | 0 | 0 | 0 | 0 | 0 | 0 | 0 | 0 | 0
8 | 25 | 15 | 0 | 0 | 0 | 0 | 0 | 0 | 0 | 0 | 0
8 | 25 | 16 | 0 | 0 | 0 | 0 | 0 | 0 | 0 | 0 | 0
8 | 25 | 17 | 0 | 0 | 0 | 0 | 0 | 0 | 0 | 0 | 0
8 | 25 | 18 | 0 | 0 | 0 | 0 | 0 | 0 | 0 | 0 | 0
8 | 25 | 19 | 0 | 0 | 0 | 0 | 0 | 0 | 0 | 0 | 0
8 | 25 | 20 | 0 | 0 | 0 | 0 | 0 | 0 | 0 | 0 | 0
8 | 25 | 21 | 0 | 0 | 0 | 0 | 0 | 0 | 0 | 0 | 0
8 | 25 | 22 | 0 | 0 | 0 | 0 | 0 | 0 | 0 | 0 | 0
8 | 25 | 23 | 0 | 0 | 0 | 0 | 0 | 0 | 0 | 0 | 0
8 | 25 | 24 | 0 | 0 | 0 | 0 | 0 | 0 | 0 | 0 | 0
8 | 26 | 1 | 0 | 0 | 0 | 0 | 0 | 0 | 0 | 0 | 0
8 | 26 | 2 | 0 | 0 | 0 | 0 | 0 | 0 | 0 | 0 | 0
8 | 26 | 3 | 0 | 0 | 0 | 0 | 0 | 0 | 0 | 0 | 0
8 | 26 | 4 | 0 | 0 | 0 | 0 | 0 | 0 | 0 | 0 | 0
8 | 26 | 5 | 0 | 0 | 0 | 0 | 0 | 0 | 0 | 0 | 0
8 | 26 | 6 | 0 | 0 | 0 | 0 | 0 | 0 | 0 | 0 | 0
8 | 26 | 7 | 0 | 0 | 0 | 0 | 0 | 0 | 0 | 0 | 0
8 | 26 | 8 | 0 | 0 | 0 | 0 | 0 | 0 | 0 | 0 | 0
8 | 26 | 9 | 0 | 0 | 0 | 0 | 0 | 0 | 0 | 0 | 0
8 | 26 | 10 | 0 | 0 | 0 | 0 | 0 | 0 | 0 | 0 | 0
8 | 26 | 11 | 0 | 0 | 0 | 0 | 0 | 0 | 0 | 0 | 0
8 | 26 | 12 | 0 | 0 | 0 | 0 | 0 | 0 | 0 | 0 | 0
8 | 26 | 13 | 0 | 0 | 0 | 0 | 0 | 0 | 0 | 0 | 0
8 | 26 | 14 | 0 | 0 | 0 | 0 | 0 | 0 | 0 | 0 | 0
8 | 26 | 15 | 0 | 0 | 0 | 0 | 0 | 0 | 0 | 0 | 0
8 | 26 | 16 | 0 | 0 | 0 | 0 | 0 | 0 | 0 | 0 | 0
8 | 26 | 17 | 0 | 0 | 0 | 0 | 0 | 0 | 0 | 0 | 0
8 | 26 | 18 | 0 | 0 | 0 | 0 | 0 | 0 | 0 | 0 | 0
8 | 26 | 19 | 0 | 0 | 0 | 0 | 0 | 0 | 0 | 0 | 0
8 | 26 | 20 | 0 | 0 | 0 | 0 | 0 | 0 | 0 | 0 | 0
8 | 26 | 21 | 0 | 0 | 0 | 0 | 0 | 0 | 0 | 0 | 0
8 | 26 | 22 | 0 | 0 | 0 | 0 | 0 | 0 | 0 | 0 | 0
8 | 26 | 23 | 0 | 0 | 0 | 0 | 0 | 0 | 0 | 0 | 0
8 | 26 | 24 | 0 | 0 | 0 | 0 | 0 | 0 | 0 | 0 | 0
8 | 27 | 1 | 0 | 0 | 0 | 0 | 0 | 0 | 0 | 0 | 0
8 | 27 | 2 | 0 | 0 | 0 | 0 | 0 | 0 | 0 | 0 | 0
8 | 27 | 3 | 0 | 0 | 0 | 0 | 0 | 0 | 0 | 0 | 0
8 | 27 | 4 | 0 | 0 | 0 | 0 | 0 | 0 | 0 | 0 | 0
8 | 27 | 5 | 0 | 0 | 0 | 0 | 0 | 0 | 0 | 0 | 0
8 | 27 | 6 | 0 | 0 | 0 | 0 | 0 | 0 | 0 | 0 | 0
8 | 27 | 7 | 0 | 0 | 0 | 0 | 0 | 0 | 0 | 0 | 0
8 | 27 | 8 | 0 | 0 | 0 | 0 | 0 | 0 | 0 | 0 | 0
8 | 27 | 9 | 0 | 0 | 0 | 0 | 0 | 0 | 0 | 0 | 0
8 | 27 | 10 | 0 | 0 | 0 | 0 | 0 | 0 | 0 | 0 | 0
8 | 27 | 11 | 0 | 0 | 0 | 0 | 0 | 0 | 0 | 0 | 0
8 | 27 | 12 | 0 | 0 | 0 | 0 | 0 | 0 | 0 | 0 | 0
8 | 27 | 13 | 0 | 0 | 0 | 0 | 0 | 0 | 0 | 0 | 0
8 | 27 | 14 | 0 | 0 | 0 | 0 | 0 | 0 | 0 | 0 | 0
8 | 27 | 15 | 0 | 0 | 0 | 0 | 0 | 0 | 0 | 0 | 0
8 | 27 | 16 | 0 | 0 | 0 | 0 | 0 | 0 | 0 | 0 | 0
8 | 27 | 17 | 0 | 0 | 0 | 0 | 0 | 0 | 0 | 0 | 0
8 | 27 | 18 | 0 | 0 | 0 | 0 | 0 | 0 | 0 | 0 | 0
8 | 27 | 19 | 0 | 0 | 0 | 0 | 0 | 0 | 0 | 0 | 0
8 | 27 | 20 | 0 | 0 | 0 | 0 | 0 | 0 | 0 | 0 | 0
8 | 27 | 21 | 0 | 0 | 0 | 0 | 0 | 0 | 0 | 0 | 0
8 | 27 | 22 | 0 | 0 | 0 | 0 | 0 | 0 | 0 | 0 | 0
8 | 27 | 23 | 0 | 0 | 0 | 0 | 0 | 0 | 0 | 0 | 0
8 | 27 | 24 | 0 | 0 | 0 | 0 | 0 | 0 | 0 | 0 | 0
8 | 28 | 1 | 0 | 0 | 0 | 0 | 0 | 0 | 0 | 0 | 0
8 | 28 | 2 | 0 | 0 | 0 | 0 | 0 | 0 | 0 | 0 | 0
8 | 28 | 3 | 0 | 0 | 0 | 0 | 0 | 0 | 0 | 0 | 0
8 | 28 | 4 | 0 | 0 | 0 | 0 | 0 | 0 | 0 | 0 | 0
8 | 28 | 5 | 0 | 0 | 0 | 0 | 0 | 0 | 0 | 0 | 0
8 | 28 | 6 | 0 | 0 | 0 | 0 | 0 | 0 | 0 | 0 | 0
8 | 28 | 7 | 0 | 0 | 0 | 0 | 0 | 0 | 0 | 0 | 0
8 | 28 | 8 | 0 | 0 | 0 | 0 | 0 | 0 | 0 | 0 | 0
8 | 28 | 9 | 0 | 0 | 0 | 0 | 0 | 0 | 0 | 0 | 0
8 | 28 | 10 | 0 | 0 | 0 | 0 | 0 | 0 | 0 | 0 | 0
8 | 28 | 11 | 0 | 0 | 0 | 0 | 0 | 0 | 0 | 0 | 0
8 | 28 | 12 | 0 | 0 | 0 | 0 | 0 | 0 | 0 | 0 | 0
8 | 28 | 13 | 0 | 0 | 0 | 0 | 0 | 0 | 0 | 0 | 0
8 | 28 | 14 | 0 | 0 | 0 | 0 | 0 | 0 | 0 | 0 | 0
8 | 28 | 15 | 0 | 0 | 0 | 0 | 0 | 0 | 0 | 0 | 0
8 | 28 | 16 | 0 | 0 | 0 | 0 | 0 | 0 | 0 | 0 | 0
8 | 28 | 17 | 0 | 0 | 0 | 0 | 0 | 0 | 0 | 0 | 0
8 | 28 | 18 | 0 | 0 | 0 | 0 | 0 | 0 | 0 | 0 | 0
8 | 28 | 19 | 0 | 0 | 0 | 0 | 0 | 0 | 0 | 0 | 0
8 | 28 | 20 | 0 | 0 | 0 | 0 | 0 | 0 | 0 | 0 | 0
8 | 28 | 21 | 0 | 0 | 0 | 0 | 0 | 0 | 0 | 0 | 0
8 | 28 | 22 | 0 | 0 | 0 | 0 | 0 | 0 | 0 | 0 | 0
8 | 28 | 23 | 0 | 0 | 0 | 0 | 0 | 0 | 0 | 0 | 0
8 | 28 | 24 | 0 | 0 | 0 | 0 | 0 | 0 | 0 | 0 | 0
8 | 29 | 1 | 0 | 0 | 0 | 0 | 0 | 0 | 0 | 0 | 0
8 | 29 | 2 | 0 | 0 | 0 | 0 | 0 | 0 | 0 | 0 | 0
8 | 29 | 3 | 0 | 0 | 0 | 0 | 0 | 0 | 0 | 0 | 0
8 | 29 | 4 | 0 | 0 | 0 | 0 | 0 | 0 | 0 | 0 | 0
8 | 29 | 5 | 0 | 0 | 0 | 0 | 0 | 0 | 0 | 0 | 0
8 | 29 | 6 | 0 | 0 | 0 | 0 | 0 | 0 | 0 | 0 | 0
8 | 29 | 7 | 0 | 0 | 0 | 0 | 0 | 0 | 0 | 0 | 0
8 | 29 | 8 | 0 | 0 | 0 | 0 | 0 | 0 | 0 | 0 | 0
8 | 29 | 9 | 0 | 0 | 0 | 0 | 0 | 0 | 0 | 0 | 0
8 | 29 | 10 | 0 | 0 | 0 | 0 | 0 | 0 | 0 | 0 | 0
8 | 29 | 11 | 0 | 0 | 0 | 0 | 0 | 0 | 0 | 0 | 0
8 | 29 | 12 | 0 | 0 | 0 | 0 | 0 | 0 | 0 | 0 | 0
8 | 29 | 13 | 0 | 0 | 0 | 0 | 0 | 0 | 0 | 0 | 0
8 | 29 | 14 | 0 | 0 | 0 | 0 | 0 | 0 | 0 | 0 | 0
8 | 29 | 15 | 0 | 0 | 0 | 0 | 0 | 0 | 0 | 0 | 0
8 | 29 | 16 | 0 | 0 | 0 | 0 | 0 | 0 | 0 | 0 | 0
8 | 29 | 17 | 0 | 0 | 0 | 0 | 0 | 0 | 0 | 0 | 0
8 | 29 | 18 | 0 | 0 | 0 | 0 | 0 | 0 | 0 | 0 | 0
8 | 29 | 19 | 0 | 0 | 0 | 0 | 0 | 0 | 0 | 0 | 0
8 | 29 | 20 | 0 | 0 | 0 | 0 | 0 | 0 | 0 | 0 | 0
8 | 29 | 21 | 0 | 0 | 0 | 0 | 0 | 0 | 0 | 0 | 0
8 | 29 | 22 | 0 | 0 | 0 | 0 | 0 | 0 | 0 | 0 | 0
8 | 29 | 23 | 0 | 0 | 0 | 0 | 0 | 0 | 0 | 0 | 0
8 | 29 | 24 | 0 | 0 | 0 | 0 | 0 | 0 | 0 | 0 | 0
8 | 30 | 1 | 0 | 0 | 0 | 0 | 0 | 0 | 0 | 0 | 0
8 | 30 | 2 | 0 | 0 | 0 | 0 | 0 | 0 | 0 | 0 | 0
8 | 30 | 3 | 0 | 0 | 0 | 0 | 0 | 0 | 0 | 0 | 0
8 | 30 | 4 | 0 | 0 | 0 | 0 | 0 | 0 | 0 | 0 | 0
8 | 30 | 5 | 0 | 0 | 0 | 0 | 0 | 0 | 0 | 0 | 0
8 | 30 | 6 | 0 | 0 | 0 | 0 | 0 | 0 | 0 | 0 | 0
8 | 30 | 7 | 0 | 0 | 0 | 0 | 0 | 0 | 0 | 0 | 0
8 | 30 | 8 | 0 | 0 | 0 | 0 | 0 | 0 | 0 | 0 | 0
8 | 30 | 9 | 0 | 0 | 0 | 0 | 0 | 0 | 0 | 0 | 0
8 | 30 | 10 | 0 | 0 | 0 | 0 | 0 | 0 | 0 | 0 | 0
8 | 30 | 11 | 0 | 0 | 0 | 0 | 0 | 0 | 0 | 0 | 0
8 | 30 | 12 | 0 | 0 | 0 | 0 | 0 | 0 | 0 | 0 | 0
8 | 30 | 13 | 0 | 0 | 0 | 0 | 0 | 0 | 0 | 0 | 0
8 | 30 | 14 | 0 | 0 | 0 | 0 | 0 | 0 | 0 | 0 | 0
8 | 30 | 15 | 0 | 0 | 0 | 0 | 0 | 0 | 0 | 0 | 0
8 | 30 | 16 | 0 | 0 | 0 | 0 | 0 | 0 | 0 | 0 | 0
8 | 30 | 17 | 0 | 0 | 0 | 0 | 0 | 0 | 0 | 0 | 0
8 | 30 | 18 | 0 | 0 | 0 | 0 | 0 | 0 | 0 | 0 | 0
8 | 30 | 19 | 0 | 0 | 0 | 0 | 0 | 0 | 0 | 0 | 0
8 | 30 | 20 | 0 | 0 | 0 | 0 | 0 | 0 | 0 | 0 | 0
8 | 30 | 21 | 0 | 0 | 0 | 0 | 0 | 0 | 0 | 0 | 0
8 | 30 | 22 | 0 | 0 | 0 | 0 | 0 | 0 | 0 | 0 | 0
8 | 30 | 23 | 0 | 0 | 0 | 0 | 0 | 0 | 0 | 0 | 0
8 | 30 | 24 | 0 | 0 | 0 | 0 | 0 | 0 | 0 | 0 | 0
8 | 31 | 1 | 0 | 0 | 0 | 0 | 0 | 0 | 0 | 0 | 0
8 | 31 | 2 | 0 | 0 | 0 | 0 | 0 | 0 | 0 | 0 | 0
8 | 31 | 3 | 0 | 0 | 0 | 0 | 0 | 0 | 0 | 0 | 0
8 | 31 | 4 | 0 | 0 | 0 | 0 | 0 | 0 | 0 | 0 | 0
8 | 31 | 5 | 0 | 0 | 0 | 0 | 0 | 0 | 0 | 0 | 0
8 | 31 | 6 | 0 | 0 | 0 | 0 | 0 | 0 | 0 | 0 | 0
8 | 31 | 7 | 0 | 0 | 0 | 0 | 0 | 0 | 0 | 0 | 0
8 | 31 | 8 | 0 | 0 | 0 | 0 | 0 | 0 | 0 | 0 | 0
8 | 31 | 9 | 0 | 0 | 0 | 0 | 0 | 0 | 0 | 0 | 0
8 | 31 | 10 | 0 | 0 | 0 | 0 | 0 | 0 | 0 | 0 | 0
8 | 31 | 11 | 0 | 0 | 0 | 0 | 0 | 0 | 0 | 0 | 0
8 | 31 | 12 | 0 | 0 | 0 | 0 | 0 | 0 | 0 | 0 | 0
8 | 31 | 13 | 0 | 0 | 0 | 0 | 0 | 0 | 0 | 0 | 0
8 | 31 | 14 | 0 | 0 | 0 | 0 | 0 | 0 | 0 | 0 | 0
8 | 31 | 15 | 0 | 0 | 0 | 0 | 0 | 0 | 0 | 0 | 0
8 | 31 | 16 | 0 | 0 | 0 | 0 | 0 | 0 | 0 | 0 | 0
8 | 31 | 17 | 0 | 0 | 0 | 0 | 0 | 0 | 0 | 0 | 0
8 | 31 | 18 | 0 | 0 | 0 | 0 | 0 | 0 | 0 | 0 | 0
8 | 31 | 19 | 0 | 0 | 0 | 0 | 0 | 0 | 0 | 0 | 0
8 | 31 | 20 | 0 | 0 | 0 | 0 | 0 | 0 | 0 | 0 | 0
8 | 31 | 21 | 0 | 0 | 0 | 0 | 0 | 0 | 0 | 0 | 0
8 | 31 | 22 | 0 | 0 | 0 | 0 | 0 | 0 | 0 | 0 | 0
8 | 31 | 23 | 0 | 0 | 0 | 0 | 0 | 0 | 0 | 0 | 0
8 | 31 | 24 | 0 | 0 | 0 | 0 | 0 | 0 | 0 | 0 | 0
9 | 1 | 1 | 0 | 0 | 0 | 0 | 0 | 0 | 0 | 0 | 0
9 | 1 | 2 | 0 | 0 | 0 | 0 | 0 | 0 | 0 | 0 | 0
9 | 1 | 3 | 0 | 0 | 0 | 0 | 0 | 0 | 0 | 0 | 0
9 | 1 | 4 | 0 | 0 | 0 | 0 | 0 | 0 | 0 | 0 | 0
9 | 1 | 5 | 0 | 0 | 0 | 0 | 0 | 0 | 0 | 0 | 0
9 | 1 | 6 | 0 | 0 | 0 | 0 | 0 | 0 | 0 | 0 | 0
9 | 1 | 7 | 0 | 0 | 0 | 0 | 0 | 0 | 0 | 0 | 0
9 | 1 | 8 | 0 | 0 | 0 | 0 | 0 | 0 | 0 | 0 | 0
9 | 1 | 9 | 0 | 0 | 0 | 0 | 0 | 0 | 0 | 0 | 0
9 | 1 | 10 | 0 | 0 | 0 | 0 | 0 | 0 | 0 | 0 | 0
9 | 1 | 11 | 0 | 0 | 0 | 0 | 0 | 0 | 0 | 0 | 0
9 | 1 | 12 | 0 | 0 | 0 | 0 | 0 | 0 | 0 | 0 | 0
9 | 1 | 13 | 0 | 0 | 0 | 0 | 0 | 0 | 0 | 0 | 0
9 | 1 | 14 | 0 | 0 | 0 | 0 | 0 | 0 | 0 | 0 | 0
9 | 1 | 15 | 0 | 0 | 0 | 0 | 0 | 0 | 0 | 0 | 0
9 | 1 | 16 | 0 | 0 | 0 | 0 | 0 | 0 | 0 | 0 | 0
9 | 1 | 17 | 0 | 0 | 0 | 0 | 0 | 0 | 0 | 0 | 0
9 | 1 | 18 | 0 | 0 | 0 | 0 | 0 | 0 | 0 | 0 | 0
9 | 1 | 19 | 0 | 0 | 0 | 0 | 0 | 0 | 0 | 0 | 0
9 | 1 | 20 | 0 | 0 | 0 | 0 | 0 | 0 | 0 | 0 | 0
9 | 1 | 21 | 0 | 0 | 0 | 0 | 0 | 0 | 0 | 0 | 0
9 | 1 | 22 | 0 | 0 | 0 | 0 | 0 | 0 | 0 | 0 | 0
9 | 1 | 23 | 0 | 0 | 0 | 0 | 0 | 0 | 0 | 0 | 0
9 | 1 | 24 | 0 | 0 | 0 | 0 | 0 | 0 | 0 | 0 | 0
9 | 2 | 1 | 0 | 0 | 0 | 0 | 0 | 0 | 0 | 0 | 0
9 | 2 | 2 | 0 | 0 | 0 | 0 | 0 | 0 | 0 | 0 | 0
9 | 2 | 3 | 0 | 0 | 0 | 0 | 0 | 0 | 0 | 0 | 0
9 | 2 | 4 | 0 | 0 | 0 | 0 | 0 | 0 | 0 | 0 | 0
9 | 2 | 5 | 0 | 0 | 0 | 0 | 0 | 0 | 0 | 0 | 0
9 | 2 | 6 | 0 | 0 | 0 | 0 | 0 | 0 | 0 | 0 | 0
9 | 2 | 7 | 0 | 0 | 0 | 0 | 0 | 0 | 0 | 0 | 0
9 | 2 | 8 | 0 | 0 | 0 | 0 | 0 | 0 | 0 | 0 | 0
9 | 2 | 9 | 0 | 0 | 0 | 0 | 0 | 0 | 0 | 0 | 0
9 | 2 | 10 | 0 | 0 | 0 | 0 | 0 | 0 | 0 | 0 | 0
9 | 2 | 11 | 0 | 0 | 0 | 0 | 0 | 0 | 0 | 0 | 0
9 | 2 | 12 | 0 | 0 | 0 | 0 | 0 | 0 | 0 | 0 | 0
9 | 2 | 13 | 0 | 0 | 0 | 0 | 0 | 0 | 0 | 0 | 0
9 | 2 | 14 | 0 | 0 | 0 | 0 | 0 | 0 | 0 | 0 | 0
9 | 2 | 15 | 0 | 0 | 0 | 0 | 0 | 0 | 0 | 0 | 0
9 | 2 | 16 | 0 | 0 | 0 | 0 | 0 | 0 | 0 | 0 | 0
9 | 2 | 17 | 0 | 0 | 0 | 0 | 0 | 0 | 0 | 0 | 0
9 | 2 | 18 | 0 | 0 | 0 | 0 | 0 | 0 | 0 | 0 | 0
9 | 2 | 19 | 0 | 0 | 0 | 0 | 0 | 0 | 0 | 0 | 0
9 | 2 | 20 | 0 | 0 | 0 | 0 | 0 | 0 | 0 | 0 | 0
9 | 2 | 21 | 0 | 0 | 0 | 0 | 0 | 0 | 0 | 0 | 0
9 | 2 | 22 | 0 | 0 | 0 | 0 | 0 | 0 | 0 | 0 | 0
9 | 2 | 23 | 0 | 0 | 0 | 0 | 0 | 0 | 0 | 0 | 0
9 | 2 | 24 | 0 | 0 | 0 | 0 | 0 | 0 | 0 | 0 | 0
9 | 3 | 1 | 0 | 0 | 0 | 0 | 0 | 0 | 0 | 0 | 0
9 | 3 | 2 | 0 | 0 | 0 | 0 | 0 | 0 | 0 | 0 | 0
9 | 3 | 3 | 0 | 0 | 0 | 0 | 0 | 0 | 0 | 0 | 0
9 | 3 | 4 | 0 | 0 | 0 | 0 | 0 | 0 | 0 | 0 | 0
9 | 3 | 5 | 0 | 0 | 0 | 0 | 0 | 0 | 0 | 0 | 0
9 | 3 | 6 | 0 | 0 | 0 | 0 | 0 | 0 | 0 | 0 | 0
9 | 3 | 7 | 0 | 0 | 0 | 0 | 0 | 0 | 0 | 0 | 0
9 | 3 | 8 | 0 | 0 | 0 | 0 | 0 | 0 | 0 | 0 | 0
9 | 3 | 9 | 0 | 0 | 0 | 0 | 0 | 0 | 0 | 0 | 0
9 | 3 | 10 | 0 | 0 | 0 | 0 | 0 | 0 | 0 | 0 | 0
9 | 3 | 11 | 0 | 0 | 0 | 0 | 0 | 0 | 0 | 0 | 0
9 | 3 | 12 | 0 | 0 | 0 | 0 | 0 | 0 | 0 | 0 | 0
9 | 3 | 13 | 0 | 0 | 0 | 0 | 0 | 0 | 0 | 0 | 0
9 | 3 | 14 | 0 | 0 | 0 | 0 | 0 | 0 | 0 | 0 | 0
9 | 3 | 15 | 0 | 0 | 0 | 0 | 0 | 0 | 0 | 0 | 0
9 | 3 | 16 | 0 | 0 | 0 | 0 | 0 | 0 | 0 | 0 | 0
9 | 3 | 17 | 0 | 0 | 0 | 0 | 0 | 0 | 0 | 0 | 0
9 | 3 | 18 | 0 | 0 | 0 | 0 | 0 | 0 | 0 | 0 | 0
9 | 3 | 19 | 0 | 0 | 0 | 0 | 0 | 0 | 0 | 0 | 0
9 | 3 | 20 | 0 | 0 | 0 | 0 | 0 | 0 | 0 | 0 | 0
9 | 3 | 21 | 0 | 0 | 0 | 0 | 0 | 0 | 0 | 0 | 0
9 | 3 | 22 | 0 | 0 | 0 | 0 | 0 | 0 | 0 | 0 | 0
9 | 3 | 23 | 0 | 0 | 0 | 0 | 0 | 0 | 0 | 0 | 0
9 | 3 | 24 | 0 | 0 | 0 | 0 | 0 | 0 | 0 | 0 | 0
9 | 4 | 1 | 0 | 0 | 0 | 0 | 0 | 0 | 0 | 0 | 0
9 | 4 | 2 | 0 | 0 | 0 | 0 | 0 | 0 | 0 | 0 | 0
9 | 4 | 3 | 0 | 0 | 0 | 0 | 0 | 0 | 0 | 0 | 0
9 | 4 | 4 | 0 | 0 | 0 | 0 | 0 | 0 | 0 | 0 | 0
9 | 4 | 5 | 0 | 0 | 0 | 0 | 0 | 0 | 0 | 0 | 0
9 | 4 | 6 | 0 | 0 | 0 | 0 | 0 | 0 | 0 | 0 | 0
9 | 4 | 7 | 0 | 0 | 0 | 0 | 0 | 0 | 0 | 0 | 0
9 | 4 | 8 | 0 | 0 | 0 | 0 | 0 | 0 | 0 | 0 | 0
9 | 4 | 9 | 0 | 0 | 0 | 0 | 0 | 0 | 0 | 0 | 0
9 | 4 | 10 | 0 | 0 | 0 | 0 | 0 | 0 | 0 | 0 | 0
9 | 4 | 11 | 0 | 0 | 0 | 0 | 0 | 0 | 0 | 0 | 0
9 | 4 | 12 | 0 | 0 | 0 | 0 | 0 | 0 | 0 | 0 | 0
9 | 4 | 13 | 0 | 0 | 0 | 0 | 0 | 0 | 0 | 0 | 0
9 | 4 | 14 | 0 | 0 | 0 | 0 | 0 | 0 | 0 | 0 | 0
9 | 4 | 15 | 0 | 0 | 0 | 0 | 0 | 0 | 0 | 0 | 0
9 | 4 | 16 | 0 | 0 | 0 | 0 | 0 | 0 | 0 | 0 | 0
9 | 4 | 17 | 0 | 0 | 0 | 0 | 0 | 0 | 0 | 0 | 0
9 | 4 | 18 | 0 | 0 | 0 | 0 | 0 | 0 | 0 | 0 | 0
9 | 4 | 19 | 0 | 0 | 0 | 0 | 0 | 0 | 0 | 0 | 0
9 | 4 | 20 | 0 | 0 | 0 | 0 | 0 | 0 | 0 | 0 | 0
9 | 4 | 21 | 0 | 0 | 0 | 0 | 0 | 0 | 0 | 0 | 0
9 | 4 | 22 | 0 | 0 | 0 | 0 | 0 | 0 | 0 | 0 | 0
9 | 4 | 23 | 0 | 0 | 0 | 0 | 0 | 0 | 0 | 0 | 0
9 | 4 | 24 | 0 | 0 | 0 | 0 | 0 | 0 | 0 | 0 | 0
9 | 5 | 1 | 0 | 0 | 0 | 0 | 0 | 0 | 0 | 0 | 0
9 | 5 | 2 | 0 | 0 | 0 | 0 | 0 | 0 | 0 | 0 | 0
9 | 5 | 3 | 0 | 0 | 0 | 0 | 0 | 0 | 0 | 0 | 0
9 | 5 | 4 | 0 | 0 | 0 | 0 | 0 | 0 | 0 | 0 | 0
9 | 5 | 5 | 0 | 0 | 0 | 0 | 0 | 0 | 0 | 0 | 0
9 | 5 | 6 | 0 | 0 | 0 | 0 | 0 | 0 | 0 | 0 | 0
9 | 5 | 7 | 0 | 0 | 0 | 0 | 0 | 0 | 0 | 0 | 0
9 | 5 | 8 | 0 | 0 | 0 | 0 | 0 | 0 | 0 | 0 | 0
9 | 5 | 9 | 0 | 0 | 0 | 0 | 0 | 0 | 0 | 0 | 0
9 | 5 | 10 | 0 | 0 | 0 | 0 | 0 | 0 | 0 | 0 | 0
9 | 5 | 11 | 0 | 0 | 0 | 0 | 0 | 0 | 0 | 0 | 0
9 | 5 | 12 | 0 | 0 | 0 | 0 | 0 | 0 | 0 | 0 | 0
9 | 5 | 13 | 0 | 0 | 0 | 0 | 0 | 0 | 0 | 0 | 0
9 | 5 | 14 | 0 | 0 | 0 | 0 | 0 | 0 | 0 | 0 | 0
9 | 5 | 15 | 0 | 0 | 0 | 0 | 0 | 0 | 0 | 0 | 0
9 | 5 | 16 | 0 | 0 | 0 | 0 | 0 | 0 | 0 | 0 | 0
9 | 5 | 17 | 0 | 0 | 0 | 0 | 0 | 0 | 0 | 0 | 0
9 | 5 | 18 | 0 | 0 | 0 | 0 | 0 | 0 | 0 | 0 | 0
9 | 5 | 19 | 0 | 0 | 0 | 0 | 0 | 0 | 0 | 0 | 0
9 | 5 | 20 | 0 | 0 | 0 | 0 | 0 | 0 | 0 | 0 | 0
9 | 5 | 21 | 0 | 0 | 0 | 0 | 0 | 0 | 0 | 0 | 0
9 | 5 | 22 | 0 | 0 | 0 | 0 | 0 | 0 | 0 | 0 | 0
9 | 5 | 23 | 0 | 0 | 0 | 0 | 0 | 0 | 0 | 0 | 0
9 | 5 | 24 | 0 | 0 | 0 | 0 | 0 | 0 | 0 | 0 | 0
9 | 6 | 1 | 0 | 0 | 0 | 0 | 0 | 0 | 0 | 0 | 0
9 | 6 | 2 | 0 | 0 | 0 | 0 | 0 | 0 | 0 | 0 | 0
9 | 6 | 3 | 0 | 0 | 0 | 0 | 0 | 0 | 0 | 0 | 0
9 | 6 | 4 | 0 | 0 | 0 | 0 | 0 | 0 | 0 | 0 | 0
9 | 6 | 5 | 0 | 0 | 0 | 0 | 0 | 0 | 0 | 0 | 0
9 | 6 | 6 | 0 | 0 | 0 | 0 | 0 | 0 | 0 | 0 | 0
9 | 6 | 7 | 0 | 0 | 0 | 0 | 0 | 0 | 0 | 0 | 0
9 | 6 | 8 | 0 | 0 | 0 | 0 | 0 | 0 | 0 | 0 | 0
9 | 6 | 9 | 0 | 0 | 0 | 0 | 0 | 0 | 0 | 0 | 0
9 | 6 | 10 | 0 | 0 | 0 | 0 | 0 | 0 | 0 | 0 | 0
9 | 6 | 11 | 0 | 0 | 0 | 0 | 0 | 0 | 0 | 0 | 0
9 | 6 | 12 | 0 | 0 | 0 | 0 | 0 | 0 | 0 | 0 | 0
9 | 6 | 13 | 0 | 0 | 0 | 0 | 0 | 0 | 0 | 0 | 0
9 | 6 | 14 | 0 | 0 | 0 | 0 | 0 | 0 | 0 | 0 | 0
9 | 6 | 15 | 0 | 0 | 0 | 0 | 0 | 0 | 0 | 0 | 0
9 | 6 | 16 | 0 | 0 | 0 | 0 | 0 | 0 | 0 | 0 | 0
9 | 6 | 17 | 0 | 0 | 0 | 0 | 0 | 0 | 0 | 0 | 0
9 | 6 | 18 | 0 | 0 | 0 | 0 | 0 | 0 | 0 | 0 | 0
9 | 6 | 19 | 0 | 0 | 0 | 0 | 0 | 0 | 0 | 0 | 0
9 | 6 | 20 | 0 | 0 | 0 | 0 | 0 | 0 | 0 | 0 | 0
9 | 6 | 21 | 0 | 0 | 0 | 0 | 0 | 0 | 0 | 0 | 0
9 | 6 | 22 | 0 | 0 | 0 | 0 | 0 | 0 | 0 | 0 | 0
9 | 6 | 23 | 0 | 0 | 0 | 0 | 0 | 0 | 0 | 0 | 0
9 | 6 | 24 | 0 | 0 | 0 | 0 | 0 | 0 | 0 | 0 | 0
9 | 7 | 1 | 0 | 0 | 0 | 0 | 0 | 0 | 0 | 0 | 0
9 | 7 | 2 | 0 | 0 | 0 | 0 | 0 | 0 | 0 | 0 | 0
9 | 7 | 3 | 0 | 0 | 0 | 0 | 0 | 0 | 0 | 0 | 0
9 | 7 | 4 | 0 | 0 | 0 | 0 | 0 | 0 | 0 | 0 | 0
9 | 7 | 5 | 0 | 0 | 0 | 0 | 0 | 0 | 0 | 0 | 0
9 | 7 | 6 | 0 | 0 | 0 | 0 | 0 | 0 | 0 | 0 | 0
9 | 7 | 7 | 0 | 0 | 0 | 0 | 0 | 0 | 0 | 0 | 0
9 | 7 | 8 | 0 | 0 | 0 | 0 | 0 | 0 | 0 | 0 | 0
9 | 7 | 9 | 0 | 0 | 0 | 0 | 0 | 0 | 0 | 0 | 0
9 | 7 | 10 | 0 | 0 | 0 | 0 | 0 | 0 | 0 | 0 | 0
9 | 7 | 11 | 0 | 0 | 0 | 0 | 0 | 0 | 0 | 0 | 0
9 | 7 | 12 | 0 | 0 | 0 | 0 | 0 | 0 | 0 | 0 | 0
9 | 7 | 13 | 0 | 0 | 0 | 0 | 0 | 0 | 0 | 0 | 0
9 | 7 | 14 | 0 | 0 | 0 | 0 | 0 | 0 | 0 | 0 | 0
9 | 7 | 15 | 0 | 0 | 0 | 0 | 0 | 0 | 0 | 0 | 0
9 | 7 | 16 | 0 | 0 | 0 | 0 | 0 | 0 | 0 | 0 | 0
9 | 7 | 17 | 0 | 0 | 0 | 0 | 0 | 0 | 0 | 0 | 0
9 | 7 | 18 | 0 | 0 | 0 | 0 | 0 | 0 | 0 | 0 | 0
9 | 7 | 19 | 0 | 0 | 0 | 0 | 0 | 0 | 0 | 0 | 0
9 | 7 | 20 | 0 | 0 | 0 | 0 | 0 | 0 | 0 | 0 | 0
9 | 7 | 21 | 0 | 0 | 0 | 0 | 0 | 0 | 0 | 0 | 0
9 | 7 | 22 | 0 | 0 | 0 | 0 | 0 | 0 | 0 | 0 | 0
9 | 7 | 23 | 0 | 0 | 0 | 0 | 0 | 0 | 0 | 0 | 0
9 | 7 | 24 | 0 | 0 | 0 | 0 | 0 | 0 | 0 | 0 | 0
9 | 8 | 1 | 0 | 0 | 0 | 0 | 0 | 0 | 0 | 0 | 0
9 | 8 | 2 | 0 | 0 | 0 | 0 | 0 | 0 | 0 | 0 | 0
9 | 8 | 3 | 0 | 0 | 0 | 0 | 0 | 0 | 0 | 0 | 0
9 | 8 | 4 | 0 | 0 | 0 | 0 | 0 | 0 | 0 | 0 | 0
9 | 8 | 5 | 0 | 0 | 0 | 0 | 0 | 0 | 0 | 0 | 0
9 | 8 | 6 | 0 | 0 | 0 | 0 | 0 | 0 | 0 | 0 | 0
9 | 8 | 7 | 0 | 0 | 0 | 0 | 0 | 0 | 0 | 0 | 0
9 | 8 | 8 | 0 | 0 | 0 | 0 | 0 | 0 | 0 | 0 | 0
9 | 8 | 9 | 0 | 0 | 0 | 0 | 0 | 0 | 0 | 0 | 0
9 | 8 | 10 | 0 | 0 | 0 | 0 | 0 | 0 | 0 | 0 | 0
9 | 8 | 11 | 0 | 0 | 0 | 0 | 0 | 0 | 0 | 0 | 0
9 | 8 | 12 | 0 | 0 | 0 | 0 | 0 | 0 | 0 | 0 | 0
9 | 8 | 13 | 0 | 0 | 0 | 0 | 0 | 0 | 0 | 0 | 0
9 | 8 | 14 | 0 | 0 | 0 | 0 | 0 | 0 | 0 | 0 | 0
9 | 8 | 15 | 0 | 0 | 0 | 0 | 0 | 0 | 0 | 0 | 0
9 | 8 | 16 | 0 | 0 | 0 | 0 | 0 | 0 | 0 | 0 | 0
9 | 8 | 17 | 0 | 0 | 0 | 0 | 0 | 0 | 0 | 0 | 0
9 | 8 | 18 | 0 | 0 | 0 | 0 | 0 | 0 | 0 | 0 | 0
9 | 8 | 19 | 0 | 0 | 0 | 0 | 0 | 0 | 0 | 0 | 0
9 | 8 | 20 | 0 | 0 | 0 | 0 | 0 | 0 | 0 | 0 | 0
9 | 8 | 21 | 0 | 0 | 0 | 0 | 0 | 0 | 0 | 0 | 0
9 | 8 | 22 | 0 | 0 | 0 | 0 | 0 | 0 | 0 | 0 | 0
9 | 8 | 23 | 0 | 0 | 0 | 0 | 0 | 0 | 0 | 0 | 0
9 | 8 | 24 | 0 | 0 | 0 | 0 | 0 | 0 | 0 | 0 | 0
9 | 9 | 1 | 0 | 0 | 0 | 0 | 0 | 0 | 0 | 0 | 0
9 | 9 | 2 | 0 | 0 | 0 | 0 | 0 | 0 | 0 | 0 | 0
9 | 9 | 3 | 0 | 0 | 0 | 0 | 0 | 0 | 0 | 0 | 0
9 | 9 | 4 | 0 | 0 | 0 | 0 | 0 | 0 | 0 | 0 | 0
9 | 9 | 5 | 0 | 0 | 0 | 0 | 0 | 0 | 0 | 0 | 0
9 | 9 | 6 | 0 | 0 | 0 | 0 | 0 | 0 | 0 | 0 | 0
9 | 9 | 7 | 0 | 0 | 0 | 0 | 0 | 0 | 0 | 0 | 0
9 | 9 | 8 | 0 | 0 | 0 | 0 | 0 | 0 | 0 | 0 | 0
9 | 9 | 9 | 0 | 0 | 0 | 0 | 0 | 0 | 0 | 0 | 0
9 | 9 | 10 | 0 | 0 | 0 | 0 | 0 | 0 | 0 | 0 | 0
9 | 9 | 11 | 0 | 0 | 0 | 0 | 0 | 0 | 0 | 0 | 0
9 | 9 | 12 | 0 | 0 | 0 | 0 | 0 | 0 | 0 | 0 | 0
9 | 9 | 13 | 0 | 0 | 0 | 0 | 0 | 0 | 0 | 0 | 0
9 | 9 | 14 | 0 | 0 | 0 | 0 | 0 | 0 | 0 | 0 | 0
9 | 9 | 15 | 0 | 0 | 0 | 0 | 0 | 0 | 0 | 0 | 0
9 | 9 | 16 | 0 | 0 | 0 | 0 | 0 | 0 | 0 | 0 | 0
9 | 9 | 17 | 0 | 0 | 0 | 0 | 0 | 0 | 0 | 0 | 0
9 | 9 | 18 | 0 | 0 | 0 | 0 | 0 | 0 | 0 | 0 | 0
9 | 9 | 19 | 0 | 0 | 0 | 0 | 0 | 0 | 0 | 0 | 0
9 | 9 | 20 | 0 | 0 | 0 | 0 | 0 | 0 | 0 | 0 | 0
9 | 9 | 21 | 0 | 0 | 0 | 0 | 0 | 0 | 0 | 0 | 0
9 | 9 | 22 | 0 | 0 | 0 | 0 | 0 | 0 | 0 | 0 | 0
9 | 9 | 23 | 0 | 0 | 0 | 0 | 0 | 0 | 0 | 0 | 0
9 | 9 | 24 | 0 | 0 | 0 | 0 | 0 | 0 | 0 | 0 | 0
9 | 10 | 1 | 0 | 0 | 0 | 0 | 0 | 0 | 0 | 0 | 0
9 | 10 | 2 | 0 | 0 | 0 | 0 | 0 | 0 | 0 | 0 | 0
9 | 10 | 3 | 0 | 0 | 0 | 0 | 0 | 0 | 0 | 0 | 0
9 | 10 | 4 | 0 | 0 | 0 | 0 | 0 | 0 | 0 | 0 | 0
9 | 10 | 5 | 0 | 0 | 0 | 0 | 0 | 0 | 0 | 0 | 0
9 | 10 | 6 | 0 | 0 | 0 | 0 | 0 | 0 | 0 | 0 | 0
9 | 10 | 7 | 0 | 0 | 0 | 0 | 0 | 0 | 0 | 0 | 0
9 | 10 | 8 | 0 | 0 | 0 | 0 | 0 | 0 | 0 | 0 | 0
9 | 10 | 9 | 0 | 0 | 0 | 0 | 0 | 0 | 0 | 0 | 0
9 | 10 | 10 | 0 | 0 | 0 | 0 | 0 | 0 | 0 | 0 | 0
9 | 10 | 11 | 0 | 0 | 0 | 0 | 0 | 0 | 0 | 0 | 0
9 | 10 | 12 | 0 | 0 | 0 | 0 | 0 | 0 | 0 | 0 | 0
9 | 10 | 13 | 0 | 0 | 0 | 0 | 0 | 0 | 0 | 0 | 0
9 | 10 | 14 | 0 | 0 | 0 | 0 | 0 | 0 | 0 | 0 | 0
9 | 10 | 15 | 0 | 0 | 0 | 0 | 0 | 0 | 0 | 0 | 0
9 | 10 | 16 | 0 | 0 | 0 | 0 | 0 | 0 | 0 | 0 | 0
9 | 10 | 17 | 0 | 0 | 0 | 0 | 0 | 0 | 0 | 0 | 0
9 | 10 | 18 | 0 | 0 | 0 | 0 | 0 | 0 | 0 | 0 | 0
9 | 10 | 19 | 0 | 0 | 0 | 0 | 0 | 0 | 0 | 0 | 0
9 | 10 | 20 | 0 | 0 | 0 | 0 | 0 | 0 | 0 | 0 | 0
9 | 10 | 21 | 0 | 0 | 0 | 0 | 0 | 0 | 0 | 0 | 0
9 | 10 | 22 | 0 | 0 | 0 | 0 | 0 | 0 | 0 | 0 | 0
9 | 10 | 23 | 0 | 0 | 0 | 0 | 0 | 0 | 0 | 0 | 0
9 | 10 | 24 | 0 | 0 | 0 | 0 | 0 | 0 | 0 | 0 | 0
9 | 11 | 1 | 0 | 0 | 0 | 0 | 0 | 0 | 0 | 0 | 0
9 | 11 | 2 | 0 | 0 | 0 | 0 | 0 | 0 | 0 | 0 | 0
9 | 11 | 3 | 0 | 0 | 0 | 0 | 0 | 0 | 0 | 0 | 0
9 | 11 | 4 | 0 | 0 | 0 | 0 | 0 | 0 | 0 | 0 | 0
9 | 11 | 5 | 0 | 0 | 0 | 0 | 0 | 0 | 0 | 0 | 0
9 | 11 | 6 | 0 | 0 | 0 | 0 | 0 | 0 | 0 | 0 | 0
9 | 11 | 7 | 0 | 0 | 0 | 0 | 0 | 0 | 0 | 0 | 0
9 | 11 | 8 | 0 | 0 | 0 | 0 | 0 | 0 | 0 | 0 | 0
9 | 11 | 9 | 0 | 0 | 0 | 0 | 0 | 0 | 0 | 0 | 0
9 | 11 | 10 | 0 | 0 | 0 | 0 | 0 | 0 | 0 | 0 | 0
9 | 11 | 11 | 0 | 0 | 0 | 0 | 0 | 0 | 0 | 0 | 0
9 | 11 | 12 | 0 | 0 | 0 | 0 | 0 | 0 | 0 | 0 | 0
9 | 11 | 13 | 0 | 0 | 0 | 0 | 0 | 0 | 0 | 0 | 0
9 | 11 | 14 | 0 | 0 | 0 | 0 | 0 | 0 | 0 | 0 | 0
9 | 11 | 15 | 0 | 0 | 0 | 0 | 0 | 0 | 0 | 0 | 0
9 | 11 | 16 | 0 | 0 | 0 | 0 | 0 | 0 | 0 | 0 | 0
9 | 11 | 17 | 0 | 0 | 0 | 0 | 0 | 0 | 0 | 0 | 0
9 | 11 | 18 | 0 | 0 | 0 | 0 | 0 | 0 | 0 | 0 | 0
9 | 11 | 19 | 0 | 0 | 0 | 0 | 0 | 0 | 0 | 0 | 0
9 | 11 | 20 | 0 | 0 | 0 | 0 | 0 | 0 | 0 | 0 | 0
9 | 11 | 21 | 0 | 0 | 0 | 0 | 0 | 0 | 0 | 0 | 0
9 | 11 | 22 | 0 | 0 | 0 | 0 | 0 | 0 | 0 | 0 | 0
9 | 11 | 23 | 0 | 0 | 0 | 0 | 0 | 0 | 0 | 0 | 0
9 | 11 | 24 | 0 | 0 | 0 | 0 | 0 | 0 | 0 | 0 | 0
9 | 12 | 1 | 0 | 0 | 0 | 0 | 0 | 0 | 0 | 0 | 0
9 | 12 | 2 | 0 | 0 | 0 | 0 | 0 | 0 | 0 | 0 | 0
9 | 12 | 3 | 0 | 0 | 0 | 0 | 0 | 0 | 0 | 0 | 0
9 | 12 | 4 | 0 | 0 | 0 | 0 | 0 | 0 | 0 | 0 | 0
9 | 12 | 5 | 0 | 0 | 0 | 0 | 0 | 0 | 0 | 0 | 0
9 | 12 | 6 | 0 | 0 | 0 | 0 | 0 | 0 | 0 | 0 | 0
9 | 12 | 7 | 0 | 0 | 0 | 0 | 0 | 0 | 0 | 0 | 0
9 | 12 | 8 | 0 | 0 | 0 | 0 | 0 | 0 | 0 | 0 | 0
9 | 12 | 9 | 0 | 0 | 0 | 0 | 0 | 0 | 0 | 0 | 0
9 | 12 | 10 | 0 | 0 | 0 | 0 | 0 | 0 | 0 | 0 | 0
9 | 12 | 11 | 0 | 0 | 0 | 0 | 0 | 0 | 0 | 0 | 0
9 | 12 | 12 | 0 | 0 | 0 | 0 | 0 | 0 | 0 | 0 | 0
9 | 12 | 13 | 0 | 0 | 0 | 0 | 0 | 0 | 0 | 0 | 0
9 | 12 | 14 | 0 | 0 | 0 | 0 | 0 | 0 | 0 | 0 | 0
9 | 12 | 15 | 0 | 0 | 0 | 0 | 0 | 0 | 0 | 0 | 0
9 | 12 | 16 | 0 | 0 | 0 | 0 | 0 | 0 | 0 | 0 | 0
9 | 12 | 17 | 0 | 0 | 0 | 0 | 0 | 0 | 0 | 0 | 0
9 | 12 | 18 | 0 | 0 | 0 | 0 | 0 | 0 | 0 | 0 | 0
9 | 12 | 19 | 0 | 0 | 0 | 0 | 0 | 0 | 0 | 0 | 0
9 | 12 | 20 | 0 | 0 | 0 | 0 | 0 | 0 | 0 | 0 | 0
9 | 12 | 21 | 0 | 0 | 0 | 0 | 0 | 0 | 0 | 0 | 0
9 | 12 | 22 | 0 | 0 | 0 | 0 | 0 | 0 | 0 | 0 | 0
9 | 12 | 23 | 0 | 0 | 0 | 0 | 0 | 0 | 0 | 0 | 0
9 | 12 | 24 | 0 | 0 | 0 | 0 | 0 | 0 | 0 | 0 | 0
9 | 13 | 1 | 0 | 0 | 0 | 0 | 0 | 0 | 0 | 0 | 0
9 | 13 | 2 | 0 | 0 | 0 | 0 | 0 | 0 | 0 | 0 | 0
9 | 13 | 3 | 0 | 0 | 0 | 0 | 0 | 0 | 0 | 0 | 0
9 | 13 | 4 | 0 | 0 | 0 | 0 | 0 | 0 | 0 | 0 | 0
9 | 13 | 5 | 0 | 0 | 0 | 0 | 0 | 0 | 0 | 0 | 0
9 | 13 | 6 | 0 | 0 | 0 | 0 | 0 | 0 | 0 | 0 | 0
9 | 13 | 7 | 0 | 0 | 0 | 0 | 0 | 0 | 0 | 0 | 0
9 | 13 | 8 | 0 | 0 | 0 | 0 | 0 | 0 | 0 | 0 | 0
9 | 13 | 9 | 0 | 0 | 0 | 0 | 0 | 0 | 0 | 0 | 0
9 | 13 | 10 | 0 | 0 | 0 | 0 | 0 | 0 | 0 | 0 | 0
9 | 13 | 11 | 0 | 0 | 0 | 0 | 0 | 0 | 0 | 0 | 0
9 | 13 | 12 | 0 | 0 | 0 | 0 | 0 | 0 | 0 | 0 | 0
9 | 13 | 13 | 0 | 0 | 0 | 0 | 0 | 0 | 0 | 0 | 0
9 | 13 | 14 | 0 | 0 | 0 | 0 | 0 | 0 | 0 | 0 | 0
9 | 13 | 15 | 0 | 0 | 0 | 0 | 0 | 0 | 0 | 0 | 0
9 | 13 | 16 | 0 | 0 | 0 | 0 | 0 | 0 | 0 | 0 | 0
9 | 13 | 17 | 0 | 0 | 0 | 0 | 0 | 0 | 0 | 0 | 0
9 | 13 | 18 | 0 | 0 | 0 | 0 | 0 | 0 | 0 | 0 | 0
9 | 13 | 19 | 0 | 0 | 0 | 0 | 0 | 0 | 0 | 0 | 0
9 | 13 | 20 | 0 | 0 | 0 | 0 | 0 | 0 | 0 | 0 | 0
9 | 13 | 21 | 0 | 0 | 0 | 0 | 0 | 0 | 0 | 0 | 0
9 | 13 | 22 | 0 | 0 | 0 | 0 | 0 | 0 | 0 | 0 | 0
9 | 13 | 23 | 0 | 0 | 0 | 0 | 0 | 0 | 0 | 0 | 0
9 | 13 | 24 | 0 | 0 | 0 | 0 | 0 | 0 | 0 | 0 | 0
9 | 14 | 1 | 0 | 0 | 0 | 0 | 0 | 0 | 0 | 0 | 0
9 | 14 | 2 | 0 | 0 | 0 | 0 | 0 | 0 | 0 | 0 | 0
9 | 14 | 3 | 0 | 0 | 0 | 0 | 0 | 0 | 0 | 0 | 0
9 | 14 | 4 | 0 | 0 | 0 | 0 | 0 | 0 | 0 | 0 | 0
9 | 14 | 5 | 0 | 0 | 0 | 0 | 0 | 0 | 0 | 0 | 0
9 | 14 | 6 | 0 | 0 | 0 | 0 | 0 | 0 | 0 | 0 | 0
9 | 14 | 7 | 0 | 0 | 0 | 0 | 0 | 0 | 0 | 0 | 0
9 | 14 | 8 | 0 | 0 | 0 | 0 | 0 | 0 | 0 | 0 | 0
9 | 14 | 9 | 0 | 0 | 0 | 0 | 0 | 0 | 0 | 0 | 0
9 | 14 | 10 | 0 | 0 | 0 | 0 | 0 | 0 | 0 | 0 | 0
9 | 14 | 11 | 0 | 0 | 0 | 0 | 0 | 0 | 0 | 0 | 0
9 | 14 | 12 | 0 | 0 | 0 | 0 | 0 | 0 | 0 | 0 | 0
9 | 14 | 13 | 0 | 0 | 0 | 0 | 0 | 0 | 0 | 0 | 0
9 | 14 | 14 | 0 | 0 | 0 | 0 | 0 | 0 | 0 | 0 | 0
9 | 14 | 15 | 0 | 0 | 0 | 0 | 0 | 0 | 0 | 0 | 0
9 | 14 | 16 | 0 | 0 | 0 | 0 | 0 | 0 | 0 | 0 | 0
9 | 14 | 17 | 0 | 0 | 0 | 0 | 0 | 0 | 0 | 0 | 0
9 | 14 | 18 | 0 | 0 | 0 | 0 | 0 | 0 | 0 | 0 | 0
9 | 14 | 19 | 0 | 0 | 0 | 0 | 0 | 0 | 0 | 0 | 0
9 | 14 | 20 | 0 | 0 | 0 | 0 | 0 | 0 | 0 | 0 | 0
9 | 14 | 21 | 0 | 0 | 0 | 0 | 0 | 0 | 0 | 0 | 0
9 | 14 | 22 | 0 | 0 | 0 | 0 | 0 | 0 | 0 | 0 | 0
9 | 14 | 23 | 0 | 0 | 0 | 0 | 0 | 0 | 0 | 0 | 0
9 | 14 | 24 | 0 | 0 | 0 | 0 | 0 | 0 | 0 | 0 | 0
9 | 15 | 1 | 0 | 0 | 0 | 0 | 0 | 0 | 0 | 0 | 0
9 | 15 | 2 | 0 | 0 | 0 | 0 | 0 | 0 | 0 | 0 | 0
9 | 15 | 3 | 0 | 0 | 0 | 0 | 0 | 0 | 0 | 0 | 0
9 | 15 | 4 | 0 | 0 | 0 | 0 | 0 | 0 | 0 | 0 | 0
9 | 15 | 5 | 0 | 0 | 0 | 0 | 0 | 0 | 0 | 0 | 0
9 | 15 | 6 | 0 | 0 | 0 | 0 | 0 | 0 | 0 | 0 | 0
9 | 15 | 7 | 0 | 0 | 0 | 0 | 0 | 0 | 0 | 0 | 0
9 | 15 | 8 | 0 | 0 | 0 | 0 | 0 | 0 | 0 | 0 | 0
9 | 15 | 9 | 0 | 0 | 0 | 0 | 0 | 0 | 0 | 0 | 0
9 | 15 | 10 | 0 | 0 | 0 | 0 | 0 | 0 | 0 | 0 | 0
9 | 15 | 11 | 0 | 0 | 0 | 0 | 0 | 0 | 0 | 0 | 0
9 | 15 | 12 | 0 | 0 | 0 | 0 | 0 | 0 | 0 | 0 | 0
9 | 15 | 13 | 0 | 0 | 0 | 0 | 0 | 0 | 0 | 0 | 0
9 | 15 | 14 | 0 | 0 | 0 | 0 | 0 | 0 | 0 | 0 | 0
9 | 15 | 15 | 0 | 0 | 0 | 0 | 0 | 0 | 0 | 0 | 0
9 | 15 | 16 | 0 | 0 | 0 | 0 | 0 | 0 | 0 | 0 | 0
9 | 15 | 17 | 0 | 0 | 0 | 0 | 0 | 0 | 0 | 0 | 0
9 | 15 | 18 | 0 | 0 | 0 | 0 | 0 | 0 | 0 | 0 | 0
9 | 15 | 19 | 0 | 0 | 0 | 0 | 0 | 0 | 0 | 0 | 0
9 | 15 | 20 | 0 | 0 | 0 | 0 | 0 | 0 | 0 | 0 | 0
9 | 15 | 21 | 0 | 0 | 0 | 0 | 0 | 0 | 0 | 0 | 0
9 | 15 | 22 | 0 | 0 | 0 | 0 | 0 | 0 | 0 | 0 | 0
9 | 15 | 23 | 0 | 0 | 0 | 0 | 0 | 0 | 0 | 0 | 0
9 | 15 | 24 | 0 | 0 | 0 | 0 | 0 | 0 | 0 | 0 | 0
9 | 16 | 1 | 0 | 0 | 0 | 0 | 0 | 0 | 0 | 0 | 0
9 | 16 | 2 | 0 | 0 | 0 | 0 | 0 | 0 | 0 | 0 | 0
9 | 16 | 3 | 0 | 0 | 0 | 0 | 0 | 0 | 0 | 0 | 0
9 | 16 | 4 | 0 | 0 | 0 | 0 | 0 | 0 | 0 | 0 | 0
9 | 16 | 5 | 0 | 0 | 0 | 0 | 0 | 0 | 0 | 0 | 0
9 | 16 | 6 | 0 | 0 | 0 | 0 | 0 | 0 | 0 | 0 | 0
9 | 16 | 7 | 0 | 0 | 0 | 0 | 0 | 0 | 0 | 0 | 0
9 | 16 | 8 | 0 | 0 | 0 | 0 | 0 | 0 | 0 | 0 | 0
9 | 16 | 9 | 0 | 0 | 0 | 0 | 0 | 0 | 0 | 0 | 0
9 | 16 | 10 | 0 | 0 | 0 | 0 | 0 | 0 | 0 | 0 | 0
9 | 16 | 11 | 0 | 0 | 0 | 0 | 0 | 0 | 0 | 0 | 0
9 | 16 | 12 | 0 | 0 | 0 | 0 | 0 | 0 | 0 | 0 | 0
9 | 16 | 13 | 0 | 0 | 0 | 0 | 0 | 0 | 0 | 0 | 0
9 | 16 | 14 | 0 | 0 | 0 | 0 | 0 | 0 | 0 | 0 | 0
9 | 16 | 15 | 0 | 0 | 0 | 0 | 0 | 0 | 0 | 0 | 0
9 | 16 | 16 | 0 | 0 | 0 | 0 | 0 | 0 | 0 | 0 | 0
9 | 16 | 17 | 0 | 0 | 0 | 0 | 0 | 0 | 0 | 0 | 0
9 | 16 | 18 | 0 | 0 | 0 | 0 | 0 | 0 | 0 | 0 | 0
9 | 16 | 19 | 0 | 0 | 0 | 0 | 0 | 0 | 0 | 0 | 0
9 | 16 | 20 | 0 | 0 | 0 | 0 | 0 | 0 | 0 | 0 | 0
9 | 16 | 21 | 0 | 0 | 0 | 0 | 0 | 0 | 0 | 0 | 0
9 | 16 | 22 | 0 | 0 | 0 | 0 | 0 | 0 | 0 | 0 | 0
9 | 16 | 23 | 0 | 0 | 0 | 0 | 0 | 0 | 0 | 0 | 0
9 | 16 | 24 | 0 | 0 | 0 | 0 | 0 | 0 | 0 | 0 | 0
9 | 17 | 1 | 0 | 0 | 0 | 0 | 0 | 0 | 0 | 0 | 0
9 | 17 | 2 | 0 | 0 | 0 | 0 | 0 | 0 | 0 | 0 | 0
9 | 17 | 3 | 0 | 0 | 0 | 0 | 0 | 0 | 0 | 0 | 0
9 | 17 | 4 | 0 | 0 | 0 | 0 | 0 | 0 | 0 | 0 | 0
9 | 17 | 5 | 0 | 0 | 0 | 0 | 0 | 0 | 0 | 0 | 0
9 | 17 | 6 | 0 | 0 | 0 | 0 | 0 | 0 | 0 | 0 | 0
9 | 17 | 7 | 0 | 0 | 0 | 0 | 0 | 0 | 0 | 0 | 0
9 | 17 | 8 | 0 | 0 | 0 | 0 | 0 | 0 | 0 | 0 | 0
9 | 17 | 9 | 0 | 0 | 0 | 0 | 0 | 0 | 0 | 0 | 0
9 | 17 | 10 | 0 | 0 | 0 | 0 | 0 | 0 | 0 | 0 | 0
9 | 17 | 11 | 0 | 0 | 0 | 0 | 0 | 0 | 0 | 0 | 0
9 | 17 | 12 | 0 | 0 | 0 | 0 | 0 | 0 | 0 | 0 | 0
9 | 17 | 13 | 0 | 0 | 0 | 0 | 0 | 0 | 0 | 0 | 0
9 | 17 | 14 | 0 | 0 | 0 | 0 | 0 | 0 | 0 | 0 | 0
9 | 17 | 15 | 0 | 0 | 0 | 0 | 0 | 0 | 0 | 0 | 0
9 | 17 | 16 | 0 | 0 | 0 | 0 | 0 | 0 | 0 | 0 | 0
9 | 17 | 17 | 0 | 0 | 0 | 0 | 0 | 0 | 0 | 0 | 0
9 | 17 | 18 | 0 | 0 | 0 | 0 | 0 | 0 | 0 | 0 | 0
9 | 17 | 19 | 0 | 0 | 0 | 0 | 0 | 0 | 0 | 0 | 0
9 | 17 | 20 | 0 | 0 | 0 | 0 | 0 | 0 | 0 | 0 | 0
9 | 17 | 21 | 0 | 0 | 0 | 0 | 0 | 0 | 0 | 0 | 0
9 | 17 | 22 | 0 | 0 | 0 | 0 | 0 | 0 | 0 | 0 | 0
9 | 17 | 23 | 0 | 0 | 0 | 0 | 0 | 0 | 0 | 0 | 0
9 | 17 | 24 | 0 | 0 | 0 | 0 | 0 | 0 | 0 | 0 | 0
9 | 18 | 1 | 0 | 0 | 0 | 0 | 0 | 0 | 0 | 0 | 0
9 | 18 | 2 | 0 | 0 | 0 | 0 | 0 | 0 | 0 | 0 | 0
9 | 18 | 3 | 0 | 0 | 0 | 0 | 0 | 0 | 0 | 0 | 0
9 | 18 | 4 | 0 | 0 | 0 | 0 | 0 | 0 | 0 | 0 | 0
9 | 18 | 5 | 0 | 0 | 0 | 0 | 0 | 0 | 0 | 0 | 0
9 | 18 | 6 | 0 | 0 | 0 | 0 | 0 | 0 | 0 | 0 | 0
9 | 18 | 7 | 0 | 0 | 0 | 0 | 0 | 0 | 0 | 0 | 0
9 | 18 | 8 | 0 | 0 | 0 | 0 | 0 | 0 | 0 | 0 | 0
9 | 18 | 9 | 0 | 0 | 0 | 0 | 0 | 0 | 0 | 0 | 0
9 | 18 | 10 | 0 | 0 | 0 | 0 | 0 | 0 | 0 | 0 | 0
9 | 18 | 11 | 0 | 0 | 0 | 0 | 0 | 0 | 0 | 0 | 0
9 | 18 | 12 | 0 | 0 | 0 | 0 | 0 | 0 | 0 | 0 | 0
9 | 18 | 13 | 0 | 0 | 0 | 0 | 0 | 0 | 0 | 0 | 0
9 | 18 | 14 | 0 | 0 | 0 | 0 | 0 | 0 | 0 | 0 | 0
9 | 18 | 15 | 0 | 0 | 0 | 0 | 0 | 0 | 0 | 0 | 0
9 | 18 | 16 | 0 | 0 | 0 | 0 | 0 | 0 | 0 | 0 | 0
9 | 18 | 17 | 0 | 0 | 0 | 0 | 0 | 0 | 0 | 0 | 0
9 | 18 | 18 | 0 | 0 | 0 | 0 | 0 | 0 | 0 | 0 | 0
9 | 18 | 19 | 0 | 0 | 0 | 0 | 0 | 0 | 0 | 0 | 0
9 | 18 | 20 | 0 | 0 | 0 | 0 | 0 | 0 | 0 | 0 | 0
9 | 18 | 21 | 0 | 0 | 0 | 0 | 0 | 0 | 0 | 0 | 0
9 | 18 | 22 | 0 | 0 | 0 | 0 | 0 | 0 | 0 | 0 | 0
9 | 18 | 23 | 0 | 0 | 0 | 0 | 0 | 0 | 0 | 0 | 0
9 | 18 | 24 | 0 | 0 | 0 | 0 | 0 | 0 | 0 | 0 | 0
9 | 19 | 1 | 0 | 0 | 0 | 0 | 0 | 0 | 0 | 0 | 0
9 | 19 | 2 | 0 | 0 | 0 | 0 | 0 | 0 | 0 | 0 | 0
9 | 19 | 3 | 0 | 0 | 0 | 0 | 0 | 0 | 0 | 0 | 0
9 | 19 | 4 | 0 | 0 | 0 | 0 | 0 | 0 | 0 | 0 | 0
9 | 19 | 5 | 0 | 0 | 0 | 0 | 0 | 0 | 0 | 0 | 0
9 | 19 | 6 | 0 | 0 | 0 | 0 | 0 | 0 | 0 | 0 | 0
9 | 19 | 7 | 0 | 0 | 0 | 0 | 0 | 0 | 0 | 0 | 0
9 | 19 | 8 | 0 | 0 | 0 | 0 | 0 | 0 | 0 | 0 | 0
9 | 19 | 9 | 0 | 0 | 0 | 0 | 0 | 0 | 0 | 0 | 0
9 | 19 | 10 | 0 | 0 | 0 | 0 | 0 | 0 | 0 | 0 | 0
9 | 19 | 11 | 0 | 0 | 0 | 0 | 0 | 0 | 0 | 0 | 0
9 | 19 | 12 | 0 | 0 | 0 | 0 | 0 | 0 | 0 | 0 | 0
9 | 19 | 13 | 0 | 0 | 0 | 0 | 0 | 0 | 0 | 0 | 0
9 | 19 | 14 | 0 | 0 | 0 | 0 | 0 | 0 | 0 | 0 | 0
9 | 19 | 15 | 0 | 0 | 0 | 0 | 0 | 0 | 0 | 0 | 0
9 | 19 | 16 | 0 | 0 | 0 | 0 | 0 | 0 | 0 | 0 | 0
9 | 19 | 17 | 0 | 0 | 0 | 0 | 0 | 0 | 0 | 0 | 0
9 | 19 | 18 | 0 | 0 | 0 | 0 | 0 | 0 | 0 | 0 | 0
9 | 19 | 19 | 0 | 0 | 0 | 0 | 0 | 0 | 0 | 0 | 0
9 | 19 | 20 | 0 | 0 | 0 | 0 | 0 | 0 | 0 | 0 | 0
9 | 19 | 21 | 0 | 0 | 0 | 0 | 0 | 0 | 0 | 0 | 0
9 | 19 | 22 | 0 | 0 | 0 | 0 | 0 | 0 | 0 | 0 | 0
9 | 19 | 23 | 0 | 0 | 0 | 0 | 0 | 0 | 0 | 0 | 0
9 | 19 | 24 | 0 | 0 | 0 | 0 | 0 | 0 | 0 | 0 | 0
9 | 20 | 1 | 0 | 0 | 0 | 0 | 0 | 0 | 0 | 0 | 0
9 | 20 | 2 | 0 | 0 | 0 | 0 | 0 | 0 | 0 | 0 | 0
9 | 20 | 3 | 0 | 0 | 0 | 0 | 0 | 0 | 0 | 0 | 0
9 | 20 | 4 | 0 | 0 | 0 | 0 | 0 | 0 | 0 | 0 | 0
9 | 20 | 5 | 0 | 0 | 0 | 0 | 0 | 0 | 0 | 0 | 0
9 | 20 | 6 | 0 | 0 | 0 | 0 | 0 | 0 | 0 | 0 | 0
9 | 20 | 7 | 0 | 0 | 0 | 0 | 0 | 0 | 0 | 0 | 0
9 | 20 | 8 | 0 | 0 | 0 | 0 | 0 | 0 | 0 | 0 | 0
9 | 20 | 9 | 0 | 0 | 0 | 0 | 0 | 0 | 0 | 0 | 0
9 | 20 | 10 | 0 | 0 | 0 | 0 | 0 | 0 | 0 | 0 | 0
9 | 20 | 11 | 0 | 0 | 0 | 0 | 0 | 0 | 0 | 0 | 0
9 | 20 | 12 | 0 | 0 | 0 | 0 | 0 | 0 | 0 | 0 | 0
9 | 20 | 13 | 0 | 0 | 0 | 0 | 0 | 0 | 0 | 0 | 0
9 | 20 | 14 | 0 | 0 | 0 | 0 | 0 | 0 | 0 | 0 | 0
9 | 20 | 15 | 0 | 0 | 0 | 0 | 0 | 0 | 0 | 0 | 0
9 | 20 | 16 | 0 | 0 | 0 | 0 | 0 | 0 | 0 | 0 | 0
9 | 20 | 17 | 0 | 0 | 0 | 0 | 0 | 0 | 0 | 0 | 0
9 | 20 | 18 | 0 | 0 | 0 | 0 | 0 | 0 | 0 | 0 | 0
9 | 20 | 19 | 0 | 0 | 0 | 0 | 0 | 0 | 0 | 0 | 0
9 | 20 | 20 | 0 | 0 | 0 | 0 | 0 | 0 | 0 | 0 | 0
9 | 20 | 21 | 0 | 0 | 0 | 0 | 0 | 0 | 0 | 0 | 0
9 | 20 | 22 | 0 | 0 | 0 | 0 | 0 | 0 | 0 | 0 | 0
9 | 20 | 23 | 0 | 0 | 0 | 0 | 0 | 0 | 0 | 0 | 0
9 | 20 | 24 | 0 | 0 | 0 | 0 | 0 | 0 | 0 | 0 | 0
9 | 21 | 1 | 0 | 0 | 0 | 0 | 0 | 0 | 0 | 0 | 0
9 | 21 | 2 | 0 | 0 | 0 | 0 | 0 | 0 | 0 | 0 | 0
9 | 21 | 3 | 0 | 0 | 0 | 0 | 0 | 0 | 0 | 0 | 0
9 | 21 | 4 | 0 | 0 | 0 | 0 | 0 | 0 | 0 | 0 | 0
9 | 21 | 5 | 0 | 0 | 0 | 0 | 0 | 0 | 0 | 0 | 0
9 | 21 | 6 | 0 | 0 | 0 | 0 | 0 | 0 | 0 | 0 | 0
9 | 21 | 7 | 0 | 0 | 0 | 0 | 0 | 0 | 0 | 0 | 0
9 | 21 | 8 | 0 | 0 | 0 | 0 | 0 | 0 | 0 | 0 | 0
9 | 21 | 9 | 0 | 0 | 0 | 0 | 0 | 0 | 0 | 0 | 0
9 | 21 | 10 | 0 | 0 | 0 | 0 | 0 | 0 | 0 | 0 | 0
9 | 21 | 11 | 0 | 0 | 0 | 0 | 0 | 0 | 0 | 0 | 0
9 | 21 | 12 | 0 | 0 | 0 | 0 | 0 | 0 | 0 | 0 | 0
9 | 21 | 13 | 0 | 0 | 0 | 0 | 0 | 0 | 0 | 0 | 0
9 | 21 | 14 | 0 | 0 | 0 | 0 | 0 | 0 | 0 | 0 | 0
9 | 21 | 15 | 0 | 0 | 0 | 0 | 0 | 0 | 0 | 0 | 0
9 | 21 | 16 | 0 | 0 | 0 | 0 | 0 | 0 | 0 | 0 | 0
9 | 21 | 17 | 0 | 0 | 0 | 0 | 0 | 0 | 0 | 0 | 0
9 | 21 | 18 | 0 | 0 | 0 | 0 | 0 | 0 | 0 | 0 | 0
9 | 21 | 19 | 0 | 0 | 0 | 0 | 0 | 0 | 0 | 0 | 0
9 | 21 | 20 | 0 | 0 | 0 | 0 | 0 | 0 | 0 | 0 | 0
9 | 21 | 21 | 0 | 0 | 0 | 0 | 0 | 0 | 0 | 0 | 0
9 | 21 | 22 | 0 | 0 | 0 | 0 | 0 | 0 | 0 | 0 | 0
9 | 21 | 23 | 0 | 0 | 0 | 0 | 0 | 0 | 0 | 0 | 0
9 | 21 | 24 | 0 | 0 | 0 | 0 | 0 | 0 | 0 | 0 | 0
9 | 22 | 1 | 0 | 0 | 0 | 0 | 0 | 0 | 0 | 0 | 0
9 | 22 | 2 | 0 | 0 | 0 | 0 | 0 | 0 | 0 | 0 | 0
9 | 22 | 3 | 0 | 0 | 0 | 0 | 0 | 0 | 0 | 0 | 0
9 | 22 | 4 | 0 | 0 | 0 | 0 | 0 | 0 | 0 | 0 | 0
9 | 22 | 5 | 0 | 0 | 0 | 0 | 0 | 0 | 0 | 0 | 0
9 | 22 | 6 | 0 | 0 | 0 | 0 | 0 | 0 | 0 | 0 | 0
9 | 22 | 7 | 0 | 0 | 0 | 0 | 0 | 0 | 0 | 0 | 0
9 | 22 | 8 | 0 | 0 | 0 | 0 | 0 | 0 | 0 | 0 | 0
9 | 22 | 9 | 0 | 0 | 0 | 0 | 0 | 0 | 0 | 0 | 0
9 | 22 | 10 | 0 | 0 | 0 | 0 | 0 | 0 | 0 | 0 | 0
9 | 22 | 11 | 0 | 0 | 0 | 0 | 0 | 0 | 0 | 0 | 0
9 | 22 | 12 | 0 | 0 | 0 | 0 | 0 | 0 | 0 | 0 | 0
9 | 22 | 13 | 0 | 0 | 0 | 0 | 0 | 0 | 0 | 0 | 0
9 | 22 | 14 | 0 | 0 | 0 | 0 | 0 | 0 | 0 | 0 | 0
9 | 22 | 15 | 0 | 0 | 0 | 0 | 0 | 0 | 0 | 0 | 0
9 | 22 | 16 | 0 | 0 | 0 | 0 | 0 | 0 | 0 | 0 | 0
9 | 22 | 17 | 0 | 0 | 0 | 0 | 0 | 0 | 0 | 0 | 0
9 | 22 | 18 | 0 | 0 | 0 | 0 | 0 | 0 | 0 | 0 | 0
9 | 22 | 19 | 0 | 0 | 0 | 0 | 0 | 0 | 0 | 0 | 0
9 | 22 | 20 | 0 | 0 | 0 | 0 | 0 | 0 | 0 | 0 | 0
9 | 22 | 21 | 0 | 0 | 0 | 0 | 0 | 0 | 0 | 0 | 0
9 | 22 | 22 | 0 | 0 | 0 | 0 | 0 | 0 | 0 | 0 | 0
9 | 22 | 23 | 0 | 0 | 0 | 0 | 0 | 0 | 0 | 0 | 0
9 | 22 | 24 | 0 | 0 | 0 | 0 | 0 | 0 | 0 | 0 | 0
9 | 23 | 1 | 0 | 0 | 0 | 0 | 0 | 0 | 0 | 0 | 0
9 | 23 | 2 | 0 | 0 | 0 | 0 | 0 | 0 | 0 | 0 | 0
9 | 23 | 3 | 0 | 0 | 0 | 0 | 0 | 0 | 0 | 0 | 0
9 | 23 | 4 | 0 | 0 | 0 | 0 | 0 | 0 | 0 | 0 | 0
9 | 23 | 5 | 0 | 0 | 0 | 0 | 0 | 0 | 0 | 0 | 0
9 | 23 | 6 | 0 | 0 | 0 | 0 | 0 | 0 | 0 | 0 | 0
9 | 23 | 7 | 0 | 0 | 0 | 0 | 0 | 0 | 0 | 0 | 0
9 | 23 | 8 | 0 | 0 | 0 | 0 | 0 | 0 | 0 | 0 | 0
9 | 23 | 9 | 0 | 0 | 0 | 0 | 0 | 0 | 0 | 0 | 0
9 | 23 | 10 | 0 | 0 | 0 | 0 | 0 | 0 | 0 | 0 | 0
9 | 23 | 11 | 0 | 0 | 0 | 0 | 0 | 0 | 0 | 0 | 0
9 | 23 | 12 | 0 | 0 | 0 | 0 | 0 | 0 | 0 | 0 | 0
9 | 23 | 13 | 0 | 0 | 0 | 0 | 0 | 0 | 0 | 0 | 0
9 | 23 | 14 | 0 | 0 | 0 | 0 | 0 | 0 | 0 | 0 | 0
9 | 23 | 15 | 0 | 0 | 0 | 0 | 0 | 0 | 0 | 0 | 0
9 | 23 | 16 | 0 | 0 | 0 | 0 | 0 | 0 | 0 | 0 | 0
9 | 23 | 17 | 0 | 0 | 0 | 0 | 0 | 0 | 0 | 0 | 0
9 | 23 | 18 | 0 | 0 | 0 | 0 | 0 | 0 | 0 | 0 | 0
9 | 23 | 19 | 0 | 0 | 0 | 0 | 0 | 0 | 0 | 0 | 0
9 | 23 | 20 | 0 | 0 | 0 | 0 | 0 | 0 | 0 | 0 | 0
9 | 23 | 21 | 0 | 0 | 0 | 0 | 0 | 0 | 0 | 0 | 0
9 | 23 | 22 | 0 | 0 | 0 | 0 | 0 | 0 | 0 | 0 | 0
9 | 23 | 23 | 0 | 0 | 0 | 0 | 0 | 0 | 0 | 0 | 0
9 | 23 | 24 | 0 | 0 | 0 | 0 | 0 | 0 | 0 | 0 | 0
9 | 24 | 1 | 0 | 0 | 0 | 0 | 0 | 0 | 0 | 0 | 0
9 | 24 | 2 | 0 | 0 | 0 | 0 | 0 | 0 | 0 | 0 | 0
9 | 24 | 3 | 0 | 0 | 0 | 0 | 0 | 0 | 0 | 0 | 0
9 | 24 | 4 | 0 | 0 | 0 | 0 | 0 | 0 | 0 | 0 | 0
9 | 24 | 5 | 0 | 0 | 0 | 0 | 0 | 0 | 0 | 0 | 0
9 | 24 | 6 | 0 | 0 | 0 | 0 | 0 | 0 | 0 | 0 | 0
9 | 24 | 7 | 0 | 0 | 0 | 0 | 0 | 0 | 0 | 0 | 0
9 | 24 | 8 | 0 | 0 | 0 | 0 | 0 | 0 | 0 | 0 | 0
9 | 24 | 9 | 0 | 0 | 0 | 0 | 0 | 0 | 0 | 0 | 0
9 | 24 | 10 | 0 | 0 | 0 | 0 | 0 | 0 | 0 | 0 | 0
9 | 24 | 11 | 0 | 0 | 0 | 0 | 0 | 0 | 0 | 0 | 0
9 | 24 | 12 | 0 | 0 | 0 | 0 | 0 | 0 | 0 | 0 | 0
9 | 24 | 13 | 0 | 0 | 0 | 0 | 0 | 0 | 0 | 0 | 0
9 | 24 | 14 | 0 | 0 | 0 | 0 | 0 | 0 | 0 | 0 | 0
9 | 24 | 15 | 0 | 0 | 0 | 0 | 0 | 0 | 0 | 0 | 0
9 | 24 | 16 | 0 | 0 | 0 | 0 | 0 | 0 | 0 | 0 | 0
9 | 24 | 17 | 0 | 0 | 0 | 0 | 0 | 0 | 0 | 0 | 0
9 | 24 | 18 | 0 | 0 | 0 | 0 | 0 | 0 | 0 | 0 | 0
9 | 24 | 19 | 0 | 0 | 0 | 0 | 0 | 0 | 0 | 0 | 0
9 | 24 | 20 | 0 | 0 | 0 | 0 | 0 | 0 | 0 | 0 | 0
9 | 24 | 21 | 0 | 0 | 0 | 0 | 0 | 0 | 0 | 0 | 0
9 | 24 | 22 | 0 | 0 | 0 | 0 | 0 | 0 | 0 | 0 | 0
9 | 24 | 23 | 0 | 0 | 0 | 0 | 0 | 0 | 0 | 0 | 0
9 | 24 | 24 | 0 | 0 | 0 | 0 | 0 | 0 | 0 | 0 | 0
9 | 25 | 1 | 0 | 0 | 0 | 0 | 0 | 0 | 0 | 0 | 0
9 | 25 | 2 | 0 | 0 | 0 | 0 | 0 | 0 | 0 | 0 | 0
9 | 25 | 3 | 0 | 0 | 0 | 0 | 0 | 0 | 0 | 0 | 0
9 | 25 | 4 | 0 | 0 | 0 | 0 | 0 | 0 | 0 | 0 | 0
9 | 25 | 5 | 0 | 0 | 0 | 0 | 0 | 0 | 0 | 0 | 0
9 | 25 | 6 | 0 | 0 | 0 | 0 | 0 | 0 | 0 | 0 | 0
9 | 25 | 7 | 0 | 0 | 0 | 0 | 0 | 0 | 0 | 0 | 0
9 | 25 | 8 | 0 | 0 | 0 | 0 | 0 | 0 | 0 | 0 | 0
9 | 25 | 9 | 0 | 0 | 0 | 0 | 0 | 0 | 0 | 0 | 0
9 | 25 | 10 | 0 | 0 | 0 | 0 | 0 | 0 | 0 | 0 | 0
9 | 25 | 11 | 0 | 0 | 0 | 0 | 0 | 0 | 0 | 0 | 0
9 | 25 | 12 | 0 | 0 | 0 | 0 | 0 | 0 | 0 | 0 | 0
9 | 25 | 13 | 0 | 0 | 0 | 0 | 0 | 0 | 0 | 0 | 0
9 | 25 | 14 | 0 | 0 | 0 | 0 | 0 | 0 | 0 | 0 | 0
9 | 25 | 15 | 0 | 0 | 0 | 0 | 0 | 0 | 0 | 0 | 0
9 | 25 | 16 | 0 | 0 | 0 | 0 | 0 | 0 | 0 | 0 | 0
9 | 25 | 17 | 0 | 0 | 0 | 0 | 0 | 0 | 0 | 0 | 0
9 | 25 | 18 | 0 | 0 | 0 | 0 | 0 | 0 | 0 | 0 | 0
9 | 25 | 19 | 0 | 0 | 0 | 0 | 0 | 0 | 0 | 0 | 0
9 | 25 | 20 | 0 | 0 | 0 | 0 | 0 | 0 | 0 | 0 | 0
9 | 25 | 21 | 0 | 0 | 0 | 0 | 0 | 0 | 0 | 0 | 0
9 | 25 | 22 | 0 | 0 | 0 | 0 | 0 | 0 | 0 | 0 | 0
9 | 25 | 23 | 0 | 0 | 0 | 0 | 0 | 0 | 0 | 0 | 0
9 | 25 | 24 | 0 | 0 | 0 | 0 | 0 | 0 | 0 | 0 | 0
9 | 26 | 1 | 0 | 0 | 0 | 0 | 0 | 0 | 0 | 0 | 0
9 | 26 | 2 | 0 | 0 | 0 | 0 | 0 | 0 | 0 | 0 | 0
9 | 26 | 3 | 0 | 0 | 0 | 0 | 0 | 0 | 0 | 0 | 0
9 | 26 | 4 | 0 | 0 | 0 | 0 | 0 | 0 | 0 | 0 | 0
9 | 26 | 5 | 0 | 0 | 0 | 0 | 0 | 0 | 0 | 0 | 0
9 | 26 | 6 | 0 | 0 | 0 | 0 | 0 | 0 | 0 | 0 | 0
9 | 26 | 7 | 0 | 0 | 0 | 0 | 0 | 0 | 0 | 0 | 0
9 | 26 | 8 | 0 | 0 | 0 | 0 | 0 | 0 | 0 | 0 | 0
9 | 26 | 9 | 0 | 0 | 0 | 0 | 0 | 0 | 0 | 0 | 0
9 | 26 | 10 | 0 | 0 | 0 | 0 | 0 | 0 | 0 | 0 | 0
9 | 26 | 11 | 0 | 0 | 0 | 0 | 0 | 0 | 0 | 0 | 0
9 | 26 | 12 | 0 | 0 | 0 | 0 | 0 | 0 | 0 | 0 | 0
9 | 26 | 13 | 0 | 0 | 0 | 0 | 0 | 0 | 0 | 0 | 0
9 | 26 | 14 | 0 | 0 | 0 | 0 | 0 | 0 | 0 | 0 | 0
9 | 26 | 15 | 0 | 0 | 0 | 0 | 0 | 0 | 0 | 0 | 0
9 | 26 | 16 | 0 | 0 | 0 | 0 | 0 | 0 | 0 | 0 | 0
9 | 26 | 17 | 0 | 0 | 0 | 0 | 0 | 0 | 0 | 0 | 0
9 | 26 | 18 | 0 | 0 | 0 | 0 | 0 | 0 | 0 | 0 | 0
9 | 26 | 19 | 0 | 0 | 0 | 0 | 0 | 0 | 0 | 0 | 0
9 | 26 | 20 | 0 | 0 | 0 | 0 | 0 | 0 | 0 | 0 | 0
9 | 26 | 21 | 0 | 0 | 0 | 0 | 0 | 0 | 0 | 0 | 0
9 | 26 | 22 | 0 | 0 | 0 | 0 | 0 | 0 | 0 | 0 | 0
9 | 26 | 23 | 0 | 0 | 0 | 0 | 0 | 0 | 0 | 0 | 0
9 | 26 | 24 | 0 | 0 | 0 | 0 | 0 | 0 | 0 | 0 | 0
9 | 27 | 1 | 0 | 0 | 0 | 0 | 0 | 0 | 0 | 0 | 0
9 | 27 | 2 | 0 | 0 | 0 | 0 | 0 | 0 | 0 | 0 | 0
9 | 27 | 3 | 0 | 0 | 0 | 0 | 0 | 0 | 0 | 0 | 0
9 | 27 | 4 | 0 | 0 | 0 | 0 | 0 | 0 | 0 | 0 | 0
9 | 27 | 5 | 0 | 0 | 0 | 0 | 0 | 0 | 0 | 0 | 0
9 | 27 | 6 | 0 | 0 | 0 | 0 | 0 | 0 | 0 | 0 | 0
9 | 27 | 7 | 0 | 0 | 0 | 0 | 0 | 0 | 0 | 0 | 0
9 | 27 | 8 | 0 | 0 | 0 | 0 | 0 | 0 | 0 | 0 | 0
9 | 27 | 9 | 0 | 0 | 0 | 0 | 0 | 0 | 0 | 0 | 0
9 | 27 | 10 | 0 | 0 | 0 | 0 | 0 | 0 | 0 | 0 | 0
9 | 27 | 11 | 0 | 0 | 0 | 0 | 0 | 0 | 0 | 0 | 0
9 | 27 | 12 | 0 | 0 | 0 | 0 | 0 | 0 | 0 | 0 | 0
9 | 27 | 13 | 0 | 0 | 0 | 0 | 0 | 0 | 0 | 0 | 0
9 | 27 | 14 | 0 | 0 | 0 | 0 | 0 | 0 | 0 | 0 | 0
9 | 27 | 15 | 0 | 0 | 0 | 0 | 0 | 0 | 0 | 0 | 0
9 | 27 | 16 | 0 | 0 | 0 | 0 | 0 | 0 | 0 | 0 | 0
9 | 27 | 17 | 0 | 0 | 0 | 0 | 0 | 0 | 0 | 0 | 0
9 | 27 | 18 | 0 | 0 | 0 | 0 | 0 | 0 | 0 | 0 | 0
9 | 27 | 19 | 0 | 0 | 0 | 0 | 0 | 0 | 0 | 0 | 0
9 | 27 | 20 | 0 | 0 | 0 | 0 | 0 | 0 | 0 | 0 | 0
9 | 27 | 21 | 0 | 0 | 0 | 0 | 0 | 0 | 0 | 0 | 0
9 | 27 | 22 | 0 | 0 | 0 | 0 | 0 | 0 | 0 | 0 | 0
9 | 27 | 23 | 0 | 0 | 0 | 0 | 0 | 0 | 0 | 0 | 0
9 | 27 | 24 | 0 | 0 | 0 | 0 | 0 | 0 | 0 | 0 | 0
9 | 28 | 1 | 0 | 0 | 0 | 0 | 0 | 0 | 0 | 0 | 0
9 | 28 | 2 | 0 | 0 | 0 | 0 | 0 | 0 | 0 | 0 | 0
9 | 28 | 3 | 0 | 0 | 0 | 0 | 0 | 0 | 0 | 0 | 0
9 | 28 | 4 | 0 | 0 | 0 | 0 | 0 | 0 | 0 | 0 | 0
9 | 28 | 5 | 0 | 0 | 0 | 0 | 0 | 0 | 0 | 0 | 0
9 | 28 | 6 | 0 | 0 | 0 | 0 | 0 | 0 | 0 | 0 | 0
9 | 28 | 7 | 0 | 0 | 0 | 0 | 0 | 0 | 0 | 0 | 0
9 | 28 | 8 | 0 | 0 | 0 | 0 | 0 | 0 | 0 | 0 | 0
9 | 28 | 9 | 0 | 0 | 0 | 0 | 0 | 0 | 0 | 0 | 0
9 | 28 | 10 | 0 | 0 | 0 | 0 | 0 | 0 | 0 | 0 | 0
9 | 28 | 11 | 0 | 0 | 0 | 0 | 0 | 0 | 0 | 0 | 0
9 | 28 | 12 | 0 | 0 | 0 | 0 | 0 | 0 | 0 | 0 | 0
9 | 28 | 13 | 0 | 0 | 0 | 0 | 0 | 0 | 0 | 0 | 0
9 | 28 | 14 | 0 | 0 | 0 | 0 | 0 | 0 | 0 | 0 | 0
9 | 28 | 15 | 0 | 0 | 0 | 0 | 0 | 0 | 0 | 0 | 0
9 | 28 | 16 | 0 | 0 | 0 | 0 | 0 | 0 | 0 | 0 | 0
9 | 28 | 17 | 0 | 0 | 0 | 0 | 0 | 0 | 0 | 0 | 0
9 | 28 | 18 | 0 | 0 | 0 | 0 | 0 | 0 | 0 | 0 | 0
9 | 28 | 19 | 0 | 0 | 0 | 0 | 0 | 0 | 0 | 0 | 0
9 | 28 | 20 | 0 | 0 | 0 | 0 | 0 | 0 | 0 | 0 | 0
9 | 28 | 21 | 0 | 0 | 0 | 0 | 0 | 0 | 0 | 0 | 0
9 | 28 | 22 | 0 | 0 | 0 | 0 | 0 | 0 | 0 | 0 | 0
9 | 28 | 23 | 0 | 0 | 0 | 0 | 0 | 0 | 0 | 0 | 0
9 | 28 | 24 | 0 | 0 | 0 | 0 | 0 | 0 | 0 | 0 | 0
9 | 29 | 1 | 0 | 0 | 0 | 0 | 0 | 0 | 0 | 0 | 0
9 | 29 | 2 | 0 | 0 | 0 | 0 | 0 | 0 | 0 | 0 | 0
9 | 29 | 3 | 0 | 0 | 0 | 0 | 0 | 0 | 0 | 0 | 0
9 | 29 | 4 | 0 | 0 | 0 | 0 | 0 | 0 | 0 | 0 | 0
9 | 29 | 5 | 0 | 0 | 0 | 0 | 0 | 0 | 0 | 0 | 0
9 | 29 | 6 | 0 | 0 | 0 | 0 | 0 | 0 | 0 | 0 | 0
9 | 29 | 7 | 0 | 0 | 0 | 0 | 0 | 0 | 0 | 0 | 0
9 | 29 | 8 | 0 | 0 | 0 | 0 | 0 | 0 | 0 | 0 | 0
9 | 29 | 9 | 0 | 0 | 0 | 0 | 0 | 0 | 0 | 0 | 0
9 | 29 | 10 | 0 | 0 | 0 | 0 | 0 | 0 | 0 | 0 | 0
9 | 29 | 11 | 0 | 0 | 0 | 0 | 0 | 0 | 0 | 0 | 0
9 | 29 | 12 | 0 | 0 | 0 | 0 | 0 | 0 | 0 | 0 | 0
9 | 29 | 13 | 0 | 0 | 0 | 0 | 0 | 0 | 0 | 0 | 0
9 | 29 | 14 | 0 | 0 | 0 | 0 | 0 | 0 | 0 | 0 | 0
9 | 29 | 15 | 0 | 0 | 0 | 0 | 0 | 0 | 0 | 0 | 0
9 | 29 | 16 | 0 | 0 | 0 | 0 | 0 | 0 | 0 | 0 | 0
9 | 29 | 17 | 0 | 0 | 0 | 0 | 0 | 0 | 0 | 0 | 0
9 | 29 | 18 | 0 | 0 | 0 | 0 | 0 | 0 | 0 | 0 | 0
9 | 29 | 19 | 0 | 0 | 0 | 0 | 0 | 0 | 0 | 0 | 0
9 | 29 | 20 | 0 | 0 | 0 | 0 | 0 | 0 | 0 | 0 | 0
9 | 29 | 21 | 0 | 0 | 0 | 0 | 0 | 0 | 0 | 0 | 0
9 | 29 | 22 | 0 | 0 | 0 | 0 | 0 | 0 | 0 | 0 | 0
9 | 29 | 23 | 0 | 0 | 0 | 0 | 0 | 0 | 0 | 0 | 0
9 | 29 | 24 | 0 | 0 | 0 | 0 | 0 | 0 | 0 | 0 | 0
9 | 30 | 1 | 0 | 0 | 0 | 0 | 0 | 0 | 0 | 0 | 0
9 | 30 | 2 | 0 | 0 | 0 | 0 | 0 | 0 | 0 | 0 | 0
9 | 30 | 3 | 0 | 0 | 0 | 0 | 0 | 0 | 0 | 0 | 0
9 | 30 | 4 | 0 | 0 | 0 | 0 | 0 | 0 | 0 | 0 | 0
9 | 30 | 5 | 0 | 0 | 0 | 0 | 0 | 0 | 0 | 0 | 0
9 | 30 | 6 | 0 | 0 | 0 | 0 | 0 | 0 | 0 | 0 | 0
9 | 30 | 7 | 0 | 0 | 0 | 0 | 0 | 0 | 0 | 0 | 0
9 | 30 | 8 | 0 | 0 | 0 | 0 | 0 | 0 | 0 | 0 | 0
9 | 30 | 9 | 0 | 0 | 0 | 0 | 0 | 0 | 0 | 0 | 0
9 | 30 | 10 | 0 | 0 | 0 | 0 | 0 | 0 | 0 | 0 | 0
9 | 30 | 11 | 0 | 0 | 0 | 0 | 0 | 0 | 0 | 0 | 0
9 | 30 | 12 | 0 | 0 | 0 | 0 | 0 | 0 | 0 | 0 | 0
9 | 30 | 13 | 0 | 0 | 0 | 0 | 0 | 0 | 0 | 0 | 0
9 | 30 | 14 | 0 | 0 | 0 | 0 | 0 | 0 | 0 | 0 | 0
9 | 30 | 15 | 0 | 0 | 0 | 0 | 0 | 0 | 0 | 0 | 0
9 | 30 | 16 | 0 | 0 | 0 | 0 | 0 | 0 | 0 | 0 | 0
9 | 30 | 17 | 0 | 0 | 0 | 0 | 0 | 0 | 0 | 0 | 0
9 | 30 | 18 | 0 | 0 | 0 | 0 | 0 | 0 | 0 | 0 | 0
9 | 30 | 19 | 0 | 0 | 0 | 0 | 0 | 0 | 0 | 0 | 0
9 | 30 | 20 | 0 | 0 | 0 | 0 | 0 | 0 | 0 | 0 | 0
9 | 30 | 21 | 0 | 0 | 0 | 0 | 0 | 0 | 0 | 0 | 0
9 | 30 | 22 | 0 | 0 | 0 | 0 | 0 | 0 | 0 | 0 | 0
9 | 30 | 23 | 0 | 0 | 0 | 0 | 0 | 0 | 0 | 0 | 0
9 | 30 | 24 | 0 | 0 | 0 | 0 | 0 | 0 | 0 | 0 | 0
10 | 1 | 1 | 0 | 0 | 0 | 0 | 0 | 0 | 0 | 0 | 0
10 | 1 | 2 | 0 | 0 | 0 | 0 | 0 | 0 | 0 | 0 | 0
10 | 1 | 3 | 0 | 0 | 0 | 0 | 0 | 0 | 0 | 0 | 0
10 | 1 | 4 | 0 | 0 | 0 | 0 | 0 | 0 | 0 | 0 | 0
10 | 1 | 5 | 0 | 0 | 0 | 0 | 0 | 0 | 0 | 0 | 0
10 | 1 | 6 | 0 | 0 | 0 | 0 | 0 | 0 | 0 | 0 | 0
10 | 1 | 7 | 0 | 0 | 0 | 0 | 0 | 0 | 0 | 0 | 0
10 | 1 | 8 | 0 | 0 | 0 | 0 | 0 | 0 | 0 | 0 | 0
10 | 1 | 9 | 0 | 0 | 0 | 0 | 0 | 0 | 0 | 0 | 0
10 | 1 | 10 | 0 | 0 | 0 | 0 | 0 | 0 | 0 | 0 | 0
10 | 1 | 11 | 0 | 0 | 0 | 0 | 0 | 0 | 0 | 0 | 0
10 | 1 | 12 | 0 | 0 | 0 | 0 | 0 | 0 | 0 | 0 | 0
10 | 1 | 13 | 0 | 0 | 0 | 0 | 0 | 0 | 0 | 0 | 0
10 | 1 | 14 | 0 | 0 | 0 | 0 | 0 | 0 | 0 | 0 | 0
10 | 1 | 15 | 0 | 0 | 0 | 0 | 0 | 0 | 0 | 0 | 0
10 | 1 | 16 | 0 | 0 | 0 | 0 | 0 | 0 | 0 | 0 | 0
10 | 1 | 17 | 0 | 0 | 0 | 0 | 0 | 0 | 0 | 0 | 0
10 | 1 | 18 | 0 | 0 | 0 | 0 | 0 | 0 | 0 | 0 | 0
10 | 1 | 19 | 0 | 0 | 0 | 0 | 0 | 0 | 0 | 0 | 0
10 | 1 | 20 | 0 | 0 | 0 | 0 | 0 | 0 | 0 | 0 | 0
10 | 1 | 21 | 0 | 0 | 0 | 0 | 0 | 0 | 0 | 0 | 0
10 | 1 | 22 | 0 | 0 | 0 | 0 | 0 | 0 | 0 | 0 | 0
10 | 1 | 23 | 0 | 0 | 0 | 0 | 0 | 0 | 0 | 0 | 0
10 | 1 | 24 | 0 | 0 | 0 | 0 | 0 | 0 | 0 | 0 | 0
10 | 2 | 1 | 0 | 0 | 0 | 0 | 0 | 0 | 0 | 0 | 0
10 | 2 | 2 | 0 | 0 | 0 | 0 | 0 | 0 | 0 | 0 | 0
10 | 2 | 3 | 0 | 0 | 0 | 0 | 0 | 0 | 0 | 0 | 0
10 | 2 | 4 | 0 | 0 | 0 | 0 | 0 | 0 | 0 | 0 | 0
10 | 2 | 5 | 0 | 0 | 0 | 0 | 0 | 0 | 0 | 0 | 0
10 | 2 | 6 | 0 | 0 | 0 | 0 | 0 | 0 | 0 | 0 | 0
10 | 2 | 7 | 0 | 0 | 0 | 0 | 0 | 0 | 0 | 0 | 0
10 | 2 | 8 | 0 | 0 | 0 | 0 | 0 | 0 | 0 | 0 | 0
10 | 2 | 9 | 0 | 0 | 0 | 0 | 0 | 0 | 0 | 0 | 0
10 | 2 | 10 | 0 | 0 | 0 | 0 | 0 | 0 | 0 | 0 | 0
10 | 2 | 11 | 0 | 0 | 0 | 0 | 0 | 0 | 0 | 0 | 0
10 | 2 | 12 | 0 | 0 | 0 | 0 | 0 | 0 | 0 | 0 | 0
10 | 2 | 13 | 0 | 0 | 0 | 0 | 0 | 0 | 0 | 0 | 0
10 | 2 | 14 | 0 | 0 | 0 | 0 | 0 | 0 | 0 | 0 | 0
10 | 2 | 15 | 0 | 0 | 0 | 0 | 0 | 0 | 0 | 0 | 0
10 | 2 | 16 | 0 | 0 | 0 | 0 | 0 | 0 | 0 | 0 | 0
10 | 2 | 17 | 0 | 0 | 0 | 0 | 0 | 0 | 0 | 0 | 0
10 | 2 | 18 | 0 | 0 | 0 | 0 | 0 | 0 | 0 | 0 | 0
10 | 2 | 19 | 0 | 0 | 0 | 0 | 0 | 0 | 0 | 0 | 0
10 | 2 | 20 | 0 | 0 | 0 | 0 | 0 | 0 | 0 | 0 | 0
10 | 2 | 21 | 0 | 0 | 0 | 0 | 0 | 0 | 0 | 0 | 0
10 | 2 | 22 | 0 | 0 | 0 | 0 | 0 | 0 | 0 | 0 | 0
10 | 2 | 23 | 0 | 0 | 0 | 0 | 0 | 0 | 0 | 0 | 0
10 | 2 | 24 | 0 | 0 | 0 | 0 | 0 | 0 | 0 | 0 | 0
10 | 3 | 1 | 0 | 0 | 0 | 0 | 0 | 0 | 0 | 0 | 0
10 | 3 | 2 | 0 | 0 | 0 | 0 | 0 | 0 | 0 | 0 | 0
10 | 3 | 3 | 0 | 0 | 0 | 0 | 0 | 0 | 0 | 0 | 0
10 | 3 | 4 | 0 | 0 | 0 | 0 | 0 | 0 | 0 | 0 | 0
10 | 3 | 5 | 0 | 0 | 0 | 0 | 0 | 0 | 0 | 0 | 0
10 | 3 | 6 | 0 | 0 | 0 | 0 | 0 | 0 | 0 | 0 | 0
10 | 3 | 7 | 0 | 0 | 0 | 0 | 0 | 0 | 0 | 0 | 0
10 | 3 | 8 | 0 | 0 | 0 | 0 | 0 | 0 | 0 | 0 | 0
10 | 3 | 9 | 0 | 0 | 0 | 0 | 0 | 0 | 0 | 0 | 0
10 | 3 | 10 | 0 | 0 | 0 | 0 | 0 | 0 | 0 | 0 | 0
10 | 3 | 11 | 0 | 0 | 0 | 0 | 0 | 0 | 0 | 0 | 0
10 | 3 | 12 | 0 | 0 | 0 | 0 | 0 | 0 | 0 | 0 | 0
10 | 3 | 13 | 0 | 0 | 0 | 0 | 0 | 0 | 0 | 0 | 0
10 | 3 | 14 | 0 | 0 | 0 | 0 | 0 | 0 | 0 | 0 | 0
10 | 3 | 15 | 0 | 0 | 0 | 0 | 0 | 0 | 0 | 0 | 0
10 | 3 | 16 | 0 | 0 | 0 | 0 | 0 | 0 | 0 | 0 | 0
10 | 3 | 17 | 0 | 0 | 0 | 0 | 0 | 0 | 0 | 0 | 0
10 | 3 | 18 | 0 | 0 | 0 | 0 | 0 | 0 | 0 | 0 | 0
10 | 3 | 19 | 0 | 0 | 0 | 0 | 0 | 0 | 0 | 0 | 0
10 | 3 | 20 | 0 | 0 | 0 | 0 | 0 | 0 | 0 | 0 | 0
10 | 3 | 21 | 0 | 0 | 0 | 0 | 0 | 0 | 0 | 0 | 0
10 | 3 | 22 | 0 | 0 | 0 | 0 | 0 | 0 | 0 | 0 | 0
10 | 3 | 23 | 0 | 0 | 0 | 0 | 0 | 0 | 0 | 0 | 0
10 | 3 | 24 | 0 | 0 | 0 | 0 | 0 | 0 | 0 | 0 | 0
10 | 4 | 1 | 0 | 0 | 0 | 0 | 0 | 0 | 0 | 0 | 0
10 | 4 | 2 | 0 | 0 | 0 | 0 | 0 | 0 | 0 | 0 | 0
10 | 4 | 3 | 0 | 0 | 0 | 0 | 0 | 0 | 0 | 0 | 0
10 | 4 | 4 | 0 | 0 | 0 | 0 | 0 | 0 | 0 | 0 | 0
10 | 4 | 5 | 0 | 0 | 0 | 0 | 0 | 0 | 0 | 0 | 0
10 | 4 | 6 | 0 | 0 | 0 | 0 | 0 | 0 | 0 | 0 | 0
10 | 4 | 7 | 0 | 0 | 0 | 0 | 0 | 0 | 0 | 0 | 0
10 | 4 | 8 | 0 | 0 | 0 | 0 | 0 | 0 | 0 | 0 | 0
10 | 4 | 9 | 0 | 0 | 0 | 0 | 0 | 0 | 0 | 0 | 0
10 | 4 | 10 | 0 | 0 | 0 | 0 | 0 | 0 | 0 | 0 | 0
10 | 4 | 11 | 0 | 0 | 0 | 0 | 0 | 0 | 0 | 0 | 0
10 | 4 | 12 | 0 | 0 | 0 | 0 | 0 | 0 | 0 | 0 | 0
10 | 4 | 13 | 0 | 0 | 0 | 0 | 0 | 0 | 0 | 0 | 0
10 | 4 | 14 | 0 | 0 | 0 | 0 | 0 | 0 | 0 | 0 | 0
10 | 4 | 15 | 0 | 0 | 0 | 0 | 0 | 0 | 0 | 0 | 0
10 | 4 | 16 | 0 | 0 | 0 | 0 | 0 | 0 | 0 | 0 | 0
10 | 4 | 17 | 0 | 0 | 0 | 0 | 0 | 0 | 0 | 0 | 0
10 | 4 | 18 | 0 | 0 | 0 | 0 | 0 | 0 | 0 | 0 | 0
10 | 4 | 19 | 0 | 0 | 0 | 0 | 0 | 0 | 0 | 0 | 0
10 | 4 | 20 | 0 | 0 | 0 | 0 | 0 | 0 | 0 | 0 | 0
10 | 4 | 21 | 0 | 0 | 0 | 0 | 0 | 0 | 0 | 0 | 0
10 | 4 | 22 | 0 | 0 | 0 | 0 | 0 | 0 | 0 | 0 | 0
10 | 4 | 23 | 0 | 0 | 0 | 0 | 0 | 0 | 0 | 0 | 0
10 | 4 | 24 | 0 | 0 | 0 | 0 | 0 | 0 | 0 | 0 | 0
10 | 5 | 1 | 0 | 0 | 0 | 0 | 0 | 0 | 0 | 0 | 0
10 | 5 | 2 | 0 | 0 | 0 | 0 | 0 | 0 | 0 | 0 | 0
10 | 5 | 3 | 0 | 0 | 0 | 0 | 0 | 0 | 0 | 0 | 0
10 | 5 | 4 | 0 | 0 | 0 | 0 | 0 | 0 | 0 | 0 | 0
10 | 5 | 5 | 0 | 0 | 0 | 0 | 0 | 0 | 0 | 0 | 0
10 | 5 | 6 | 0 | 0 | 0 | 0 | 0 | 0 | 0 | 0 | 0
10 | 5 | 7 | 0 | 0 | 0 | 0 | 0 | 0 | 0 | 0 | 0
10 | 5 | 8 | 0 | 0 | 0 | 0 | 0 | 0 | 0 | 0 | 0
10 | 5 | 9 | 0 | 0 | 0 | 0 | 0 | 0 | 0 | 0 | 0
10 | 5 | 10 | 0 | 0 | 0 | 0 | 0 | 0 | 0 | 0 | 0
10 | 5 | 11 | 0 | 0 | 0 | 0 | 0 | 0 | 0 | 0 | 0
10 | 5 | 12 | 0 | 0 | 0 | 0 | 0 | 0 | 0 | 0 | 0
10 | 5 | 13 | 0 | 0 | 0 | 0 | 0 | 0 | 0 | 0 | 0
10 | 5 | 14 | 0 | 0 | 0 | 0 | 0 | 0 | 0 | 0 | 0
10 | 5 | 15 | 0 | 0 | 0 | 0 | 0 | 0 | 0 | 0 | 0
10 | 5 | 16 | 0 | 0 | 0 | 0 | 0 | 0 | 0 | 0 | 0
10 | 5 | 17 | 0 | 0 | 0 | 0 | 0 | 0 | 0 | 0 | 0
10 | 5 | 18 | 0 | 0 | 0 | 0 | 0 | 0 | 0 | 0 | 0
10 | 5 | 19 | 0 | 0 | 0 | 0 | 0 | 0 | 0 | 0 | 0
10 | 5 | 20 | 0 | 0 | 0 | 0 | 0 | 0 | 0 | 0 | 0
10 | 5 | 21 | 0 | 0 | 0 | 0 | 0 | 0 | 0 | 0 | 0
10 | 5 | 22 | 0 | 0 | 0 | 0 | 0 | 0 | 0 | 0 | 0
10 | 5 | 23 | 0 | 0 | 0 | 0 | 0 | 0 | 0 | 0 | 0
10 | 5 | 24 | 0 | 0 | 0 | 0 | 0 | 0 | 0 | 0 | 0
10 | 6 | 1 | 0 | 0 | 0 | 0 | 0 | 0 | 0 | 0 | 0
10 | 6 | 2 | 0 | 0 | 0 | 0 | 0 | 0 | 0 | 0 | 0
10 | 6 | 3 | 0 | 0 | 0 | 0 | 0 | 0 | 0 | 0 | 0
10 | 6 | 4 | 0 | 0 | 0 | 0 | 0 | 0 | 0 | 0 | 0
10 | 6 | 5 | 0 | 0 | 0 | 0 | 0 | 0 | 0 | 0 | 0
10 | 6 | 6 | 0 | 0 | 0 | 0 | 0 | 0 | 0 | 0 | 0
10 | 6 | 7 | 0 | 0 | 0 | 0 | 0 | 0 | 0 | 0 | 0
10 | 6 | 8 | 0 | 0 | 0 | 0 | 0 | 0 | 0 | 0 | 0
10 | 6 | 9 | 0 | 0 | 0 | 0 | 0 | 0 | 0 | 0 | 0
10 | 6 | 10 | 0 | 0 | 0 | 0 | 0 | 0 | 0 | 0 | 0
10 | 6 | 11 | 0 | 0 | 0 | 0 | 0 | 0 | 0 | 0 | 0
10 | 6 | 12 | 0 | 0 | 0 | 0 | 0 | 0 | 0 | 0 | 0
10 | 6 | 13 | 0 | 0 | 0 | 0 | 0 | 0 | 0 | 0 | 0
10 | 6 | 14 | 0 | 0 | 0 | 0 | 0 | 0 | 0 | 0 | 0
10 | 6 | 15 | 0 | 0 | 0 | 0 | 0 | 0 | 0 | 0 | 0
10 | 6 | 16 | 0 | 0 | 0 | 0 | 0 | 0 | 0 | 0 | 0
10 | 6 | 17 | 0 | 0 | 0 | 0 | 0 | 0 | 0 | 0 | 0
10 | 6 | 18 | 0 | 0 | 0 | 0 | 0 | 0 | 0 | 0 | 0
10 | 6 | 19 | 0 | 0 | 0 | 0 | 0 | 0 | 0 | 0 | 0
10 | 6 | 20 | 0 | 0 | 0 | 0 | 0 | 0 | 0 | 0 | 0
10 | 6 | 21 | 0 | 0 | 0 | 0 | 0 | 0 | 0 | 0 | 0
10 | 6 | 22 | 0 | 0 | 0 | 0 | 0 | 0 | 0 | 0 | 0
10 | 6 | 23 | 0 | 0 | 0 | 0 | 0 | 0 | 0 | 0 | 0
10 | 6 | 24 | 0 | 0 | 0 | 0 | 0 | 0 | 0 | 0 | 0
10 | 7 | 1 | 0 | 0 | 0 | 0 | 0 | 0 | 0 | 0 | 0
10 | 7 | 2 | 0 | 0 | 0 | 0 | 0 | 0 | 0 | 0 | 0
10 | 7 | 3 | 0 | 0 | 0 | 0 | 0 | 0 | 0 | 0 | 0
10 | 7 | 4 | 0 | 0 | 0 | 0 | 0 | 0 | 0 | 0 | 0
10 | 7 | 5 | 0 | 0 | 0 | 0 | 0 | 0 | 0 | 0 | 0
10 | 7 | 6 | 0 | 0 | 0 | 0 | 0 | 0 | 0 | 0 | 0
10 | 7 | 7 | 0 | 0 | 0 | 0 | 0 | 0 | 0 | 0 | 0
10 | 7 | 8 | 0 | 0 | 0 | 0 | 0 | 0 | 0 | 0 | 0
10 | 7 | 9 | 0 | 0 | 0 | 0 | 0 | 0 | 0 | 0 | 0
10 | 7 | 10 | 0 | 0 | 0 | 0 | 0 | 0 | 0 | 0 | 0
10 | 7 | 11 | 0 | 0 | 0 | 0 | 0 | 0 | 0 | 0 | 0
10 | 7 | 12 | 0 | 0 | 0 | 0 | 0 | 0 | 0 | 0 | 0
10 | 7 | 13 | 0 | 0 | 0 | 0 | 0 | 0 | 0 | 0 | 0
10 | 7 | 14 | 0 | 0 | 0 | 0 | 0 | 0 | 0 | 0 | 0
10 | 7 | 15 | 0 | 0 | 0 | 0 | 0 | 0 | 0 | 0 | 0
10 | 7 | 16 | 0 | 0 | 0 | 0 | 0 | 0 | 0 | 0 | 0
10 | 7 | 17 | 0 | 0 | 0 | 0 | 0 | 0 | 0 | 0 | 0
10 | 7 | 18 | 0 | 0 | 0 | 0 | 0 | 0 | 0 | 0 | 0
10 | 7 | 19 | 0 | 0 | 0 | 0 | 0 | 0 | 0 | 0 | 0
10 | 7 | 20 | 0 | 0 | 0 | 0 | 0 | 0 | 0 | 0 | 0
10 | 7 | 21 | 0 | 0 | 0 | 0 | 0 | 0 | 0 | 0 | 0
10 | 7 | 22 | 0 | 0 | 0 | 0 | 0 | 0 | 0 | 0 | 0
10 | 7 | 23 | 0 | 0 | 0 | 0 | 0 | 0 | 0 | 0 | 0
10 | 7 | 24 | 0 | 0 | 0 | 0 | 0 | 0 | 0 | 0 | 0
10 | 8 | 1 | 0 | 0 | 0 | 0 | 0 | 0 | 0 | 0 | 0
10 | 8 | 2 | 0 | 0 | 0 | 0 | 0 | 0 | 0 | 0 | 0
10 | 8 | 3 | 0 | 0 | 0 | 0 | 0 | 0 | 0 | 0 | 0
10 | 8 | 4 | 0 | 0 | 0 | 0 | 0 | 0 | 0 | 0 | 0
10 | 8 | 5 | 0 | 0 | 0 | 0 | 0 | 0 | 0 | 0 | 0
10 | 8 | 6 | 0 | 0 | 0 | 0 | 0 | 0 | 0 | 0 | 0
10 | 8 | 7 | 0 | 0 | 0 | 0 | 0 | 0 | 0 | 0 | 0
10 | 8 | 8 | 0 | 0 | 0 | 0 | 0 | 0 | 0 | 0 | 0
10 | 8 | 9 | 0 | 0 | 0 | 0 | 0 | 0 | 0 | 0 | 0
10 | 8 | 10 | 0 | 0 | 0 | 0 | 0 | 0 | 0 | 0 | 0
10 | 8 | 11 | 0 | 0 | 0 | 0 | 0 | 0 | 0 | 0 | 0
10 | 8 | 12 | 0 | 0 | 0 | 0 | 0 | 0 | 0 | 0 | 0
10 | 8 | 13 | 0 | 0 | 0 | 0 | 0 | 0 | 0 | 0 | 0
10 | 8 | 14 | 0 | 0 | 0 | 0 | 0 | 0 | 0 | 0 | 0
10 | 8 | 15 | 0 | 0 | 0 | 0 | 0 | 0 | 0 | 0 | 0
10 | 8 | 16 | 0 | 0 | 0 | 0 | 0 | 0 | 0 | 0 | 0
10 | 8 | 17 | 0 | 0 | 0 | 0 | 0 | 0 | 0 | 0 | 0
10 | 8 | 18 | 0 | 0 | 0 | 0 | 0 | 0 | 0 | 0 | 0
10 | 8 | 19 | 0 | 0 | 0 | 0 | 0 | 0 | 0 | 0 | 0
10 | 8 | 20 | 0 | 0 | 0 | 0 | 0 | 0 | 0 | 0 | 0
10 | 8 | 21 | 0 | 0 | 0 | 0 | 0 | 0 | 0 | 0 | 0
10 | 8 | 22 | 0 | 0 | 0 | 0 | 0 | 0 | 0 | 0 | 0
10 | 8 | 23 | 0 | 0 | 0 | 0 | 0 | 0 | 0 | 0 | 0
10 | 8 | 24 | 0 | 0 | 0 | 0 | 0 | 0 | 0 | 0 | 0
10 | 9 | 1 | 0 | 0 | 0 | 0 | 0 | 0 | 0 | 0 | 0
10 | 9 | 2 | 0 | 0 | 0 | 0 | 0 | 0 | 0 | 0 | 0
10 | 9 | 3 | 0 | 0 | 0 | 0 | 0 | 0 | 0 | 0 | 0
10 | 9 | 4 | 0 | 0 | 0 | 0 | 0 | 0 | 0 | 0 | 0
10 | 9 | 5 | 0 | 0 | 0 | 0 | 0 | 0 | 0 | 0 | 0
10 | 9 | 6 | 0 | 0 | 0 | 0 | 0 | 0 | 0 | 0 | 0
10 | 9 | 7 | 0 | 0 | 0 | 0 | 0 | 0 | 0 | 0 | 0
10 | 9 | 8 | 0 | 0 | 0 | 0 | 0 | 0 | 0 | 0 | 0
10 | 9 | 9 | 0 | 0 | 0 | 0 | 0 | 0 | 0 | 0 | 0
10 | 9 | 10 | 0 | 0 | 0 | 0 | 0 | 0 | 0 | 0 | 0
10 | 9 | 11 | 0 | 0 | 0 | 0 | 0 | 0 | 0 | 0 | 0
10 | 9 | 12 | 0 | 0 | 0 | 0 | 0 | 0 | 0 | 0 | 0
10 | 9 | 13 | 0 | 0 | 0 | 0 | 0 | 0 | 0 | 0 | 0
10 | 9 | 14 | 0 | 0 | 0 | 0 | 0 | 0 | 0 | 0 | 0
10 | 9 | 15 | 0 | 0 | 0 | 0 | 0 | 0 | 0 | 0 | 0
10 | 9 | 16 | 0 | 0 | 0 | 0 | 0 | 0 | 0 | 0 | 0
10 | 9 | 17 | 0 | 0 | 0 | 0 | 0 | 0 | 0 | 0 | 0
10 | 9 | 18 | 0 | 0 | 0 | 0 | 0 | 0 | 0 | 0 | 0
10 | 9 | 19 | 0 | 0 | 0 | 0 | 0 | 0 | 0 | 0 | 0
10 | 9 | 20 | 0 | 0 | 0 | 0 | 0 | 0 | 0 | 0 | 0
10 | 9 | 21 | 0 | 0 | 0 | 0 | 0 | 0 | 0 | 0 | 0
10 | 9 | 22 | 0 | 0 | 0 | 0 | 0 | 0 | 0 | 0 | 0
10 | 9 | 23 | 0 | 0 | 0 | 0 | 0 | 0 | 0 | 0 | 0
10 | 9 | 24 | 0 | 0 | 0 | 0 | 0 | 0 | 0 | 0 | 0
10 | 10 | 1 | 0 | 0 | 0 | 0 | 0 | 0 | 0 | 0 | 0
10 | 10 | 2 | 0 | 0 | 0 | 0 | 0 | 0 | 0 | 0 | 0
10 | 10 | 3 | 0 | 0 | 0 | 0 | 0 | 0 | 0 | 0 | 0
10 | 10 | 4 | 0 | 0 | 0 | 0 | 0 | 0 | 0 | 0 | 0
10 | 10 | 5 | 0 | 0 | 0 | 0 | 0 | 0 | 0 | 0 | 0
10 | 10 | 6 | 0 | 0 | 0 | 0 | 0 | 0 | 0 | 0 | 0
10 | 10 | 7 | 0 | 0 | 0 | 0 | 0 | 0 | 0 | 0 | 0
10 | 10 | 8 | 0 | 0 | 0 | 0 | 0 | 0 | 0 | 0 | 0
10 | 10 | 9 | 0 | 0 | 0 | 0 | 0 | 0 | 0 | 0 | 0
10 | 10 | 10 | 0 | 0 | 0 | 0 | 0 | 0 | 0 | 0 | 0
10 | 10 | 11 | 0 | 0 | 0 | 0 | 0 | 0 | 0 | 0 | 0
10 | 10 | 12 | 0 | 0 | 0 | 0 | 0 | 0 | 0 | 0 | 0
10 | 10 | 13 | 0 | 0 | 0 | 0 | 0 | 0 | 0 | 0 | 0
10 | 10 | 14 | 0 | 0 | 0 | 0 | 0 | 0 | 0 | 0 | 0
10 | 10 | 15 | 0 | 0 | 0 | 0 | 0 | 0 | 0 | 0 | 0
10 | 10 | 16 | 0 | 0 | 0 | 0 | 0 | 0 | 0 | 0 | 0
10 | 10 | 17 | 0 | 0 | 0 | 0 | 0 | 0 | 0 | 0 | 0
10 | 10 | 18 | 0 | 0 | 0 | 0 | 0 | 0 | 0 | 0 | 0
10 | 10 | 19 | 0 | 0 | 0 | 0 | 0 | 0 | 0 | 0 | 0
10 | 10 | 20 | 0 | 0 | 0 | 0 | 0 | 0 | 0 | 0 | 0
10 | 10 | 21 | 0 | 0 | 0 | 0 | 0 | 0 | 0 | 0 | 0
10 | 10 | 22 | 0 | 0 | 0 | 0 | 0 | 0 | 0 | 0 | 0
10 | 10 | 23 | 0 | 0 | 0 | 0 | 0 | 0 | 0 | 0 | 0
10 | 10 | 24 | 0 | 0 | 0 | 0 | 0 | 0 | 0 | 0 | 0
10 | 11 | 1 | 0 | 0 | 0 | 0 | 0 | 0 | 0 | 0 | 0
10 | 11 | 2 | 0 | 0 | 0 | 0 | 0 | 0 | 0 | 0 | 0
10 | 11 | 3 | 0 | 0 | 0 | 0 | 0 | 0 | 0 | 0 | 0
10 | 11 | 4 | 0 | 0 | 0 | 0 | 0 | 0 | 0 | 0 | 0
10 | 11 | 5 | 0 | 0 | 0 | 0 | 0 | 0 | 0 | 0 | 0
10 | 11 | 6 | 0 | 0 | 0 | 0 | 0 | 0 | 0 | 0 | 0
10 | 11 | 7 | 0 | 0 | 0 | 0 | 0 | 0 | 0 | 0 | 0
10 | 11 | 8 | 0 | 0 | 0 | 0 | 0 | 0 | 0 | 0 | 0
10 | 11 | 9 | 0 | 0 | 0 | 0 | 0 | 0 | 0 | 0 | 0
10 | 11 | 10 | 0 | 0 | 0 | 0 | 0 | 0 | 0 | 0 | 0
10 | 11 | 11 | 0 | 0 | 0 | 0 | 0 | 0 | 0 | 0 | 0
10 | 11 | 12 | 0 | 0 | 0 | 0 | 0 | 0 | 0 | 0 | 0
10 | 11 | 13 | 0 | 0 | 0 | 0 | 0 | 0 | 0 | 0 | 0
10 | 11 | 14 | 0 | 0 | 0 | 0 | 0 | 0 | 0 | 0 | 0
10 | 11 | 15 | 0 | 0 | 0 | 0 | 0 | 0 | 0 | 0 | 0
10 | 11 | 16 | 0 | 0 | 0 | 0 | 0 | 0 | 0 | 0 | 0
10 | 11 | 17 | 0 | 0 | 0 | 0 | 0 | 0 | 0 | 0 | 0
10 | 11 | 18 | 0 | 0 | 0 | 0 | 0 | 0 | 0 | 0 | 0
10 | 11 | 19 | 0 | 0 | 0 | 0 | 0 | 0 | 0 | 0 | 0
10 | 11 | 20 | 0 | 0 | 0 | 0 | 0 | 0 | 0 | 0 | 0
10 | 11 | 21 | 0 | 0 | 0 | 0 | 0 | 0 | 0 | 0 | 0
10 | 11 | 22 | 0 | 0 | 0 | 0 | 0 | 0 | 0 | 0 | 0
10 | 11 | 23 | 0 | 0 | 0 | 0 | 0 | 0 | 0 | 0 | 0
10 | 11 | 24 | 0 | 0 | 0 | 0 | 0 | 0 | 0 | 0 | 0
10 | 12 | 1 | 0 | 0 | 0 | 0 | 0 | 0 | 0 | 0 | 0
10 | 12 | 2 | 0 | 0 | 0 | 0 | 0 | 0 | 0 | 0 | 0
10 | 12 | 3 | 0 | 0 | 0 | 0 | 0 | 0 | 0 | 0 | 0
10 | 12 | 4 | 0 | 0 | 0 | 0 | 0 | 0 | 0 | 0 | 0
10 | 12 | 5 | 0 | 0 | 0 | 0 | 0 | 0 | 0 | 0 | 0
10 | 12 | 6 | 0 | 0 | 0 | 0 | 0 | 0 | 0 | 0 | 0
10 | 12 | 7 | 0 | 0 | 0 | 0 | 0 | 0 | 0 | 0 | 0
10 | 12 | 8 | 0 | 0 | 0 | 0 | 0 | 0 | 0 | 0 | 0
10 | 12 | 9 | 0 | 0 | 0 | 0 | 0 | 0 | 0 | 0 | 0
10 | 12 | 10 | 0 | 0 | 0 | 0 | 0 | 0 | 0 | 0 | 0
10 | 12 | 11 | 0 | 0 | 0 | 0 | 0 | 0 | 0 | 0 | 0
10 | 12 | 12 | 0 | 0 | 0 | 0 | 0 | 0 | 0 | 0 | 0
10 | 12 | 13 | 0 | 0 | 0 | 0 | 0 | 0 | 0 | 0 | 0
10 | 12 | 14 | 0 | 0 | 0 | 0 | 0 | 0 | 0 | 0 | 0
10 | 12 | 15 | 0 | 0 | 0 | 0 | 0 | 0 | 0 | 0 | 0
10 | 12 | 16 | 0 | 0 | 0 | 0 | 0 | 0 | 0 | 0 | 0
10 | 12 | 17 | 0 | 0 | 0 | 0 | 0 | 0 | 0 | 0 | 0
10 | 12 | 18 | 0 | 0 | 0 | 0 | 0 | 0 | 0 | 0 | 0
10 | 12 | 19 | 0 | 0 | 0 | 0 | 0 | 0 | 0 | 0 | 0
10 | 12 | 20 | 0 | 0 | 0 | 0 | 0 | 0 | 0 | 0 | 0
10 | 12 | 21 | 0 | 0 | 0 | 0 | 0 | 0 | 0 | 0 | 0
10 | 12 | 22 | 0 | 0 | 0 | 0 | 0 | 0 | 0 | 0 | 0
10 | 12 | 23 | 0 | 0 | 0 | 0 | 0 | 0 | 0 | 0 | 0
10 | 12 | 24 | 0 | 0 | 0 | 0 | 0 | 0 | 0 | 0 | 0
10 | 13 | 1 | 0 | 0 | 0 | 0 | 0 | 0 | 0 | 0 | 0
10 | 13 | 2 | 0 | 0 | 0 | 0 | 0 | 0 | 0 | 0 | 0
10 | 13 | 3 | 0 | 0 | 0 | 0 | 0 | 0 | 0 | 0 | 0
10 | 13 | 4 | 0 | 0 | 0 | 0 | 0 | 0 | 0 | 0 | 0
10 | 13 | 5 | 0 | 0 | 0 | 0 | 0 | 0 | 0 | 0 | 0
10 | 13 | 6 | 0 | 0 | 0 | 0 | 0 | 0 | 0 | 0 | 0
10 | 13 | 7 | 0 | 0 | 0 | 0 | 0 | 0 | 0 | 0 | 0
10 | 13 | 8 | 0 | 0 | 0 | 0 | 0 | 0 | 0 | 0 | 0
10 | 13 | 9 | 0 | 0 | 0 | 0 | 0 | 0 | 0 | 0 | 0
10 | 13 | 10 | 0 | 0 | 0 | 0 | 0 | 0 | 0 | 0 | 0
10 | 13 | 11 | 0 | 0 | 0 | 0 | 0 | 0 | 0 | 0 | 0
10 | 13 | 12 | 0 | 0 | 0 | 0 | 0 | 0 | 0 | 0 | 0
10 | 13 | 13 | 0 | 0 | 0 | 0 | 0 | 0 | 0 | 0 | 0
10 | 13 | 14 | 0 | 0 | 0 | 0 | 0 | 0 | 0 | 0 | 0
10 | 13 | 15 | 0 | 0 | 0 | 0 | 0 | 0 | 0 | 0 | 0
10 | 13 | 16 | 0 | 0 | 0 | 0 | 0 | 0 | 0 | 0 | 0
10 | 13 | 17 | 0 | 0 | 0 | 0 | 0 | 0 | 0 | 0 | 0
10 | 13 | 18 | 0 | 0 | 0 | 0 | 0 | 0 | 0 | 0 | 0
10 | 13 | 19 | 0 | 0 | 0 | 0 | 0 | 0 | 0 | 0 | 0
10 | 13 | 20 | 0 | 0 | 0 | 0 | 0 | 0 | 0 | 0 | 0
10 | 13 | 21 | 0 | 0 | 0 | 0 | 0 | 0 | 0 | 0 | 0
10 | 13 | 22 | 0 | 0 | 0 | 0 | 0 | 0 | 0 | 0 | 0
10 | 13 | 23 | 0 | 0 | 0 | 0 | 0 | 0 | 0 | 0 | 0
10 | 13 | 24 | 0 | 0 | 0 | 0 | 0 | 0 | 0 | 0 | 0
10 | 14 | 1 | 0 | 0 | 0 | 0 | 0 | 0 | 0 | 0 | 0
10 | 14 | 2 | 0 | 0 | 0 | 0 | 0 | 0 | 0 | 0 | 0
10 | 14 | 3 | 0 | 0 | 0 | 0 | 0 | 0 | 0 | 0 | 0
10 | 14 | 4 | 0 | 0 | 0 | 0 | 0 | 0 | 0 | 0 | 0
10 | 14 | 5 | 0 | 0 | 0 | 0 | 0 | 0 | 0 | 0 | 0
10 | 14 | 6 | 0 | 0 | 0 | 0 | 0 | 0 | 0 | 0 | 0
10 | 14 | 7 | 0 | 0 | 0 | 0 | 0 | 0 | 0 | 0 | 0
10 | 14 | 8 | 0 | 0 | 0 | 0 | 0 | 0 | 0 | 0 | 0
10 | 14 | 9 | 0 | 0 | 0 | 0 | 0 | 0 | 0 | 0 | 0
10 | 14 | 10 | 0 | 0 | 0 | 0 | 0 | 0 | 0 | 0 | 0
10 | 14 | 11 | 0 | 0 | 0 | 0 | 0 | 0 | 0 | 0 | 0
10 | 14 | 12 | 0 | 0 | 0 | 0 | 0 | 0 | 0 | 0 | 0
10 | 14 | 13 | 0 | 0 | 0 | 0 | 0 | 0 | 0 | 0 | 0
10 | 14 | 14 | 0 | 0 | 0 | 0 | 0 | 0 | 0 | 0 | 0
10 | 14 | 15 | 0 | 0 | 0 | 0 | 0 | 0 | 0 | 0 | 0
10 | 14 | 16 | 0 | 0 | 0 | 0 | 0 | 0 | 0 | 0 | 0
10 | 14 | 17 | 0 | 0 | 0 | 0 | 0 | 0 | 0 | 0 | 0
10 | 14 | 18 | 0 | 0 | 0 | 0 | 0 | 0 | 0 | 0 | 0
10 | 14 | 19 | 0 | 0 | 0 | 0 | 0 | 0 | 0 | 0 | 0
10 | 14 | 20 | 0 | 0 | 0 | 0 | 0 | 0 | 0 | 0 | 0
10 | 14 | 21 | 0 | 0 | 0 | 0 | 0 | 0 | 0 | 0 | 0
10 | 14 | 22 | 0 | 0 | 0 | 0 | 0 | 0 | 0 | 0 | 0
10 | 14 | 23 | 0 | 0 | 0 | 0 | 0 | 0 | 0 | 0 | 0
10 | 14 | 24 | 0 | 0 | 0 | 0 | 0 | 0 | 0 | 0 | 0
10 | 15 | 1 | 0 | 0 | 0 | 0 | 0 | 0 | 0 | 0 | 0
10 | 15 | 2 | 0 | 0 | 0 | 0 | 0 | 0 | 0 | 0 | 0
10 | 15 | 3 | 0 | 0 | 0 | 0 | 0 | 0 | 0 | 0 | 0
10 | 15 | 4 | 0 | 0 | 0 | 0 | 0 | 0 | 0 | 0 | 0
10 | 15 | 5 | 0 | 0 | 0 | 0 | 0 | 0 | 0 | 0 | 0
10 | 15 | 6 | 0 | 0 | 0 | 0 | 0 | 0 | 0 | 0 | 0
10 | 15 | 7 | 0 | 0 | 0 | 0 | 0 | 0 | 0 | 0 | 0
10 | 15 | 8 | 0 | 0 | 0 | 0 | 0 | 0 | 0 | 0 | 0
10 | 15 | 9 | 0 | 0 | 0 | 0 | 0 | 0 | 0 | 0 | 0
10 | 15 | 10 | 0 | 0 | 0 | 0 | 0 | 0 | 0 | 0 | 0
10 | 15 | 11 | 0 | 0 | 0 | 0 | 0 | 0 | 0 | 0 | 0
10 | 15 | 12 | 0 | 0 | 0 | 0 | 0 | 0 | 0 | 0 | 0
10 | 15 | 13 | 0 | 0 | 0 | 0 | 0 | 0 | 0 | 0 | 0
10 | 15 | 14 | 0 | 0 | 0 | 0 | 0 | 0 | 0 | 0 | 0
10 | 15 | 15 | 0 | 0 | 0 | 0 | 0 | 0 | 0 | 0 | 0
10 | 15 | 16 | 0 | 0 | 0 | 0 | 0 | 0 | 0 | 0 | 0
10 | 15 | 17 | 0 | 0 | 0 | 0 | 0 | 0 | 0 | 0 | 0
10 | 15 | 18 | 0 | 0 | 0 | 0 | 0 | 0 | 0 | 0 | 0
10 | 15 | 19 | 0 | 0 | 0 | 0 | 0 | 0 | 0 | 0 | 0
10 | 15 | 20 | 0 | 0 | 0 | 0 | 0 | 0 | 0 | 0 | 0
10 | 15 | 21 | 0 | 0 | 0 | 0 | 0 | 0 | 0 | 0 | 0
10 | 15 | 22 | 0 | 0 | 0 | 0 | 0 | 0 | 0 | 0 | 0
10 | 15 | 23 | 0 | 0 | 0 | 0 | 0 | 0 | 0 | 0 | 0
10 | 15 | 24 | 0 | 0 | 0 | 0 | 0 | 0 | 0 | 0 | 0
10 | 16 | 1 | 0 | 0 | 0 | 0 | 0 | 0 | 0 | 0 | 0
10 | 16 | 2 | 0 | 0 | 0 | 0 | 0 | 0 | 0 | 0 | 0
10 | 16 | 3 | 0 | 0 | 0 | 0 | 0 | 0 | 0 | 0 | 0
10 | 16 | 4 | 0 | 0 | 0 | 0 | 0 | 0 | 0 | 0 | 0
10 | 16 | 5 | 0 | 0 | 0 | 0 | 0 | 0 | 0 | 0 | 0
10 | 16 | 6 | 0 | 0 | 0 | 0 | 0 | 0 | 0 | 0 | 0
10 | 16 | 7 | 0 | 0 | 0 | 0 | 0 | 0 | 0 | 0 | 0
10 | 16 | 8 | 0 | 0 | 0 | 0 | 0 | 0 | 0 | 0 | 0
10 | 16 | 9 | 0 | 0 | 0 | 0 | 0 | 0 | 0 | 0 | 0
10 | 16 | 10 | 0 | 0 | 0 | 0 | 0 | 0 | 0 | 0 | 0
10 | 16 | 11 | 0 | 0 | 0 | 0 | 0 | 0 | 0 | 0 | 0
10 | 16 | 12 | 0 | 0 | 0 | 0 | 0 | 0 | 0 | 0 | 0
10 | 16 | 13 | 0 | 0 | 0 | 0 | 0 | 0 | 0 | 0 | 0
10 | 16 | 14 | 0 | 0 | 0 | 0 | 0 | 0 | 0 | 0 | 0
10 | 16 | 15 | 0 | 0 | 0 | 0 | 0 | 0 | 0 | 0 | 0
10 | 16 | 16 | 0 | 0 | 0 | 0 | 0 | 0 | 0 | 0 | 0
10 | 16 | 17 | 0 | 0 | 0 | 0 | 0 | 0 | 0 | 0 | 0
10 | 16 | 18 | 0 | 0 | 0 | 0 | 0 | 0 | 0 | 0 | 0
10 | 16 | 19 | 0 | 0 | 0 | 0 | 0 | 0 | 0 | 0 | 0
10 | 16 | 20 | 0 | 0 | 0 | 0 | 0 | 0 | 0 | 0 | 0
10 | 16 | 21 | 0 | 0 | 0 | 0 | 0 | 0 | 0 | 0 | 0
10 | 16 | 22 | 0 | 0 | 0 | 0 | 0 | 0 | 0 | 0 | 0
10 | 16 | 23 | 0 | 0 | 0 | 0 | 0 | 0 | 0 | 0 | 0
10 | 16 | 24 | 0 | 0 | 0 | 0 | 0 | 0 | 0 | 0 | 0
10 | 17 | 1 | 0 | 0 | 0 | 0 | 0 | 0 | 0 | 0 | 0
10 | 17 | 2 | 0 | 0 | 0 | 0 | 0 | 0 | 0 | 0 | 0
10 | 17 | 3 | 0 | 0 | 0 | 0 | 0 | 0 | 0 | 0 | 0
10 | 17 | 4 | 0 | 0 | 0 | 0 | 0 | 0 | 0 | 0 | 0
10 | 17 | 5 | 0 | 0 | 0 | 0 | 0 | 0 | 0 | 0 | 0
10 | 17 | 6 | 0 | 0 | 0 | 0 | 0 | 0 | 0 | 0 | 0
10 | 17 | 7 | 0 | 0 | 0 | 0 | 0 | 0 | 0 | 0 | 0
10 | 17 | 8 | 0 | 0 | 0 | 0 | 0 | 0 | 0 | 0 | 0
10 | 17 | 9 | 0 | 0 | 0 | 0 | 0 | 0 | 0 | 0 | 0
10 | 17 | 10 | 0 | 0 | 0 | 0 | 0 | 0 | 0 | 0 | 0
10 | 17 | 11 | 0 | 0 | 0 | 0 | 0 | 0 | 0 | 0 | 0
10 | 17 | 12 | 0 | 0 | 0 | 0 | 0 | 0 | 0 | 0 | 0
10 | 17 | 13 | 0 | 0 | 0 | 0 | 0 | 0 | 0 | 0 | 0
10 | 17 | 14 | 0 | 0 | 0 | 0 | 0 | 0 | 0 | 0 | 0
10 | 17 | 15 | 0 | 0 | 0 | 0 | 0 | 0 | 0 | 0 | 0
10 | 17 | 16 | 0 | 0 | 0 | 0 | 0 | 0 | 0 | 0 | 0
10 | 17 | 17 | 0 | 0 | 0 | 0 | 0 | 0 | 0 | 0 | 0
10 | 17 | 18 | 0 | 0 | 0 | 0 | 0 | 0 | 0 | 0 | 0
10 | 17 | 19 | 0 | 0 | 0 | 0 | 0 | 0 | 0 | 0 | 0
10 | 17 | 20 | 0 | 0 | 0 | 0 | 0 | 0 | 0 | 0 | 0
10 | 17 | 21 | 0 | 0 | 0 | 0 | 0 | 0 | 0 | 0 | 0
10 | 17 | 22 | 0 | 0 | 0 | 0 | 0 | 0 | 0 | 0 | 0
10 | 17 | 23 | 0 | 0 | 0 | 0 | 0 | 0 | 0 | 0 | 0
10 | 17 | 24 | 0 | 0 | 0 | 0 | 0 | 0 | 0 | 0 | 0
10 | 18 | 1 | 0 | 0 | 0 | 0 | 0 | 0 | 0 | 0 | 0
10 | 18 | 2 | 0 | 0 | 0 | 0 | 0 | 0 | 0 | 0 | 0
10 | 18 | 3 | 0 | 0 | 0 | 0 | 0 | 0 | 0 | 0 | 0
10 | 18 | 4 | 0 | 0 | 0 | 0 | 0 | 0 | 0 | 0 | 0
10 | 18 | 5 | 0 | 0 | 0 | 0 | 0 | 0 | 0 | 0 | 0
10 | 18 | 6 | 0 | 0 | 0 | 0 | 0 | 0 | 0 | 0 | 0
10 | 18 | 7 | 0 | 0 | 0 | 0 | 0 | 0 | 0 | 0 | 0
10 | 18 | 8 | 0 | 0 | 0 | 0 | 0 | 0 | 0 | 0 | 0
10 | 18 | 9 | 0 | 0 | 0 | 0 | 0 | 0 | 0 | 0 | 0
10 | 18 | 10 | 0 | 0 | 0 | 0 | 0 | 0 | 0 | 0 | 0
10 | 18 | 11 | 0 | 0 | 0 | 0 | 0 | 0 | 0 | 0 | 0
10 | 18 | 12 | 0 | 0 | 0 | 0 | 0 | 0 | 0 | 0 | 0
10 | 18 | 13 | 0 | 0 | 0 | 0 | 0 | 0 | 0 | 0 | 0
10 | 18 | 14 | 0 | 0 | 0 | 0 | 0 | 0 | 0 | 0 | 0
10 | 18 | 15 | 0 | 0 | 0 | 0 | 0 | 0 | 0 | 0 | 0
10 | 18 | 16 | 0 | 0 | 0 | 0 | 0 | 0 | 0 | 0 | 0
10 | 18 | 17 | 0 | 0 | 0 | 0 | 0 | 0 | 0 | 0 | 0
10 | 18 | 18 | 0 | 0 | 0 | 0 | 0 | 0 | 0 | 0 | 0
10 | 18 | 19 | 0 | 0 | 0 | 0 | 0 | 0 | 0 | 0 | 0
10 | 18 | 20 | 0 | 0 | 0 | 0 | 0 | 0 | 0 | 0 | 0
10 | 18 | 21 | 0 | 0 | 0 | 0 | 0 | 0 | 0 | 0 | 0
10 | 18 | 22 | 0 | 0 | 0 | 0 | 0 | 0 | 0 | 0 | 0
10 | 18 | 23 | 0 | 0 | 0 | 0 | 0 | 0 | 0 | 0 | 0
10 | 18 | 24 | 0 | 0 | 0 | 0 | 0 | 0 | 0 | 0 | 0
10 | 19 | 1 | 0 | 0 | 0 | 0 | 0 | 0 | 0 | 0 | 0
10 | 19 | 2 | 0 | 0 | 0 | 0 | 0 | 0 | 0 | 0 | 0
10 | 19 | 3 | 0 | 0 | 0 | 0 | 0 | 0 | 0 | 0 | 0
10 | 19 | 4 | 0 | 0 | 0 | 0 | 0 | 0 | 0 | 0 | 0
10 | 19 | 5 | 0 | 0 | 0 | 0 | 0 | 0 | 0 | 0 | 0
10 | 19 | 6 | 0 | 0 | 0 | 0 | 0 | 0 | 0 | 0 | 0
10 | 19 | 7 | 0 | 0 | 0 | 0 | 0 | 0 | 0 | 0 | 0
10 | 19 | 8 | 0 | 0 | 0 | 0 | 0 | 0 | 0 | 0 | 0
10 | 19 | 9 | 0 | 0 | 0 | 0 | 0 | 0 | 0 | 0 | 0
10 | 19 | 10 | 0 | 0 | 0 | 0 | 0 | 0 | 0 | 0 | 0
10 | 19 | 11 | 0 | 0 | 0 | 0 | 0 | 0 | 0 | 0 | 0
10 | 19 | 12 | 0 | 0 | 0 | 0 | 0 | 0 | 0 | 0 | 0
10 | 19 | 13 | 0 | 0 | 0 | 0 | 0 | 0 | 0 | 0 | 0
10 | 19 | 14 | 0 | 0 | 0 | 0 | 0 | 0 | 0 | 0 | 0
10 | 19 | 15 | 0 | 0 | 0 | 0 | 0 | 0 | 0 | 0 | 0
10 | 19 | 16 | 0 | 0 | 0 | 0 | 0 | 0 | 0 | 0 | 0
10 | 19 | 17 | 0 | 0 | 0 | 0 | 0 | 0 | 0 | 0 | 0
10 | 19 | 18 | 0 | 0 | 0 | 0 | 0 | 0 | 0 | 0 | 0
10 | 19 | 19 | 0 | 0 | 0 | 0 | 0 | 0 | 0 | 0 | 0
10 | 19 | 20 | 0 | 0 | 0 | 0 | 0 | 0 | 0 | 0 | 0
10 | 19 | 21 | 0 | 0 | 0 | 0 | 0 | 0 | 0 | 0 | 0
10 | 19 | 22 | 0 | 0 | 0 | 0 | 0 | 0 | 0 | 0 | 0
10 | 19 | 23 | 0 | 0 | 0 | 0 | 0 | 0 | 0 | 0 | 0
10 | 19 | 24 | 0 | 0 | 0 | 0 | 0 | 0 | 0 | 0 | 0
10 | 20 | 1 | 0 | 0 | 0 | 0 | 0 | 0 | 0 | 0 | 0
10 | 20 | 2 | 0 | 0 | 0 | 0 | 0 | 0 | 0 | 0 | 0
10 | 20 | 3 | 0 | 0 | 0 | 0 | 0 | 0 | 0 | 0 | 0
10 | 20 | 4 | 0 | 0 | 0 | 0 | 0 | 0 | 0 | 0 | 0
10 | 20 | 5 | 0 | 0 | 0 | 0 | 0 | 0 | 0 | 0 | 0
10 | 20 | 6 | 0 | 0 | 0 | 0 | 0 | 0 | 0 | 0 | 0
10 | 20 | 7 | 0 | 0 | 0 | 0 | 0 | 0 | 0 | 0 | 0
10 | 20 | 8 | 0 | 0 | 0 | 0 | 0 | 0 | 0 | 0 | 0
10 | 20 | 9 | 0 | 0 | 0 | 0 | 0 | 0 | 0 | 0 | 0
10 | 20 | 10 | 0 | 0 | 0 | 0 | 0 | 0 | 0 | 0 | 0
10 | 20 | 11 | 0 | 0 | 0 | 0 | 0 | 0 | 0 | 0 | 0
10 | 20 | 12 | 0 | 0 | 0 | 0 | 0 | 0 | 0 | 0 | 0
10 | 20 | 13 | 0 | 0 | 0 | 0 | 0 | 0 | 0 | 0 | 0
10 | 20 | 14 | 0 | 0 | 0 | 0 | 0 | 0 | 0 | 0 | 0
10 | 20 | 15 | 0 | 0 | 0 | 0 | 0 | 0 | 0 | 0 | 0
10 | 20 | 16 | 0 | 0 | 0 | 0 | 0 | 0 | 0 | 0 | 0
10 | 20 | 17 | 0 | 0 | 0 | 0 | 0 | 0 | 0 | 0 | 0
10 | 20 | 18 | 0 | 0 | 0 | 0 | 0 | 0 | 0 | 0 | 0
10 | 20 | 19 | 0 | 0 | 0 | 0 | 0 | 0 | 0 | 0 | 0
10 | 20 | 20 | 0 | 0 | 0 | 0 | 0 | 0 | 0 | 0 | 0
10 | 20 | 21 | 0 | 0 | 0 | 0 | 0 | 0 | 0 | 0 | 0
10 | 20 | 22 | 0 | 0 | 0 | 0 | 0 | 0 | 0 | 0 | 0
10 | 20 | 23 | 0 | 0 | 0 | 0 | 0 | 0 | 0 | 0 | 0
10 | 20 | 24 | 0 | 0 | 0 | 0 | 0 | 0 | 0 | 0 | 0
10 | 21 | 1 | 0 | 0 | 0 | 0 | 0 | 0 | 0 | 0 | 0
10 | 21 | 2 | 0 | 0 | 0 | 0 | 0 | 0 | 0 | 0 | 0
10 | 21 | 3 | 0 | 0 | 0 | 0 | 0 | 0 | 0 | 0 | 0
10 | 21 | 4 | 0 | 0 | 0 | 0 | 0 | 0 | 0 | 0 | 0
10 | 21 | 5 | 0 | 0 | 0 | 0 | 0 | 0 | 0 | 0 | 0
10 | 21 | 6 | 0 | 0 | 0 | 0 | 0 | 0 | 0 | 0 | 0
10 | 21 | 7 | 0 | 0 | 0 | 0 | 0 | 0 | 0 | 0 | 0
10 | 21 | 8 | 0 | 0 | 0 | 0 | 0 | 0 | 0 | 0 | 0
10 | 21 | 9 | 0 | 0 | 0 | 0 | 0 | 0 | 0 | 0 | 0
10 | 21 | 10 | 0 | 0 | 0 | 0 | 0 | 0 | 0 | 0 | 0
10 | 21 | 11 | 0 | 0 | 0 | 0 | 0 | 0 | 0 | 0 | 0
10 | 21 | 12 | 0 | 0 | 0 | 0 | 0 | 0 | 0 | 0 | 0
10 | 21 | 13 | 0 | 0 | 0 | 0 | 0 | 0 | 0 | 0 | 0
10 | 21 | 14 | 0 | 0 | 0 | 0 | 0 | 0 | 0 | 0 | 0
10 | 21 | 15 | 0 | 0 | 0 | 0 | 0 | 0 | 0 | 0 | 0
10 | 21 | 16 | 0 | 0 | 0 | 0 | 0 | 0 | 0 | 0 | 0
10 | 21 | 17 | 0 | 0 | 0 | 0 | 0 | 0 | 0 | 0 | 0
10 | 21 | 18 | 0 | 0 | 0 | 0 | 0 | 0 | 0 | 0 | 0
10 | 21 | 19 | 0 | 0 | 0 | 0 | 0 | 0 | 0 | 0 | 0
10 | 21 | 20 | 0 | 0 | 0 | 0 | 0 | 0 | 0 | 0 | 0
10 | 21 | 21 | 0 | 0 | 0 | 0 | 0 | 0 | 0 | 0 | 0
10 | 21 | 22 | 0 | 0 | 0 | 0 | 0 | 0 | 0 | 0 | 0
10 | 21 | 23 | 0 | 0 | 0 | 0 | 0 | 0 | 0 | 0 | 0
10 | 21 | 24 | 0 | 0 | 0 | 0 | 0 | 0 | 0 | 0 | 0
10 | 22 | 1 | 0 | 0 | 0 | 0 | 0 | 0 | 0 | 0 | 0
10 | 22 | 2 | 0 | 0 | 0 | 0 | 0 | 0 | 0 | 0 | 0
10 | 22 | 3 | 0 | 0 | 0 | 0 | 0 | 0 | 0 | 0 | 0
10 | 22 | 4 | 0 | 0 | 0 | 0 | 0 | 0 | 0 | 0 | 0
10 | 22 | 5 | 0 | 0 | 0 | 0 | 0 | 0 | 0 | 0 | 0
10 | 22 | 6 | 0 | 0 | 0 | 0 | 0 | 0 | 0 | 0 | 0
10 | 22 | 7 | 0 | 0 | 0 | 0 | 0 | 0 | 0 | 0 | 0
10 | 22 | 8 | 0 | 0 | 0 | 0 | 0 | 0 | 0 | 0 | 0
10 | 22 | 9 | 0 | 0 | 0 | 0 | 0 | 0 | 0 | 0 | 0
10 | 22 | 10 | 0 | 0 | 0 | 0 | 0 | 0 | 0 | 0 | 0
10 | 22 | 11 | 0 | 0 | 0 | 0 | 0 | 0 | 0 | 0 | 0
10 | 22 | 12 | 0 | 0 | 0 | 0 | 0 | 0 | 0 | 0 | 0
10 | 22 | 13 | 0 | 0 | 0 | 0 | 0 | 0 | 0 | 0 | 0
10 | 22 | 14 | 0 | 0 | 0 | 0 | 0 | 0 | 0 | 0 | 0
10 | 22 | 15 | 0 | 0 | 0 | 0 | 0 | 0 | 0 | 0 | 0
10 | 22 | 16 | 0 | 0 | 0 | 0 | 0 | 0 | 0 | 0 | 0
10 | 22 | 17 | 0 | 0 | 0 | 0 | 0 | 0 | 0 | 0 | 0
10 | 22 | 18 | 0 | 0 | 0 | 0 | 0 | 0 | 0 | 0 | 0
10 | 22 | 19 | 0 | 0 | 0 | 0 | 0 | 0 | 0 | 0 | 0
10 | 22 | 20 | 0 | 0 | 0 | 0 | 0 | 0 | 0 | 0 | 0
10 | 22 | 21 | 0 | 0 | 0 | 0 | 0 | 0 | 0 | 0 | 0
10 | 22 | 22 | 0 | 0 | 0 | 0 | 0 | 0 | 0 | 0 | 0
10 | 22 | 23 | 0 | 0 | 0 | 0 | 0 | 0 | 0 | 0 | 0
10 | 22 | 24 | 0 | 0 | 0 | 0 | 0 | 0 | 0 | 0 | 0
10 | 23 | 1 | 0 | 0 | 0 | 0 | 0 | 0 | 0 | 0 | 0
10 | 23 | 2 | 0 | 0 | 0 | 0 | 0 | 0 | 0 | 0 | 0
10 | 23 | 3 | 0 | 0 | 0 | 0 | 0 | 0 | 0 | 0 | 0
10 | 23 | 4 | 0 | 0 | 0 | 0 | 0 | 0 | 0 | 0 | 0
10 | 23 | 5 | 0 | 0 | 0 | 0 | 0 | 0 | 0 | 0 | 0
10 | 23 | 6 | 0 | 0 | 0 | 0 | 0 | 0 | 0 | 0 | 0
10 | 23 | 7 | 0 | 0 | 0 | 0 | 0 | 0 | 0 | 0 | 0
10 | 23 | 8 | 0 | 0 | 0 | 0 | 0 | 0 | 0 | 0 | 0
10 | 23 | 9 | 0 | 0 | 0 | 0 | 0 | 0 | 0 | 0 | 0
10 | 23 | 10 | 0 | 0 | 0 | 0 | 0 | 0 | 0 | 0 | 0
10 | 23 | 11 | 0 | 0 | 0 | 0 | 0 | 0 | 0 | 0 | 0
10 | 23 | 12 | 0 | 0 | 0 | 0 | 0 | 0 | 0 | 0 | 0
10 | 23 | 13 | 0 | 0 | 0 | 0 | 0 | 0 | 0 | 0 | 0
10 | 23 | 14 | 0 | 0 | 0 | 0 | 0 | 0 | 0 | 0 | 0
10 | 23 | 15 | 0 | 0 | 0 | 0 | 0 | 0 | 0 | 0 | 0
10 | 23 | 16 | 0 | 0 | 0 | 0 | 0 | 0 | 0 | 0 | 0
10 | 23 | 17 | 0 | 0 | 0 | 0 | 0 | 0 | 0 | 0 | 0
10 | 23 | 18 | 0 | 0 | 0 | 0 | 0 | 0 | 0 | 0 | 0
10 | 23 | 19 | 0 | 0 | 0 | 0 | 0 | 0 | 0 | 0 | 0
10 | 23 | 20 | 0 | 0 | 0 | 0 | 0 | 0 | 0 | 0 | 0
10 | 23 | 21 | 0 | 0 | 0 | 0 | 0 | 0 | 0 | 0 | 0
10 | 23 | 22 | 0 | 0 | 0 | 0 | 0 | 0 | 0 | 0 | 0
10 | 23 | 23 | 0 | 0 | 0 | 0 | 0 | 0 | 0 | 0 | 0
10 | 23 | 24 | 0 | 0 | 0 | 0 | 0 | 0 | 0 | 0 | 0
10 | 24 | 1 | 0 | 0 | 0 | 0 | 0 | 0 | 0 | 0 | 0
10 | 24 | 2 | 0 | 0 | 0 | 0 | 0 | 0 | 0 | 0 | 0
10 | 24 | 3 | 0 | 0 | 0 | 0 | 0 | 0 | 0 | 0 | 0
10 | 24 | 4 | 0 | 0 | 0 | 0 | 0 | 0 | 0 | 0 | 0
10 | 24 | 5 | 0 | 0 | 0 | 0 | 0 | 0 | 0 | 0 | 0
10 | 24 | 6 | 0 | 0 | 0 | 0 | 0 | 0 | 0 | 0 | 0
10 | 24 | 7 | 0 | 0 | 0 | 0 | 0 | 0 | 0 | 0 | 0
10 | 24 | 8 | 0 | 0 | 0 | 0 | 0 | 0 | 0 | 0 | 0
10 | 24 | 9 | 0 | 0 | 0 | 0 | 0 | 0 | 0 | 0 | 0
10 | 24 | 10 | 0 | 0 | 0 | 0 | 0 | 0 | 0 | 0 | 0
10 | 24 | 11 | 0 | 0 | 0 | 0 | 0 | 0 | 0 | 0 | 0
10 | 24 | 12 | 0 | 0 | 0 | 0 | 0 | 0 | 0 | 0 | 0
10 | 24 | 13 | 0 | 0 | 0 | 0 | 0 | 0 | 0 | 0 | 0
10 | 24 | 14 | 0 | 0 | 0 | 0 | 0 | 0 | 0 | 0 | 0
10 | 24 | 15 | 0 | 0 | 0 | 0 | 0 | 0 | 0 | 0 | 0
10 | 24 | 16 | 0 | 0 | 0 | 0 | 0 | 0 | 0 | 0 | 0
10 | 24 | 17 | 0 | 0 | 0 | 0 | 0 | 0 | 0 | 0 | 0
10 | 24 | 18 | 0 | 0 | 0 | 0 | 0 | 0 | 0 | 0 | 0
10 | 24 | 19 | 0 | 0 | 0 | 0 | 0 | 0 | 0 | 0 | 0
10 | 24 | 20 | 0 | 0 | 0 | 0 | 0 | 0 | 0 | 0 | 0
10 | 24 | 21 | 0 | 0 | 0 | 0 | 0 | 0 | 0 | 0 | 0
10 | 24 | 22 | 0 | 0 | 0 | 0 | 0 | 0 | 0 | 0 | 0
10 | 24 | 23 | 0 | 0 | 0 | 0 | 0 | 0 | 0 | 0 | 0
10 | 24 | 24 | 0 | 0 | 0 | 0 | 0 | 0 | 0 | 0 | 0
10 | 25 | 1 | 0 | 0 | 0 | 0 | 0 | 0 | 0 | 0 | 0
10 | 25 | 2 | 0 | 0 | 0 | 0 | 0 | 0 | 0 | 0 | 0
10 | 25 | 3 | 0 | 0 | 0 | 0 | 0 | 0 | 0 | 0 | 0
10 | 25 | 4 | 0 | 0 | 0 | 0 | 0 | 0 | 0 | 0 | 0
10 | 25 | 5 | 0 | 0 | 0 | 0 | 0 | 0 | 0 | 0 | 0
10 | 25 | 6 | 0 | 0 | 0 | 0 | 0 | 0 | 0 | 0 | 0
10 | 25 | 7 | 0 | 0 | 0 | 0 | 0 | 0 | 0 | 0 | 0
10 | 25 | 8 | 0 | 0 | 0 | 0 | 0 | 0 | 0 | 0 | 0
10 | 25 | 9 | 0 | 0 | 0 | 0 | 0 | 0 | 0 | 0 | 0
10 | 25 | 10 | 0 | 0 | 0 | 0 | 0 | 0 | 0 | 0 | 0
10 | 25 | 11 | 0 | 0 | 0 | 0 | 0 | 0 | 0 | 0 | 0
10 | 25 | 12 | 0 | 0 | 0 | 0 | 0 | 0 | 0 | 0 | 0
10 | 25 | 13 | 0 | 0 | 0 | 0 | 0 | 0 | 0 | 0 | 0
10 | 25 | 14 | 0 | 0 | 0 | 0 | 0 | 0 | 0 | 0 | 0
10 | 25 | 15 | 0 | 0 | 0 | 0 | 0 | 0 | 0 | 0 | 0
10 | 25 | 16 | 0 | 0 | 0 | 0 | 0 | 0 | 0 | 0 | 0
10 | 25 | 17 | 0 | 0 | 0 | 0 | 0 | 0 | 0 | 0 | 0
10 | 25 | 18 | 0 | 0 | 0 | 0 | 0 | 0 | 0 | 0 | 0
10 | 25 | 19 | 0 | 0 | 0 | 0 | 0 | 0 | 0 | 0 | 0
10 | 25 | 20 | 0 | 0 | 0 | 0 | 0 | 0 | 0 | 0 | 0
10 | 25 | 21 | 0 | 0 | 0 | 0 | 0 | 0 | 0 | 0 | 0
10 | 25 | 22 | 0 | 0 | 0 | 0 | 0 | 0 | 0 | 0 | 0
10 | 25 | 23 | 0 | 0 | 0 | 0 | 0 | 0 | 0 | 0 | 0
10 | 25 | 24 | 0 | 0 | 0 | 0 | 0 | 0 | 0 | 0 | 0
10 | 26 | 1 | 0 | 0 | 0 | 0 | 0 | 0 | 0 | 0 | 0
10 | 26 | 2 | 0 | 0 | 0 | 0 | 0 | 0 | 0 | 0 | 0
10 | 26 | 3 | 0 | 0 | 0 | 0 | 0 | 0 | 0 | 0 | 0
10 | 26 | 4 | 0 | 0 | 0 | 0 | 0 | 0 | 0 | 0 | 0
10 | 26 | 5 | 0 | 0 | 0 | 0 | 0 | 0 | 0 | 0 | 0
10 | 26 | 6 | 0 | 0 | 0 | 0 | 0 | 0 | 0 | 0 | 0
10 | 26 | 7 | 0 | 0 | 0 | 0 | 0 | 0 | 0 | 0 | 0
10 | 26 | 8 | 0 | 0 | 0 | 0 | 0 | 0 | 0 | 0 | 0
10 | 26 | 9 | 0 | 0 | 0 | 0 | 0 | 0 | 0 | 0 | 0
10 | 26 | 10 | 0 | 0 | 0 | 0 | 0 | 0 | 0 | 0 | 0
10 | 26 | 11 | 0 | 0 | 0 | 0 | 0 | 0 | 0 | 0 | 0
10 | 26 | 12 | 0 | 0 | 0 | 0 | 0 | 0 | 0 | 0 | 0
10 | 26 | 13 | 0 | 0 | 0 | 0 | 0 | 0 | 0 | 0 | 0
10 | 26 | 14 | 0 | 0 | 0 | 0 | 0 | 0 | 0 | 0 | 0
10 | 26 | 15 | 0 | 0 | 0 | 0 | 0 | 0 | 0 | 0 | 0
10 | 26 | 16 | 0 | 0 | 0 | 0 | 0 | 0 | 0 | 0 | 0
10 | 26 | 17 | 0 | 0 | 0 | 0 | 0 | 0 | 0 | 0 | 0
10 | 26 | 18 | 0 | 0 | 0 | 0 | 0 | 0 | 0 | 0 | 0
10 | 26 | 19 | 0 | 0 | 0 | 0 | 0 | 0 | 0 | 0 | 0
10 | 26 | 20 | 0 | 0 | 0 | 0 | 0 | 0 | 0 | 0 | 0
10 | 26 | 21 | 0 | 0 | 0 | 0 | 0 | 0 | 0 | 0 | 0
10 | 26 | 22 | 0 | 0 | 0 | 0 | 0 | 0 | 0 | 0 | 0
10 | 26 | 23 | 0 | 0 | 0 | 0 | 0 | 0 | 0 | 0 | 0
10 | 26 | 24 | 0 | 0 | 0 | 0 | 0 | 0 | 0 | 0 | 0
10 | 27 | 1 | 0 | 0 | 0 | 0 | 0 | 0 | 0 | 0 | 0
10 | 27 | 2 | 0 | 0 | 0 | 0 | 0 | 0 | 0 | 0 | 0
10 | 27 | 3 | 0 | 0 | 0 | 0 | 0 | 0 | 0 | 0 | 0
10 | 27 | 4 | 0 | 0 | 0 | 0 | 0 | 0 | 0 | 0 | 0
10 | 27 | 5 | 0 | 0 | 0 | 0 | 0 | 0 | 0 | 0 | 0
10 | 27 | 6 | 0 | 0 | 0 | 0 | 0 | 0 | 0 | 0 | 0
10 | 27 | 7 | 0 | 0 | 0 | 0 | 0 | 0 | 0 | 0 | 0
10 | 27 | 8 | 0 | 0 | 0 | 0 | 0 | 0 | 0 | 0 | 0
10 | 27 | 9 | 0 | 0 | 0 | 0 | 0 | 0 | 0 | 0 | 0
10 | 27 | 10 | 0 | 0 | 0 | 0 | 0 | 0 | 0 | 0 | 0
10 | 27 | 11 | 0 | 0 | 0 | 0 | 0 | 0 | 0 | 0 | 0
10 | 27 | 12 | 0 | 0 | 0 | 0 | 0 | 0 | 0 | 0 | 0
10 | 27 | 13 | 0 | 0 | 0 | 0 | 0 | 0 | 0 | 0 | 0
10 | 27 | 14 | 0 | 0 | 0 | 0 | 0 | 0 | 0 | 0 | 0
10 | 27 | 15 | 0 | 0 | 0 | 0 | 0 | 0 | 0 | 0 | 0
10 | 27 | 16 | 0 | 0 | 0 | 0 | 0 | 0 | 0 | 0 | 0
10 | 27 | 17 | 0 | 0 | 0 | 0 | 0 | 0 | 0 | 0 | 0
10 | 27 | 18 | 0 | 0 | 0 | 0 | 0 | 0 | 0 | 0 | 0
10 | 27 | 19 | 0 | 0 | 0 | 0 | 0 | 0 | 0 | 0 | 0
10 | 27 | 20 | 0 | 0 | 0 | 0 | 0 | 0 | 0 | 0 | 0
10 | 27 | 21 | 0 | 0 | 0 | 0 | 0 | 0 | 0 | 0 | 0
10 | 27 | 22 | 0 | 0 | 0 | 0 | 0 | 0 | 0 | 0 | 0
10 | 27 | 23 | 0 | 0 | 0 | 0 | 0 | 0 | 0 | 0 | 0
10 | 27 | 24 | 0 | 0 | 0 | 0 | 0 | 0 | 0 | 0 | 0
10 | 28 | 1 | 0 | 0 | 0 | 0 | 0 | 0 | 0 | 0 | 0
10 | 28 | 2 | 0 | 0 | 0 | 0 | 0 | 0 | 0 | 0 | 0
10 | 28 | 3 | 0 | 0 | 0 | 0 | 0 | 0 | 0 | 0 | 0
10 | 28 | 4 | 0 | 0 | 0 | 0 | 0 | 0 | 0 | 0 | 0
10 | 28 | 5 | 0 | 0 | 0 | 0 | 0 | 0 | 0 | 0 | 0
10 | 28 | 6 | 0 | 0 | 0 | 0 | 0 | 0 | 0 | 0 | 0
10 | 28 | 7 | 0 | 0 | 0 | 0 | 0 | 0 | 0 | 0 | 0
10 | 28 | 8 | 0 | 0 | 0 | 0 | 0 | 0 | 0 | 0 | 0
10 | 28 | 9 | 0 | 0 | 0 | 0 | 0 | 0 | 0 | 0 | 0
10 | 28 | 10 | 0 | 0 | 0 | 0 | 0 | 0 | 0 | 0 | 0
10 | 28 | 11 | 0 | 0 | 0 | 0 | 0 | 0 | 0 | 0 | 0
10 | 28 | 12 | 0 | 0 | 0 | 0 | 0 | 0 | 0 | 0 | 0
10 | 28 | 13 | 0 | 0 | 0 | 0 | 0 | 0 | 0 | 0 | 0
10 | 28 | 14 | 0 | 0 | 0 | 0 | 0 | 0 | 0 | 0 | 0
10 | 28 | 15 | 0 | 0 | 0 | 0 | 0 | 0 | 0 | 0 | 0
10 | 28 | 16 | 0 | 0 | 0 | 0 | 0 | 0 | 0 | 0 | 0
10 | 28 | 17 | 0 | 0 | 0 | 0 | 0 | 0 | 0 | 0 | 0
10 | 28 | 18 | 0 | 0 | 0 | 0 | 0 | 0 | 0 | 0 | 0
10 | 28 | 19 | 0 | 0 | 0 | 0 | 0 | 0 | 0 | 0 | 0
10 | 28 | 20 | 0 | 0 | 0 | 0 | 0 | 0 | 0 | 0 | 0
10 | 28 | 21 | 0 | 0 | 0 | 0 | 0 | 0 | 0 | 0 | 0
10 | 28 | 22 | 0 | 0 | 0 | 0 | 0 | 0 | 0 | 0 | 0
10 | 28 | 23 | 0 | 0 | 0 | 0 | 0 | 0 | 0 | 0 | 0
10 | 28 | 24 | 0 | 0 | 0 | 0 | 0 | 0 | 0 | 0 | 0
10 | 29 | 1 | 0 | 0 | 0 | 0 | 0 | 0 | 0 | 0 | 0
10 | 29 | 2 | 0 | 0 | 0 | 0 | 0 | 0 | 0 | 0 | 0
10 | 29 | 3 | 0 | 0 | 0 | 0 | 0 | 0 | 0 | 0 | 0
10 | 29 | 4 | 0 | 0 | 0 | 0 | 0 | 0 | 0 | 0 | 0
10 | 29 | 5 | 0 | 0 | 0 | 0 | 0 | 0 | 0 | 0 | 0
10 | 29 | 6 | 0 | 0 | 0 | 0 | 0 | 0 | 0 | 0 | 0
10 | 29 | 7 | 0 | 0 | 0 | 0 | 0 | 0 | 0 | 0 | 0
10 | 29 | 8 | 0 | 0 | 0 | 0 | 0 | 0 | 0 | 0 | 0
10 | 29 | 9 | 0 | 0 | 0 | 0 | 0 | 0 | 0 | 0 | 0
10 | 29 | 10 | 0 | 0 | 0 | 0 | 0 | 0 | 0 | 0 | 0
10 | 29 | 11 | 0 | 0 | 0 | 0 | 0 | 0 | 0 | 0 | 0
10 | 29 | 12 | 0 | 0 | 0 | 0 | 0 | 0 | 0 | 0 | 0
10 | 29 | 13 | 0 | 0 | 0 | 0 | 0 | 0 | 0 | 0 | 0
10 | 29 | 14 | 0 | 0 | 0 | 0 | 0 | 0 | 0 | 0 | 0
10 | 29 | 15 | 0 | 0 | 0 | 0 | 0 | 0 | 0 | 0 | 0
10 | 29 | 16 | 0 | 0 | 0 | 0 | 0 | 0 | 0 | 0 | 0
10 | 29 | 17 | 0 | 0 | 0 | 0 | 0 | 0 | 0 | 0 | 0
10 | 29 | 18 | 0 | 0 | 0 | 0 | 0 | 0 | 0 | 0 | 0
10 | 29 | 19 | 0 | 0 | 0 | 0 | 0 | 0 | 0 | 0 | 0
10 | 29 | 20 | 0 | 0 | 0 | 0 | 0 | 0 | 0 | 0 | 0
10 | 29 | 21 | 0 | 0 | 0 | 0 | 0 | 0 | 0 | 0 | 0
10 | 29 | 22 | 0 | 0 | 0 | 0 | 0 | 0 | 0 | 0 | 0
10 | 29 | 23 | 0 | 0 | 0 | 0 | 0 | 0 | 0 | 0 | 0
10 | 29 | 24 | 0 | 0 | 0 | 0 | 0 | 0 | 0 | 0 | 0
10 | 30 | 1 | 0 | 0 | 0 | 0 | 0 | 0 | 0 | 0 | 0
10 | 30 | 2 | 0 | 0 | 0 | 0 | 0 | 0 | 0 | 0 | 0
10 | 30 | 3 | 0 | 0 | 0 | 0 | 0 | 0 | 0 | 0 | 0
10 | 30 | 4 | 0 | 0 | 0 | 0 | 0 | 0 | 0 | 0 | 0
10 | 30 | 5 | 0 | 0 | 0 | 0 | 0 | 0 | 0 | 0 | 0
10 | 30 | 6 | 0 | 0 | 0 | 0 | 0 | 0 | 0 | 0 | 0
10 | 30 | 7 | 0 | 0 | 0 | 0 | 0 | 0 | 0 | 0 | 0
10 | 30 | 8 | 0 | 0 | 0 | 0 | 0 | 0 | 0 | 0 | 0
10 | 30 | 9 | 0 | 0 | 0 | 0 | 0 | 0 | 0 | 0 | 0
10 | 30 | 10 | 0 | 0 | 0 | 0 | 0 | 0 | 0 | 0 | 0
10 | 30 | 11 | 0 | 0 | 0 | 0 | 0 | 0 | 0 | 0 | 0
10 | 30 | 12 | 0 | 0 | 0 | 0 | 0 | 0 | 0 | 0 | 0
10 | 30 | 13 | 0 | 0 | 0 | 0 | 0 | 0 | 0 | 0 | 0
10 | 30 | 14 | 0 | 0 | 0 | 0 | 0 | 0 | 0 | 0 | 0
10 | 30 | 15 | 0 | 0 | 0 | 0 | 0 | 0 | 0 | 0 | 0
10 | 30 | 16 | 0 | 0 | 0 | 0 | 0 | 0 | 0 | 0 | 0
10 | 30 | 17 | 0 | 0 | 0 | 0 | 0 | 0 | 0 | 0 | 0
10 | 30 | 18 | 0 | 0 | 0 | 0 | 0 | 0 | 0 | 0 | 0
10 | 30 | 19 | 0 | 0 | 0 | 0 | 0 | 0 | 0 | 0 | 0
10 | 30 | 20 | 0 | 0 | 0 | 0 | 0 | 0 | 0 | 0 | 0
10 | 30 | 21 | 0 | 0 | 0 | 0 | 0 | 0 | 0 | 0 | 0
10 | 30 | 22 | 0 | 0 | 0 | 0 | 0 | 0 | 0 | 0 | 0
10 | 30 | 23 | 0 | 0 | 0 | 0 | 0 | 0 | 0 | 0 | 0
10 | 30 | 24 | 0 | 0 | 0 | 0 | 0 | 0 | 0 | 0 | 0
10 | 31 | 1 | 0 | 0 | 0 | 0 | 0 | 0 | 0 | 0 | 0
10 | 31 | 2 | 0 | 0 | 0 | 0 | 0 | 0 | 0 | 0 | 0
10 | 31 | 3 | 0 | 0 | 0 | 0 | 0 | 0 | 0 | 0 | 0
10 | 31 | 4 | 0 | 0 | 0 | 0 | 0 | 0 | 0 | 0 | 0
10 | 31 | 5 | 0 | 0 | 0 | 0 | 0 | 0 | 0 | 0 | 0
10 | 31 | 6 | 0 | 0 | 0 | 0 | 0 | 0 | 0 | 0 | 0
10 | 31 | 7 | 0 | 0 | 0 | 0 | 0 | 0 | 0 | 0 | 0
10 | 31 | 8 | 0 | 0 | 0 | 0 | 0 | 0 | 0 | 0 | 0
10 | 31 | 9 | 0 | 0 | 0 | 0 | 0 | 0 | 0 | 0 | 0
10 | 31 | 10 | 0 | 0 | 0 | 0 | 0 | 0 | 0 | 0 | 0
10 | 31 | 11 | 0 | 0 | 0 | 0 | 0 | 0 | 0 | 0 | 0
10 | 31 | 12 | 0 | 0 | 0 | 0 | 0 | 0 | 0 | 0 | 0
10 | 31 | 13 | 0 | 0 | 0 | 0 | 0 | 0 | 0 | 0 | 0
10 | 31 | 14 | 0 | 0 | 0 | 0 | 0 | 0 | 0 | 0 | 0
10 | 31 | 15 | 0 | 0 | 0 | 0 | 0 | 0 | 0 | 0 | 0
10 | 31 | 16 | 0 | 0 | 0 | 0 | 0 | 0 | 0 | 0 | 0
10 | 31 | 17 | 0 | 0 | 0 | 0 | 0 | 0 | 0 | 0 | 0
10 | 31 | 18 | 0 | 0 | 0 | 0 | 0 | 0 | 0 | 0 | 0
10 | 31 | 19 | 0 | 0 | 0 | 0 | 0 | 0 | 0 | 0 | 0
10 | 31 | 20 | 0 | 0 | 0 | 0 | 0 | 0 | 0 | 0 | 0
10 | 31 | 21 | 0 | 0 | 0 | 0 | 0 | 0 | 0 | 0 | 0
10 | 31 | 22 | 0 | 0 | 0 | 0 | 0 | 0 | 0 | 0 | 0
10 | 31 | 23 | 0 | 0 | 0 | 0 | 0 | 0 | 0 | 0 | 0
10 | 31 | 24 | 0 | 0 | 0 | 0 | 0 | 0 | 0 | 0 | 0
11 | 1 | 1 | 0 | 0 | 0 | 0 | 0 | 0 | 0 | 0 | 0
11 | 1 | 2 | 0 | 0 | 0 | 0 | 0 | 0 | 0 | 0 | 0
11 | 1 | 3 | 0 | 0 | 0 | 0 | 0 | 0 | 0 | 0 | 0
11 | 1 | 4 | 0 | 0 | 0 | 0 | 0 | 0 | 0 | 0 | 0
11 | 1 | 5 | 0 | 0 | 0 | 0 | 0 | 0 | 0 | 0 | 0
11 | 1 | 6 | 0 | 0 | 0 | 0 | 0 | 0 | 0 | 0 | 0
11 | 1 | 7 | 0 | 0 | 0 | 0 | 0 | 0 | 0 | 0 | 0
11 | 1 | 8 | 0 | 0 | 0 | 0 | 0 | 0 | 0 | 0 | 0
11 | 1 | 9 | 0 | 0 | 0 | 0 | 0 | 0 | 0 | 0 | 0
11 | 1 | 10 | 0 | 0 | 0 | 0 | 0 | 0 | 0 | 0 | 0
11 | 1 | 11 | 0 | 0 | 0 | 0 | 0 | 0 | 0 | 0 | 0
11 | 1 | 12 | 0 | 0 | 0 | 0 | 0 | 0 | 0 | 0 | 0
11 | 1 | 13 | 0 | 0 | 0 | 0 | 0 | 0 | 0 | 0 | 0
11 | 1 | 14 | 0 | 0 | 0 | 0 | 0 | 0 | 0 | 0 | 0
11 | 1 | 15 | 0 | 0 | 0 | 0 | 0 | 0 | 0 | 0 | 0
11 | 1 | 16 | 0 | 0 | 0 | 0 | 0 | 0 | 0 | 0 | 0
11 | 1 | 17 | 0 | 0 | 0 | 0 | 0 | 0 | 0 | 0 | 0
11 | 1 | 18 | 0 | 0 | 0 | 0 | 0 | 0 | 0 | 0 | 0
11 | 1 | 19 | 0 | 0 | 0 | 0 | 0 | 0 | 0 | 0 | 0
11 | 1 | 20 | 0 | 0 | 0 | 0 | 0 | 0 | 0 | 0 | 0
11 | 1 | 21 | 0 | 0 | 0 | 0 | 0 | 0 | 0 | 0 | 0
11 | 1 | 22 | 0 | 0 | 0 | 0 | 0 | 0 | 0 | 0 | 0
11 | 1 | 23 | 0 | 0 | 0 | 0 | 0 | 0 | 0 | 0 | 0
11 | 1 | 24 | 0 | 0 | 0 | 0 | 0 | 0 | 0 | 0 | 0
11 | 2 | 1 | 0 | 0 | 0 | 0 | 0 | 0 | 0 | 0 | 0
11 | 2 | 2 | 0 | 0 | 0 | 0 | 0 | 0 | 0 | 0 | 0
11 | 2 | 3 | 0 | 0 | 0 | 0 | 0 | 0 | 0 | 0 | 0
11 | 2 | 4 | 0 | 0 | 0 | 0 | 0 | 0 | 0 | 0 | 0
11 | 2 | 5 | 0 | 0 | 0 | 0 | 0 | 0 | 0 | 0 | 0
11 | 2 | 6 | 0 | 0 | 0 | 0 | 0 | 0 | 0 | 0 | 0
11 | 2 | 7 | 0 | 0 | 0 | 0 | 0 | 0 | 0 | 0 | 0
11 | 2 | 8 | 0 | 0 | 0 | 0 | 0 | 0 | 0 | 0 | 0
11 | 2 | 9 | 0 | 0 | 0 | 0 | 0 | 0 | 0 | 0 | 0
11 | 2 | 10 | 0 | 0 | 0 | 0 | 0 | 0 | 0 | 0 | 0
11 | 2 | 11 | 0 | 0 | 0 | 0 | 0 | 0 | 0 | 0 | 0
11 | 2 | 12 | 0 | 0 | 0 | 0 | 0 | 0 | 0 | 0 | 0
11 | 2 | 13 | 0 | 0 | 0 | 0 | 0 | 0 | 0 | 0 | 0
11 | 2 | 14 | 0 | 0 | 0 | 0 | 0 | 0 | 0 | 0 | 0
11 | 2 | 15 | 0 | 0 | 0 | 0 | 0 | 0 | 0 | 0 | 0
11 | 2 | 16 | 0 | 0 | 0 | 0 | 0 | 0 | 0 | 0 | 0
11 | 2 | 17 | 0 | 0 | 0 | 0 | 0 | 0 | 0 | 0 | 0
11 | 2 | 18 | 0 | 0 | 0 | 0 | 0 | 0 | 0 | 0 | 0
11 | 2 | 19 | 0 | 0 | 0 | 0 | 0 | 0 | 0 | 0 | 0
11 | 2 | 20 | 0 | 0 | 0 | 0 | 0 | 0 | 0 | 0 | 0
11 | 2 | 21 | 0 | 0 | 0 | 0 | 0 | 0 | 0 | 0 | 0
11 | 2 | 22 | 0 | 0 | 0 | 0 | 0 | 0 | 0 | 0 | 0
11 | 2 | 23 | 0 | 0 | 0 | 0 | 0 | 0 | 0 | 0 | 0
11 | 2 | 24 | 0 | 0 | 0 | 0 | 0 | 0 | 0 | 0 | 0
11 | 3 | 1 | 0 | 0 | 0 | 0 | 0 | 0 | 0 | 0 | 0
11 | 3 | 2 | 0 | 0 | 0 | 0 | 0 | 0 | 0 | 0 | 0
11 | 3 | 3 | 0 | 0 | 0 | 0 | 0 | 0 | 0 | 0 | 0
11 | 3 | 4 | 0 | 0 | 0 | 0 | 0 | 0 | 0 | 0 | 0
11 | 3 | 5 | 0 | 0 | 0 | 0 | 0 | 0 | 0 | 0 | 0
11 | 3 | 6 | 0 | 0 | 0 | 0 | 0 | 0 | 0 | 0 | 0
11 | 3 | 7 | 0 | 0 | 0 | 0 | 0 | 0 | 0 | 0 | 0
11 | 3 | 8 | 0 | 0 | 0 | 0 | 0 | 0 | 0 | 0 | 0
11 | 3 | 9 | 0 | 0 | 0 | 0 | 0 | 0 | 0 | 0 | 0
11 | 3 | 10 | 0 | 0 | 0 | 0 | 0 | 0 | 0 | 0 | 0
11 | 3 | 11 | 0 | 0 | 0 | 0 | 0 | 0 | 0 | 0 | 0
11 | 3 | 12 | 0 | 0 | 0 | 0 | 0 | 0 | 0 | 0 | 0
11 | 3 | 13 | 0 | 0 | 0 | 0 | 0 | 0 | 0 | 0 | 0
11 | 3 | 14 | 0 | 0 | 0 | 0 | 0 | 0 | 0 | 0 | 0
11 | 3 | 15 | 0 | 0 | 0 | 0 | 0 | 0 | 0 | 0 | 0
11 | 3 | 16 | 0 | 0 | 0 | 0 | 0 | 0 | 0 | 0 | 0
11 | 3 | 17 | 0 | 0 | 0 | 0 | 0 | 0 | 0 | 0 | 0
11 | 3 | 18 | 0 | 0 | 0 | 0 | 0 | 0 | 0 | 0 | 0
11 | 3 | 19 | 0 | 0 | 0 | 0 | 0 | 0 | 0 | 0 | 0
11 | 3 | 20 | 0 | 0 | 0 | 0 | 0 | 0 | 0 | 0 | 0
11 | 3 | 21 | 0 | 0 | 0 | 0 | 0 | 0 | 0 | 0 | 0
11 | 3 | 22 | 0 | 0 | 0 | 0 | 0 | 0 | 0 | 0 | 0
11 | 3 | 23 | 0 | 0 | 0 | 0 | 0 | 0 | 0 | 0 | 0
11 | 3 | 24 | 0 | 0 | 0 | 0 | 0 | 0 | 0 | 0 | 0
11 | 4 | 1 | 0 | 0 | 0 | 0 | 0 | 0 | 0 | 0 | 0
11 | 4 | 2 | 0 | 0 | 0 | 0 | 0 | 0 | 0 | 0 | 0
11 | 4 | 3 | 0 | 0 | 0 | 0 | 0 | 0 | 0 | 0 | 0
11 | 4 | 4 | 0 | 0 | 0 | 0 | 0 | 0 | 0 | 0 | 0
11 | 4 | 5 | 0 | 0 | 0 | 0 | 0 | 0 | 0 | 0 | 0
11 | 4 | 6 | 0 | 0 | 0 | 0 | 0 | 0 | 0 | 0 | 0
11 | 4 | 7 | 0 | 0 | 0 | 0 | 0 | 0 | 0 | 0 | 0
11 | 4 | 8 | 0 | 0 | 0 | 0 | 0 | 0 | 0 | 0 | 0
11 | 4 | 9 | 0 | 0 | 0 | 0 | 0 | 0 | 0 | 0 | 0
11 | 4 | 10 | 0 | 0 | 0 | 0 | 0 | 0 | 0 | 0 | 0
11 | 4 | 11 | 0 | 0 | 0 | 0 | 0 | 0 | 0 | 0 | 0
11 | 4 | 12 | 0 | 0 | 0 | 0 | 0 | 0 | 0 | 0 | 0
11 | 4 | 13 | 0 | 0 | 0 | 0 | 0 | 0 | 0 | 0 | 0
11 | 4 | 14 | 0 | 0 | 0 | 0 | 0 | 0 | 0 | 0 | 0
11 | 4 | 15 | 0 | 0 | 0 | 0 | 0 | 0 | 0 | 0 | 0
11 | 4 | 16 | 0 | 0 | 0 | 0 | 0 | 0 | 0 | 0 | 0
11 | 4 | 17 | 0 | 0 | 0 | 0 | 0 | 0 | 0 | 0 | 0
11 | 4 | 18 | 0 | 0 | 0 | 0 | 0 | 0 | 0 | 0 | 0
11 | 4 | 19 | 0 | 0 | 0 | 0 | 0 | 0 | 0 | 0 | 0
11 | 4 | 20 | 0 | 0 | 0 | 0 | 0 | 0 | 0 | 0 | 0
11 | 4 | 21 | 0 | 0 | 0 | 0 | 0 | 0 | 0 | 0 | 0
11 | 4 | 22 | 0 | 0 | 0 | 0 | 0 | 0 | 0 | 0 | 0
11 | 4 | 23 | 0 | 0 | 0 | 0 | 0 | 0 | 0 | 0 | 0
11 | 4 | 24 | 0 | 0 | 0 | 0 | 0 | 0 | 0 | 0 | 0
11 | 5 | 1 | 0 | 0 | 0 | 0 | 0 | 0 | 0 | 0 | 0
11 | 5 | 2 | 0 | 0 | 0 | 0 | 0 | 0 | 0 | 0 | 0
11 | 5 | 3 | 0 | 0 | 0 | 0 | 0 | 0 | 0 | 0 | 0
11 | 5 | 4 | 0 | 0 | 0 | 0 | 0 | 0 | 0 | 0 | 0
11 | 5 | 5 | 0 | 0 | 0 | 0 | 0 | 0 | 0 | 0 | 0
11 | 5 | 6 | 0 | 0 | 0 | 0 | 0 | 0 | 0 | 0 | 0
11 | 5 | 7 | 0 | 0 | 0 | 0 | 0 | 0 | 0 | 0 | 0
11 | 5 | 8 | 0 | 0 | 0 | 0 | 0 | 0 | 0 | 0 | 0
11 | 5 | 9 | 0 | 0 | 0 | 0 | 0 | 0 | 0 | 0 | 0
11 | 5 | 10 | 0 | 0 | 0 | 0 | 0 | 0 | 0 | 0 | 0
11 | 5 | 11 | 0 | 0 | 0 | 0 | 0 | 0 | 0 | 0 | 0
11 | 5 | 12 | 0 | 0 | 0 | 0 | 0 | 0 | 0 | 0 | 0
11 | 5 | 13 | 0 | 0 | 0 | 0 | 0 | 0 | 0 | 0 | 0
11 | 5 | 14 | 0 | 0 | 0 | 0 | 0 | 0 | 0 | 0 | 0
11 | 5 | 15 | 0 | 0 | 0 | 0 | 0 | 0 | 0 | 0 | 0
11 | 5 | 16 | 0 | 0 | 0 | 0 | 0 | 0 | 0 | 0 | 0
11 | 5 | 17 | 0 | 0 | 0 | 0 | 0 | 0 | 0 | 0 | 0
11 | 5 | 18 | 0 | 0 | 0 | 0 | 0 | 0 | 0 | 0 | 0
11 | 5 | 19 | 0 | 0 | 0 | 0 | 0 | 0 | 0 | 0 | 0
11 | 5 | 20 | 0 | 0 | 0 | 0 | 0 | 0 | 0 | 0 | 0
11 | 5 | 21 | 0 | 0 | 0 | 0 | 0 | 0 | 0 | 0 | 0
11 | 5 | 22 | 0 | 0 | 0 | 0 | 0 | 0 | 0 | 0 | 0
11 | 5 | 23 | 0 | 0 | 0 | 0 | 0 | 0 | 0 | 0 | 0
11 | 5 | 24 | 0 | 0 | 0 | 0 | 0 | 0 | 0 | 0 | 0
11 | 6 | 1 | 0 | 0 | 0 | 0 | 0 | 0 | 0 | 0 | 0
11 | 6 | 2 | 0 | 0 | 0 | 0 | 0 | 0 | 0 | 0 | 0
11 | 6 | 3 | 0 | 0 | 0 | 0 | 0 | 0 | 0 | 0 | 0
11 | 6 | 4 | 0 | 0 | 0 | 0 | 0 | 0 | 0 | 0 | 0
11 | 6 | 5 | 0 | 0 | 0 | 0 | 0 | 0 | 0 | 0 | 0
11 | 6 | 6 | 0 | 0 | 0 | 0 | 0 | 0 | 0 | 0 | 0
11 | 6 | 7 | 0 | 0 | 0 | 0 | 0 | 0 | 0 | 0 | 0
11 | 6 | 8 | 0 | 0 | 0 | 0 | 0 | 0 | 0 | 0 | 0
11 | 6 | 9 | 0 | 0 | 0 | 0 | 0 | 0 | 0 | 0 | 0
11 | 6 | 10 | 0 | 0 | 0 | 0 | 0 | 0 | 0 | 0 | 0
11 | 6 | 11 | 0 | 0 | 0 | 0 | 0 | 0 | 0 | 0 | 0
11 | 6 | 12 | 0 | 0 | 0 | 0 | 0 | 0 | 0 | 0 | 0
11 | 6 | 13 | 0 | 0 | 0 | 0 | 0 | 0 | 0 | 0 | 0
11 | 6 | 14 | 0 | 0 | 0 | 0 | 0 | 0 | 0 | 0 | 0
11 | 6 | 15 | 0 | 0 | 0 | 0 | 0 | 0 | 0 | 0 | 0
11 | 6 | 16 | 0 | 0 | 0 | 0 | 0 | 0 | 0 | 0 | 0
11 | 6 | 17 | 0 | 0 | 0 | 0 | 0 | 0 | 0 | 0 | 0
11 | 6 | 18 | 0 | 0 | 0 | 0 | 0 | 0 | 0 | 0 | 0
11 | 6 | 19 | 0 | 0 | 0 | 0 | 0 | 0 | 0 | 0 | 0
11 | 6 | 20 | 0 | 0 | 0 | 0 | 0 | 0 | 0 | 0 | 0
11 | 6 | 21 | 0 | 0 | 0 | 0 | 0 | 0 | 0 | 0 | 0
11 | 6 | 22 | 0 | 0 | 0 | 0 | 0 | 0 | 0 | 0 | 0
11 | 6 | 23 | 0 | 0 | 0 | 0 | 0 | 0 | 0 | 0 | 0
11 | 6 | 24 | 0 | 0 | 0 | 0 | 0 | 0 | 0 | 0 | 0
11 | 7 | 1 | 0 | 0 | 0 | 0 | 0 | 0 | 0 | 0 | 0
11 | 7 | 2 | 0 | 0 | 0 | 0 | 0 | 0 | 0 | 0 | 0
11 | 7 | 3 | 0 | 0 | 0 | 0 | 0 | 0 | 0 | 0 | 0
11 | 7 | 4 | 0 | 0 | 0 | 0 | 0 | 0 | 0 | 0 | 0
11 | 7 | 5 | 0 | 0 | 0 | 0 | 0 | 0 | 0 | 0 | 0
11 | 7 | 6 | 0 | 0 | 0 | 0 | 0 | 0 | 0 | 0 | 0
11 | 7 | 7 | 0 | 0 | 0 | 0 | 0 | 0 | 0 | 0 | 0
11 | 7 | 8 | 0 | 0 | 0 | 0 | 0 | 0 | 0 | 0 | 0
11 | 7 | 9 | 0 | 0 | 0 | 0 | 0 | 0 | 0 | 0 | 0
11 | 7 | 10 | 0 | 0 | 0 | 0 | 0 | 0 | 0 | 0 | 0
11 | 7 | 11 | 0 | 0 | 0 | 0 | 0 | 0 | 0 | 0 | 0
11 | 7 | 12 | 0 | 0 | 0 | 0 | 0 | 0 | 0 | 0 | 0
11 | 7 | 13 | 0 | 0 | 0 | 0 | 0 | 0 | 0 | 0 | 0
11 | 7 | 14 | 0 | 0 | 0 | 0 | 0 | 0 | 0 | 0 | 0
11 | 7 | 15 | 0 | 0 | 0 | 0 | 0 | 0 | 0 | 0 | 0
11 | 7 | 16 | 0 | 0 | 0 | 0 | 0 | 0 | 0 | 0 | 0
11 | 7 | 17 | 0 | 0 | 0 | 0 | 0 | 0 | 0 | 0 | 0
11 | 7 | 18 | 0 | 0 | 0 | 0 | 0 | 0 | 0 | 0 | 0
11 | 7 | 19 | 0 | 0 | 0 | 0 | 0 | 0 | 0 | 0 | 0
11 | 7 | 20 | 0 | 0 | 0 | 0 | 0 | 0 | 0 | 0 | 0
11 | 7 | 21 | 0 | 0 | 0 | 0 | 0 | 0 | 0 | 0 | 0
11 | 7 | 22 | 0 | 0 | 0 | 0 | 0 | 0 | 0 | 0 | 0
11 | 7 | 23 | 0 | 0 | 0 | 0 | 0 | 0 | 0 | 0 | 0
11 | 7 | 24 | 0 | 0 | 0 | 0 | 0 | 0 | 0 | 0 | 0
11 | 8 | 1 | 0 | 0 | 0 | 0 | 0 | 0 | 0 | 0 | 0
11 | 8 | 2 | 0 | 0 | 0 | 0 | 0 | 0 | 0 | 0 | 0
11 | 8 | 3 | 0 | 0 | 0 | 0 | 0 | 0 | 0 | 0 | 0
11 | 8 | 4 | 0 | 0 | 0 | 0 | 0 | 0 | 0 | 0 | 0
11 | 8 | 5 | 0 | 0 | 0 | 0 | 0 | 0 | 0 | 0 | 0
11 | 8 | 6 | 0 | 0 | 0 | 0 | 0 | 0 | 0 | 0 | 0
11 | 8 | 7 | 0 | 0 | 0 | 0 | 0 | 0 | 0 | 0 | 0
11 | 8 | 8 | 0 | 0 | 0 | 0 | 0 | 0 | 0 | 0 | 0
11 | 8 | 9 | 0 | 0 | 0 | 0 | 0 | 0 | 0 | 0 | 0
11 | 8 | 10 | 0 | 0 | 0 | 0 | 0 | 0 | 0 | 0 | 0
11 | 8 | 11 | 0 | 0 | 0 | 0 | 0 | 0 | 0 | 0 | 0
11 | 8 | 12 | 0 | 0 | 0 | 0 | 0 | 0 | 0 | 0 | 0
11 | 8 | 13 | 0 | 0 | 0 | 0 | 0 | 0 | 0 | 0 | 0
11 | 8 | 14 | 0 | 0 | 0 | 0 | 0 | 0 | 0 | 0 | 0
11 | 8 | 15 | 0 | 0 | 0 | 0 | 0 | 0 | 0 | 0 | 0
11 | 8 | 16 | 0 | 0 | 0 | 0 | 0 | 0 | 0 | 0 | 0
11 | 8 | 17 | 0 | 0 | 0 | 0 | 0 | 0 | 0 | 0 | 0
11 | 8 | 18 | 0 | 0 | 0 | 0 | 0 | 0 | 0 | 0 | 0
11 | 8 | 19 | 0 | 0 | 0 | 0 | 0 | 0 | 0 | 0 | 0
11 | 8 | 20 | 0 | 0 | 0 | 0 | 0 | 0 | 0 | 0 | 0
11 | 8 | 21 | 0 | 0 | 0 | 0 | 0 | 0 | 0 | 0 | 0
11 | 8 | 22 | 0 | 0 | 0 | 0 | 0 | 0 | 0 | 0 | 0
11 | 8 | 23 | 0 | 0 | 0 | 0 | 0 | 0 | 0 | 0 | 0
11 | 8 | 24 | 0 | 0 | 0 | 0 | 0 | 0 | 0 | 0 | 0
11 | 9 | 1 | 0 | 0 | 0 | 0 | 0 | 0 | 0 | 0 | 0
11 | 9 | 2 | 0 | 0 | 0 | 0 | 0 | 0 | 0 | 0 | 0
11 | 9 | 3 | 0 | 0 | 0 | 0 | 0 | 0 | 0 | 0 | 0
11 | 9 | 4 | 0 | 0 | 0 | 0 | 0 | 0 | 0 | 0 | 0
11 | 9 | 5 | 0 | 0 | 0 | 0 | 0 | 0 | 0 | 0 | 0
11 | 9 | 6 | 0 | 0 | 0 | 0 | 0 | 0 | 0 | 0 | 0
11 | 9 | 7 | 0 | 0 | 0 | 0 | 0 | 0 | 0 | 0 | 0
11 | 9 | 8 | 0 | 0 | 0 | 0 | 0 | 0 | 0 | 0 | 0
11 | 9 | 9 | 0 | 0 | 0 | 0 | 0 | 0 | 0 | 0 | 0
11 | 9 | 10 | 0 | 0 | 0 | 0 | 0 | 0 | 0 | 0 | 0
11 | 9 | 11 | 0 | 0 | 0 | 0 | 0 | 0 | 0 | 0 | 0
11 | 9 | 12 | 0 | 0 | 0 | 0 | 0 | 0 | 0 | 0 | 0
11 | 9 | 13 | 0 | 0 | 0 | 0 | 0 | 0 | 0 | 0 | 0
11 | 9 | 14 | 0 | 0 | 0 | 0 | 0 | 0 | 0 | 0 | 0
11 | 9 | 15 | 0 | 0 | 0 | 0 | 0 | 0 | 0 | 0 | 0
11 | 9 | 16 | 0 | 0 | 0 | 0 | 0 | 0 | 0 | 0 | 0
11 | 9 | 17 | 0 | 0 | 0 | 0 | 0 | 0 | 0 | 0 | 0
11 | 9 | 18 | 0 | 0 | 0 | 0 | 0 | 0 | 0 | 0 | 0
11 | 9 | 19 | 0 | 0 | 0 | 0 | 0 | 0 | 0 | 0 | 0
11 | 9 | 20 | 0 | 0 | 0 | 0 | 0 | 0 | 0 | 0 | 0
11 | 9 | 21 | 0 | 0 | 0 | 0 | 0 | 0 | 0 | 0 | 0
11 | 9 | 22 | 0 | 0 | 0 | 0 | 0 | 0 | 0 | 0 | 0
11 | 9 | 23 | 0 | 0 | 0 | 0 | 0 | 0 | 0 | 0 | 0
11 | 9 | 24 | 0 | 0 | 0 | 0 | 0 | 0 | 0 | 0 | 0
11 | 10 | 1 | 0 | 0 | 0 | 0 | 0 | 0 | 0 | 0 | 0
11 | 10 | 2 | 0 | 0 | 0 | 0 | 0 | 0 | 0 | 0 | 0
11 | 10 | 3 | 0 | 0 | 0 | 0 | 0 | 0 | 0 | 0 | 0
11 | 10 | 4 | 0 | 0 | 0 | 0 | 0 | 0 | 0 | 0 | 0
11 | 10 | 5 | 0 | 0 | 0 | 0 | 0 | 0 | 0 | 0 | 0
11 | 10 | 6 | 0 | 0 | 0 | 0 | 0 | 0 | 0 | 0 | 0
11 | 10 | 7 | 0 | 0 | 0 | 0 | 0 | 0 | 0 | 0 | 0
11 | 10 | 8 | 0 | 0 | 0 | 0 | 0 | 0 | 0 | 0 | 0
11 | 10 | 9 | 0 | 0 | 0 | 0 | 0 | 0 | 0 | 0 | 0
11 | 10 | 10 | 0 | 0 | 0 | 0 | 0 | 0 | 0 | 0 | 0
11 | 10 | 11 | 0 | 0 | 0 | 0 | 0 | 0 | 0 | 0 | 0
11 | 10 | 12 | 0 | 0 | 0 | 0 | 0 | 0 | 0 | 0 | 0
11 | 10 | 13 | 0 | 0 | 0 | 0 | 0 | 0 | 0 | 0 | 0
11 | 10 | 14 | 0 | 0 | 0 | 0 | 0 | 0 | 0 | 0 | 0
11 | 10 | 15 | 0 | 0 | 0 | 0 | 0 | 0 | 0 | 0 | 0
11 | 10 | 16 | 0 | 0 | 0 | 0 | 0 | 0 | 0 | 0 | 0
11 | 10 | 17 | 0 | 0 | 0 | 0 | 0 | 0 | 0 | 0 | 0
11 | 10 | 18 | 0 | 0 | 0 | 0 | 0 | 0 | 0 | 0 | 0
11 | 10 | 19 | 0 | 0 | 0 | 0 | 0 | 0 | 0 | 0 | 0
11 | 10 | 20 | 0 | 0 | 0 | 0 | 0 | 0 | 0 | 0 | 0
11 | 10 | 21 | 0 | 0 | 0 | 0 | 0 | 0 | 0 | 0 | 0
11 | 10 | 22 | 0 | 0 | 0 | 0 | 0 | 0 | 0 | 0 | 0
11 | 10 | 23 | 0 | 0 | 0 | 0 | 0 | 0 | 0 | 0 | 0
11 | 10 | 24 | 0 | 0 | 0 | 0 | 0 | 0 | 0 | 0 | 0
11 | 11 | 1 | 0 | 0 | 0 | 0 | 0 | 0 | 0 | 0 | 0
11 | 11 | 2 | 0 | 0 | 0 | 0 | 0 | 0 | 0 | 0 | 0
11 | 11 | 3 | 0 | 0 | 0 | 0 | 0 | 0 | 0 | 0 | 0
11 | 11 | 4 | 0 | 0 | 0 | 0 | 0 | 0 | 0 | 0 | 0
11 | 11 | 5 | 0 | 0 | 0 | 0 | 0 | 0 | 0 | 0 | 0
11 | 11 | 6 | 0 | 0 | 0 | 0 | 0 | 0 | 0 | 0 | 0
11 | 11 | 7 | 0 | 0 | 0 | 0 | 0 | 0 | 0 | 0 | 0
11 | 11 | 8 | 0 | 0 | 0 | 0 | 0 | 0 | 0 | 0 | 0
11 | 11 | 9 | 0 | 0 | 0 | 0 | 0 | 0 | 0 | 0 | 0
11 | 11 | 10 | 0 | 0 | 0 | 0 | 0 | 0 | 0 | 0 | 0
11 | 11 | 11 | 0 | 0 | 0 | 0 | 0 | 0 | 0 | 0 | 0
11 | 11 | 12 | 0 | 0 | 0 | 0 | 0 | 0 | 0 | 0 | 0
11 | 11 | 13 | 0 | 0 | 0 | 0 | 0 | 0 | 0 | 0 | 0
11 | 11 | 14 | 0 | 0 | 0 | 0 | 0 | 0 | 0 | 0 | 0
11 | 11 | 15 | 0 | 0 | 0 | 0 | 0 | 0 | 0 | 0 | 0
11 | 11 | 16 | 0 | 0 | 0 | 0 | 0 | 0 | 0 | 0 | 0
11 | 11 | 17 | 0 | 0 | 0 | 0 | 0 | 0 | 0 | 0 | 0
11 | 11 | 18 | 0 | 0 | 0 | 0 | 0 | 0 | 0 | 0 | 0
11 | 11 | 19 | 0 | 0 | 0 | 0 | 0 | 0 | 0 | 0 | 0
11 | 11 | 20 | 0 | 0 | 0 | 0 | 0 | 0 | 0 | 0 | 0
11 | 11 | 21 | 0 | 0 | 0 | 0 | 0 | 0 | 0 | 0 | 0
11 | 11 | 22 | 0 | 0 | 0 | 0 | 0 | 0 | 0 | 0 | 0
11 | 11 | 23 | 0 | 0 | 0 | 0 | 0 | 0 | 0 | 0 | 0
11 | 11 | 24 | 0 | 0 | 0 | 0 | 0 | 0 | 0 | 0 | 0
11 | 12 | 1 | 0 | 0 | 0 | 0 | 0 | 0 | 0 | 0 | 0
11 | 12 | 2 | 0 | 0 | 0 | 0 | 0 | 0 | 0 | 0 | 0
11 | 12 | 3 | 0 | 0 | 0 | 0 | 0 | 0 | 0 | 0 | 0
11 | 12 | 4 | 0 | 0 | 0 | 0 | 0 | 0 | 0 | 0 | 0
11 | 12 | 5 | 0 | 0 | 0 | 0 | 0 | 0 | 0 | 0 | 0
11 | 12 | 6 | 0 | 0 | 0 | 0 | 0 | 0 | 0 | 0 | 0
11 | 12 | 7 | 0 | 0 | 0 | 0 | 0 | 0 | 0 | 0 | 0
11 | 12 | 8 | 0 | 0 | 0 | 0 | 0 | 0 | 0 | 0 | 0
11 | 12 | 9 | 0 | 0 | 0 | 0 | 0 | 0 | 0 | 0 | 0
11 | 12 | 10 | 0 | 0 | 0 | 0 | 0 | 0 | 0 | 0 | 0
11 | 12 | 11 | 0 | 0 | 0 | 0 | 0 | 0 | 0 | 0 | 0
11 | 12 | 12 | 0 | 0 | 0 | 0 | 0 | 0 | 0 | 0 | 0
11 | 12 | 13 | 0 | 0 | 0 | 0 | 0 | 0 | 0 | 0 | 0
11 | 12 | 14 | 0 | 0 | 0 | 0 | 0 | 0 | 0 | 0 | 0
11 | 12 | 15 | 0 | 0 | 0 | 0 | 0 | 0 | 0 | 0 | 0
11 | 12 | 16 | 0 | 0 | 0 | 0 | 0 | 0 | 0 | 0 | 0
11 | 12 | 17 | 0 | 0 | 0 | 0 | 0 | 0 | 0 | 0 | 0
11 | 12 | 18 | 0 | 0 | 0 | 0 | 0 | 0 | 0 | 0 | 0
11 | 12 | 19 | 0 | 0 | 0 | 0 | 0 | 0 | 0 | 0 | 0
11 | 12 | 20 | 0 | 0 | 0 | 0 | 0 | 0 | 0 | 0 | 0
11 | 12 | 21 | 0 | 0 | 0 | 0 | 0 | 0 | 0 | 0 | 0
11 | 12 | 22 | 0 | 0 | 0 | 0 | 0 | 0 | 0 | 0 | 0
11 | 12 | 23 | 0 | 0 | 0 | 0 | 0 | 0 | 0 | 0 | 0
11 | 12 | 24 | 0 | 0 | 0 | 0 | 0 | 0 | 0 | 0 | 0
11 | 13 | 1 | 0 | 0 | 0 | 0 | 0 | 0 | 0 | 0 | 0
11 | 13 | 2 | 0 | 0 | 0 | 0 | 0 | 0 | 0 | 0 | 0
11 | 13 | 3 | 0 | 0 | 0 | 0 | 0 | 0 | 0 | 0 | 0
11 | 13 | 4 | 0 | 0 | 0 | 0 | 0 | 0 | 0 | 0 | 0
11 | 13 | 5 | 0 | 0 | 0 | 0 | 0 | 0 | 0 | 0 | 0
11 | 13 | 6 | 0 | 0 | 0 | 0 | 0 | 0 | 0 | 0 | 0
11 | 13 | 7 | 0 | 0 | 0 | 0 | 0 | 0 | 0 | 0 | 0
11 | 13 | 8 | 0 | 0 | 0 | 0 | 0 | 0 | 0 | 0 | 0
11 | 13 | 9 | 0 | 0 | 0 | 0 | 0 | 0 | 0 | 0 | 0
11 | 13 | 10 | 0 | 0 | 0 | 0 | 0 | 0 | 0 | 0 | 0
11 | 13 | 11 | 0 | 0 | 0 | 0 | 0 | 0 | 0 | 0 | 0
11 | 13 | 12 | 0 | 0 | 0 | 0 | 0 | 0 | 0 | 0 | 0
11 | 13 | 13 | 0 | 0 | 0 | 0 | 0 | 0 | 0 | 0 | 0
11 | 13 | 14 | 0 | 0 | 0 | 0 | 0 | 0 | 0 | 0 | 0
11 | 13 | 15 | 0 | 0 | 0 | 0 | 0 | 0 | 0 | 0 | 0
11 | 13 | 16 | 0 | 0 | 0 | 0 | 0 | 0 | 0 | 0 | 0
11 | 13 | 17 | 0 | 0 | 0 | 0 | 0 | 0 | 0 | 0 | 0
11 | 13 | 18 | 0 | 0 | 0 | 0 | 0 | 0 | 0 | 0 | 0
11 | 13 | 19 | 0 | 0 | 0 | 0 | 0 | 0 | 0 | 0 | 0
11 | 13 | 20 | 0 | 0 | 0 | 0 | 0 | 0 | 0 | 0 | 0
11 | 13 | 21 | 0 | 0 | 0 | 0 | 0 | 0 | 0 | 0 | 0
11 | 13 | 22 | 0 | 0 | 0 | 0 | 0 | 0 | 0 | 0 | 0
11 | 13 | 23 | 0 | 0 | 0 | 0 | 0 | 0 | 0 | 0 | 0
11 | 13 | 24 | 0 | 0 | 0 | 0 | 0 | 0 | 0 | 0 | 0
11 | 14 | 1 | 0 | 0 | 0 | 0 | 0 | 0 | 0 | 0 | 0
11 | 14 | 2 | 0 | 0 | 0 | 0 | 0 | 0 | 0 | 0 | 0
11 | 14 | 3 | 0 | 0 | 0 | 0 | 0 | 0 | 0 | 0 | 0
11 | 14 | 4 | 0 | 0 | 0 | 0 | 0 | 0 | 0 | 0 | 0
11 | 14 | 5 | 0 | 0 | 0 | 0 | 0 | 0 | 0 | 0 | 0
11 | 14 | 6 | 0 | 0 | 0 | 0 | 0 | 0 | 0 | 0 | 0
11 | 14 | 7 | 0 | 0 | 0 | 0 | 0 | 0 | 0 | 0 | 0
11 | 14 | 8 | 0 | 0 | 0 | 0 | 0 | 0 | 0 | 0 | 0
11 | 14 | 9 | 0 | 0 | 0 | 0 | 0 | 0 | 0 | 0 | 0
11 | 14 | 10 | 0 | 0 | 0 | 0 | 0 | 0 | 0 | 0 | 0
11 | 14 | 11 | 0 | 0 | 0 | 0 | 0 | 0 | 0 | 0 | 0
11 | 14 | 12 | 0 | 0 | 0 | 0 | 0 | 0 | 0 | 0 | 0
11 | 14 | 13 | 0 | 0 | 0 | 0 | 0 | 0 | 0 | 0 | 0
11 | 14 | 14 | 0 | 0 | 0 | 0 | 0 | 0 | 0 | 0 | 0
11 | 14 | 15 | 0 | 0 | 0 | 0 | 0 | 0 | 0 | 0 | 0
11 | 14 | 16 | 0 | 0 | 0 | 0 | 0 | 0 | 0 | 0 | 0
11 | 14 | 17 | 0 | 0 | 0 | 0 | 0 | 0 | 0 | 0 | 0
11 | 14 | 18 | 0 | 0 | 0 | 0 | 0 | 0 | 0 | 0 | 0
11 | 14 | 19 | 0 | 0 | 0 | 0 | 0 | 0 | 0 | 0 | 0
11 | 14 | 20 | 0 | 0 | 0 | 0 | 0 | 0 | 0 | 0 | 0
11 | 14 | 21 | 0 | 0 | 0 | 0 | 0 | 0 | 0 | 0 | 0
11 | 14 | 22 | 0 | 0 | 0 | 0 | 0 | 0 | 0 | 0 | 0
11 | 14 | 23 | 0 | 0 | 0 | 0 | 0 | 0 | 0 | 0 | 0
11 | 14 | 24 | 0 | 0 | 0 | 0 | 0 | 0 | 0 | 0 | 0
11 | 15 | 1 | 0 | 0 | 0 | 0 | 0 | 0 | 0 | 0 | 0
11 | 15 | 2 | 0 | 0 | 0 | 0 | 0 | 0 | 0 | 0 | 0
11 | 15 | 3 | 0 | 0 | 0 | 0 | 0 | 0 | 0 | 0 | 0
11 | 15 | 4 | 0 | 0 | 0 | 0 | 0 | 0 | 0 | 0 | 0
11 | 15 | 5 | 0 | 0 | 0 | 0 | 0 | 0 | 0 | 0 | 0
11 | 15 | 6 | 0 | 0 | 0 | 0 | 0 | 0 | 0 | 0 | 0
11 | 15 | 7 | 0 | 0 | 0 | 0 | 0 | 0 | 0 | 0 | 0
11 | 15 | 8 | 0 | 0 | 0 | 0 | 0 | 0 | 0 | 0 | 0
11 | 15 | 9 | 0 | 0 | 0 | 0 | 0 | 0 | 0 | 0 | 0
11 | 15 | 10 | 0 | 0 | 0 | 0 | 0 | 0 | 0 | 0 | 0
11 | 15 | 11 | 0 | 0 | 0 | 0 | 0 | 0 | 0 | 0 | 0
11 | 15 | 12 | 0 | 0 | 0 | 0 | 0 | 0 | 0 | 0 | 0
11 | 15 | 13 | 0 | 0 | 0 | 0 | 0 | 0 | 0 | 0 | 0
11 | 15 | 14 | 0 | 0 | 0 | 0 | 0 | 0 | 0 | 0 | 0
11 | 15 | 15 | 0 | 0 | 0 | 0 | 0 | 0 | 0 | 0 | 0
11 | 15 | 16 | 0 | 0 | 0 | 0 | 0 | 0 | 0 | 0 | 0
11 | 15 | 17 | 0 | 0 | 0 | 0 | 0 | 0 | 0 | 0 | 0
11 | 15 | 18 | 0 | 0 | 0 | 0 | 0 | 0 | 0 | 0 | 0
11 | 15 | 19 | 0 | 0 | 0 | 0 | 0 | 0 | 0 | 0 | 0
11 | 15 | 20 | 0 | 0 | 0 | 0 | 0 | 0 | 0 | 0 | 0
11 | 15 | 21 | 0 | 0 | 0 | 0 | 0 | 0 | 0 | 0 | 0
11 | 15 | 22 | 0 | 0 | 0 | 0 | 0 | 0 | 0 | 0 | 0
11 | 15 | 23 | 0 | 0 | 0 | 0 | 0 | 0 | 0 | 0 | 0
11 | 15 | 24 | 0 | 0 | 0 | 0 | 0 | 0 | 0 | 0 | 0
11 | 16 | 1 | 0 | 0 | 0 | 0 | 0 | 0 | 0 | 0 | 0
11 | 16 | 2 | 0 | 0 | 0 | 0 | 0 | 0 | 0 | 0 | 0
11 | 16 | 3 | 0 | 0 | 0 | 0 | 0 | 0 | 0 | 0 | 0
11 | 16 | 4 | 0 | 0 | 0 | 0 | 0 | 0 | 0 | 0 | 0
11 | 16 | 5 | 0 | 0 | 0 | 0 | 0 | 0 | 0 | 0 | 0
11 | 16 | 6 | 0 | 0 | 0 | 0 | 0 | 0 | 0 | 0 | 0
11 | 16 | 7 | 0 | 0 | 0 | 0 | 0 | 0 | 0 | 0 | 0
11 | 16 | 8 | 0 | 0 | 0 | 0 | 0 | 0 | 0 | 0 | 0
11 | 16 | 9 | 0 | 0 | 0 | 0 | 0 | 0 | 0 | 0 | 0
11 | 16 | 10 | 0 | 0 | 0 | 0 | 0 | 0 | 0 | 0 | 0
11 | 16 | 11 | 0 | 0 | 0 | 0 | 0 | 0 | 0 | 0 | 0
11 | 16 | 12 | 0 | 0 | 0 | 0 | 0 | 0 | 0 | 0 | 0
11 | 16 | 13 | 0 | 0 | 0 | 0 | 0 | 0 | 0 | 0 | 0
11 | 16 | 14 | 0 | 0 | 0 | 0 | 0 | 0 | 0 | 0 | 0
11 | 16 | 15 | 0 | 0 | 0 | 0 | 0 | 0 | 0 | 0 | 0
11 | 16 | 16 | 0 | 0 | 0 | 0 | 0 | 0 | 0 | 0 | 0
11 | 16 | 17 | 0 | 0 | 0 | 0 | 0 | 0 | 0 | 0 | 0
11 | 16 | 18 | 0 | 0 | 0 | 0 | 0 | 0 | 0 | 0 | 0
11 | 16 | 19 | 0 | 0 | 0 | 0 | 0 | 0 | 0 | 0 | 0
11 | 16 | 20 | 0 | 0 | 0 | 0 | 0 | 0 | 0 | 0 | 0
11 | 16 | 21 | 0 | 0 | 0 | 0 | 0 | 0 | 0 | 0 | 0
11 | 16 | 22 | 0 | 0 | 0 | 0 | 0 | 0 | 0 | 0 | 0
11 | 16 | 23 | 0 | 0 | 0 | 0 | 0 | 0 | 0 | 0 | 0
11 | 16 | 24 | 0 | 0 | 0 | 0 | 0 | 0 | 0 | 0 | 0
11 | 17 | 1 | 0 | 0 | 0 | 0 | 0 | 0 | 0 | 0 | 0
11 | 17 | 2 | 0 | 0 | 0 | 0 | 0 | 0 | 0 | 0 | 0
11 | 17 | 3 | 0 | 0 | 0 | 0 | 0 | 0 | 0 | 0 | 0
11 | 17 | 4 | 0 | 0 | 0 | 0 | 0 | 0 | 0 | 0 | 0
11 | 17 | 5 | 0 | 0 | 0 | 0 | 0 | 0 | 0 | 0 | 0
11 | 17 | 6 | 0 | 0 | 0 | 0 | 0 | 0 | 0 | 0 | 0
11 | 17 | 7 | 0 | 0 | 0 | 0 | 0 | 0 | 0 | 0 | 0
11 | 17 | 8 | 0 | 0 | 0 | 0 | 0 | 0 | 0 | 0 | 0
11 | 17 | 9 | 0 | 0 | 0 | 0 | 0 | 0 | 0 | 0 | 0
11 | 17 | 10 | 0 | 0 | 0 | 0 | 0 | 0 | 0 | 0 | 0
11 | 17 | 11 | 0 | 0 | 0 | 0 | 0 | 0 | 0 | 0 | 0
11 | 17 | 12 | 0 | 0 | 0 | 0 | 0 | 0 | 0 | 0 | 0
11 | 17 | 13 | 0 | 0 | 0 | 0 | 0 | 0 | 0 | 0 | 0
11 | 17 | 14 | 0 | 0 | 0 | 0 | 0 | 0 | 0 | 0 | 0
11 | 17 | 15 | 0 | 0 | 0 | 0 | 0 | 0 | 0 | 0 | 0
11 | 17 | 16 | 0 | 0 | 0 | 0 | 0 | 0 | 0 | 0 | 0
11 | 17 | 17 | 0 | 0 | 0 | 0 | 0 | 0 | 0 | 0 | 0
11 | 17 | 18 | 0 | 0 | 0 | 0 | 0 | 0 | 0 | 0 | 0
11 | 17 | 19 | 0 | 0 | 0 | 0 | 0 | 0 | 0 | 0 | 0
11 | 17 | 20 | 0 | 0 | 0 | 0 | 0 | 0 | 0 | 0 | 0
11 | 17 | 21 | 0 | 0 | 0 | 0 | 0 | 0 | 0 | 0 | 0
11 | 17 | 22 | 0 | 0 | 0 | 0 | 0 | 0 | 0 | 0 | 0
11 | 17 | 23 | 0 | 0 | 0 | 0 | 0 | 0 | 0 | 0 | 0
11 | 17 | 24 | 0 | 0 | 0 | 0 | 0 | 0 | 0 | 0 | 0
11 | 18 | 1 | 0 | 0 | 0 | 0 | 0 | 0 | 0 | 0 | 0
11 | 18 | 2 | 0 | 0 | 0 | 0 | 0 | 0 | 0 | 0 | 0
11 | 18 | 3 | 0 | 0 | 0 | 0 | 0 | 0 | 0 | 0 | 0
11 | 18 | 4 | 0 | 0 | 0 | 0 | 0 | 0 | 0 | 0 | 0
11 | 18 | 5 | 0 | 0 | 0 | 0 | 0 | 0 | 0 | 0 | 0
11 | 18 | 6 | 0 | 0 | 0 | 0 | 0 | 0 | 0 | 0 | 0
11 | 18 | 7 | 0 | 0 | 0 | 0 | 0 | 0 | 0 | 0 | 0
11 | 18 | 8 | 0 | 0 | 0 | 0 | 0 | 0 | 0 | 0 | 0
11 | 18 | 9 | 0 | 0 | 0 | 0 | 0 | 0 | 0 | 0 | 0
11 | 18 | 10 | 0 | 0 | 0 | 0 | 0 | 0 | 0 | 0 | 0
11 | 18 | 11 | 0 | 0 | 0 | 0 | 0 | 0 | 0 | 0 | 0
11 | 18 | 12 | 0 | 0 | 0 | 0 | 0 | 0 | 0 | 0 | 0
11 | 18 | 13 | 0 | 0 | 0 | 0 | 0 | 0 | 0 | 0 | 0
11 | 18 | 14 | 0 | 0 | 0 | 0 | 0 | 0 | 0 | 0 | 0
11 | 18 | 15 | 0 | 0 | 0 | 0 | 0 | 0 | 0 | 0 | 0
11 | 18 | 16 | 0 | 0 | 0 | 0 | 0 | 0 | 0 | 0 | 0
11 | 18 | 17 | 0 | 0 | 0 | 0 | 0 | 0 | 0 | 0 | 0
11 | 18 | 18 | 0 | 0 | 0 | 0 | 0 | 0 | 0 | 0 | 0
11 | 18 | 19 | 0 | 0 | 0 | 0 | 0 | 0 | 0 | 0 | 0
11 | 18 | 20 | 0 | 0 | 0 | 0 | 0 | 0 | 0 | 0 | 0
11 | 18 | 21 | 0 | 0 | 0 | 0 | 0 | 0 | 0 | 0 | 0
11 | 18 | 22 | 0 | 0 | 0 | 0 | 0 | 0 | 0 | 0 | 0
11 | 18 | 23 | 0 | 0 | 0 | 0 | 0 | 0 | 0 | 0 | 0
11 | 18 | 24 | 0 | 0 | 0 | 0 | 0 | 0 | 0 | 0 | 0
11 | 19 | 1 | 0 | 0 | 0 | 0 | 0 | 0 | 0 | 0 | 0
11 | 19 | 2 | 0 | 0 | 0 | 0 | 0 | 0 | 0 | 0 | 0
11 | 19 | 3 | 0 | 0 | 0 | 0 | 0 | 0 | 0 | 0 | 0
11 | 19 | 4 | 0 | 0 | 0 | 0 | 0 | 0 | 0 | 0 | 0
11 | 19 | 5 | 0 | 0 | 0 | 0 | 0 | 0 | 0 | 0 | 0
11 | 19 | 6 | 0 | 0 | 0 | 0 | 0 | 0 | 0 | 0 | 0
11 | 19 | 7 | 0 | 0 | 0 | 0 | 0 | 0 | 0 | 0 | 0
11 | 19 | 8 | 0 | 0 | 0 | 0 | 0 | 0 | 0 | 0 | 0
11 | 19 | 9 | 0 | 0 | 0 | 0 | 0 | 0 | 0 | 0 | 0
11 | 19 | 10 | 0 | 0 | 0 | 0 | 0 | 0 | 0 | 0 | 0
11 | 19 | 11 | 0 | 0 | 0 | 0 | 0 | 0 | 0 | 0 | 0
11 | 19 | 12 | 0 | 0 | 0 | 0 | 0 | 0 | 0 | 0 | 0
11 | 19 | 13 | 0 | 0 | 0 | 0 | 0 | 0 | 0 | 0 | 0
11 | 19 | 14 | 0 | 0 | 0 | 0 | 0 | 0 | 0 | 0 | 0
11 | 19 | 15 | 0 | 0 | 0 | 0 | 0 | 0 | 0 | 0 | 0
11 | 19 | 16 | 0 | 0 | 0 | 0 | 0 | 0 | 0 | 0 | 0
11 | 19 | 17 | 0 | 0 | 0 | 0 | 0 | 0 | 0 | 0 | 0
11 | 19 | 18 | 0 | 0 | 0 | 0 | 0 | 0 | 0 | 0 | 0
11 | 19 | 19 | 0 | 0 | 0 | 0 | 0 | 0 | 0 | 0 | 0
11 | 19 | 20 | 0 | 0 | 0 | 0 | 0 | 0 | 0 | 0 | 0
11 | 19 | 21 | 0 | 0 | 0 | 0 | 0 | 0 | 0 | 0 | 0
11 | 19 | 22 | 0 | 0 | 0 | 0 | 0 | 0 | 0 | 0 | 0
11 | 19 | 23 | 0 | 0 | 0 | 0 | 0 | 0 | 0 | 0 | 0
11 | 19 | 24 | 0 | 0 | 0 | 0 | 0 | 0 | 0 | 0 | 0
11 | 20 | 1 | 0 | 0 | 0 | 0 | 0 | 0 | 0 | 0 | 0
11 | 20 | 2 | 0 | 0 | 0 | 0 | 0 | 0 | 0 | 0 | 0
11 | 20 | 3 | 0 | 0 | 0 | 0 | 0 | 0 | 0 | 0 | 0
11 | 20 | 4 | 0 | 0 | 0 | 0 | 0 | 0 | 0 | 0 | 0
11 | 20 | 5 | 0 | 0 | 0 | 0 | 0 | 0 | 0 | 0 | 0
11 | 20 | 6 | 0 | 0 | 0 | 0 | 0 | 0 | 0 | 0 | 0
11 | 20 | 7 | 0 | 0 | 0 | 0 | 0 | 0 | 0 | 0 | 0
11 | 20 | 8 | 0 | 0 | 0 | 0 | 0 | 0 | 0 | 0 | 0
11 | 20 | 9 | 0 | 0 | 0 | 0 | 0 | 0 | 0 | 0 | 0
11 | 20 | 10 | 0 | 0 | 0 | 0 | 0 | 0 | 0 | 0 | 0
11 | 20 | 11 | 0 | 0 | 0 | 0 | 0 | 0 | 0 | 0 | 0
11 | 20 | 12 | 0 | 0 | 0 | 0 | 0 | 0 | 0 | 0 | 0
11 | 20 | 13 | 0 | 0 | 0 | 0 | 0 | 0 | 0 | 0 | 0
11 | 20 | 14 | 0 | 0 | 0 | 0 | 0 | 0 | 0 | 0 | 0
11 | 20 | 15 | 0 | 0 | 0 | 0 | 0 | 0 | 0 | 0 | 0
11 | 20 | 16 | 0 | 0 | 0 | 0 | 0 | 0 | 0 | 0 | 0
11 | 20 | 17 | 0 | 0 | 0 | 0 | 0 | 0 | 0 | 0 | 0
11 | 20 | 18 | 0 | 0 | 0 | 0 | 0 | 0 | 0 | 0 | 0
11 | 20 | 19 | 0 | 0 | 0 | 0 | 0 | 0 | 0 | 0 | 0
11 | 20 | 20 | 0 | 0 | 0 | 0 | 0 | 0 | 0 | 0 | 0
11 | 20 | 21 | 0 | 0 | 0 | 0 | 0 | 0 | 0 | 0 | 0
11 | 20 | 22 | 0 | 0 | 0 | 0 | 0 | 0 | 0 | 0 | 0
11 | 20 | 23 | 0 | 0 | 0 | 0 | 0 | 0 | 0 | 0 | 0
11 | 20 | 24 | 0 | 0 | 0 | 0 | 0 | 0 | 0 | 0 | 0
11 | 21 | 1 | 0 | 0 | 0 | 0 | 0 | 0 | 0 | 0 | 0
11 | 21 | 2 | 0 | 0 | 0 | 0 | 0 | 0 | 0 | 0 | 0
11 | 21 | 3 | 0 | 0 | 0 | 0 | 0 | 0 | 0 | 0 | 0
11 | 21 | 4 | 0 | 0 | 0 | 0 | 0 | 0 | 0 | 0 | 0
11 | 21 | 5 | 0 | 0 | 0 | 0 | 0 | 0 | 0 | 0 | 0
11 | 21 | 6 | 0 | 0 | 0 | 0 | 0 | 0 | 0 | 0 | 0
11 | 21 | 7 | 0 | 0 | 0 | 0 | 0 | 0 | 0 | 0 | 0
11 | 21 | 8 | 0 | 0 | 0 | 0 | 0 | 0 | 0 | 0 | 0
11 | 21 | 9 | 0 | 0 | 0 | 0 | 0 | 0 | 0 | 0 | 0
11 | 21 | 10 | 0 | 0 | 0 | 0 | 0 | 0 | 0 | 0 | 0
11 | 21 | 11 | 0 | 0 | 0 | 0 | 0 | 0 | 0 | 0 | 0
11 | 21 | 12 | 0 | 0 | 0 | 0 | 0 | 0 | 0 | 0 | 0
11 | 21 | 13 | 0 | 0 | 0 | 0 | 0 | 0 | 0 | 0 | 0
11 | 21 | 14 | 0 | 0 | 0 | 0 | 0 | 0 | 0 | 0 | 0
11 | 21 | 15 | 0 | 0 | 0 | 0 | 0 | 0 | 0 | 0 | 0
11 | 21 | 16 | 0 | 0 | 0 | 0 | 0 | 0 | 0 | 0 | 0
11 | 21 | 17 | 0 | 0 | 0 | 0 | 0 | 0 | 0 | 0 | 0
11 | 21 | 18 | 0 | 0 | 0 | 0 | 0 | 0 | 0 | 0 | 0
11 | 21 | 19 | 0 | 0 | 0 | 0 | 0 | 0 | 0 | 0 | 0
11 | 21 | 20 | 0 | 0 | 0 | 0 | 0 | 0 | 0 | 0 | 0
11 | 21 | 21 | 0 | 0 | 0 | 0 | 0 | 0 | 0 | 0 | 0
11 | 21 | 22 | 0 | 0 | 0 | 0 | 0 | 0 | 0 | 0 | 0
11 | 21 | 23 | 0 | 0 | 0 | 0 | 0 | 0 | 0 | 0 | 0
11 | 21 | 24 | 0 | 0 | 0 | 0 | 0 | 0 | 0 | 0 | 0
11 | 22 | 1 | 0 | 0 | 0 | 0 | 0 | 0 | 0 | 0 | 0
11 | 22 | 2 | 0 | 0 | 0 | 0 | 0 | 0 | 0 | 0 | 0
11 | 22 | 3 | 0 | 0 | 0 | 0 | 0 | 0 | 0 | 0 | 0
11 | 22 | 4 | 0 | 0 | 0 | 0 | 0 | 0 | 0 | 0 | 0
11 | 22 | 5 | 0 | 0 | 0 | 0 | 0 | 0 | 0 | 0 | 0
11 | 22 | 6 | 0 | 0 | 0 | 0 | 0 | 0 | 0 | 0 | 0
11 | 22 | 7 | 0 | 0 | 0 | 0 | 0 | 0 | 0 | 0 | 0
11 | 22 | 8 | 0 | 0 | 0 | 0 | 0 | 0 | 0 | 0 | 0
11 | 22 | 9 | 0 | 0 | 0 | 0 | 0 | 0 | 0 | 0 | 0
11 | 22 | 10 | 0 | 0 | 0 | 0 | 0 | 0 | 0 | 0 | 0
11 | 22 | 11 | 0 | 0 | 0 | 0 | 0 | 0 | 0 | 0 | 0
11 | 22 | 12 | 0 | 0 | 0 | 0 | 0 | 0 | 0 | 0 | 0
11 | 22 | 13 | 0 | 0 | 0 | 0 | 0 | 0 | 0 | 0 | 0
11 | 22 | 14 | 0 | 0 | 0 | 0 | 0 | 0 | 0 | 0 | 0
11 | 22 | 15 | 0 | 0 | 0 | 0 | 0 | 0 | 0 | 0 | 0
11 | 22 | 16 | 0 | 0 | 0 | 0 | 0 | 0 | 0 | 0 | 0
11 | 22 | 17 | 0 | 0 | 0 | 0 | 0 | 0 | 0 | 0 | 0
11 | 22 | 18 | 0 | 0 | 0 | 0 | 0 | 0 | 0 | 0 | 0
11 | 22 | 19 | 0 | 0 | 0 | 0 | 0 | 0 | 0 | 0 | 0
11 | 22 | 20 | 0 | 0 | 0 | 0 | 0 | 0 | 0 | 0 | 0
11 | 22 | 21 | 0 | 0 | 0 | 0 | 0 | 0 | 0 | 0 | 0
11 | 22 | 22 | 0 | 0 | 0 | 0 | 0 | 0 | 0 | 0 | 0
11 | 22 | 23 | 0 | 0 | 0 | 0 | 0 | 0 | 0 | 0 | 0
11 | 22 | 24 | 0 | 0 | 0 | 0 | 0 | 0 | 0 | 0 | 0
11 | 23 | 1 | 0 | 0 | 0 | 0 | 0 | 0 | 0 | 0 | 0
11 | 23 | 2 | 0 | 0 | 0 | 0 | 0 | 0 | 0 | 0 | 0
11 | 23 | 3 | 0 | 0 | 0 | 0 | 0 | 0 | 0 | 0 | 0
11 | 23 | 4 | 0 | 0 | 0 | 0 | 0 | 0 | 0 | 0 | 0
11 | 23 | 5 | 0 | 0 | 0 | 0 | 0 | 0 | 0 | 0 | 0
11 | 23 | 6 | 0 | 0 | 0 | 0 | 0 | 0 | 0 | 0 | 0
11 | 23 | 7 | 0 | 0 | 0 | 0 | 0 | 0 | 0 | 0 | 0
11 | 23 | 8 | 0 | 0 | 0 | 0 | 0 | 0 | 0 | 0 | 0
11 | 23 | 9 | 0 | 0 | 0 | 0 | 0 | 0 | 0 | 0 | 0
11 | 23 | 10 | 0 | 0 | 0 | 0 | 0 | 0 | 0 | 0 | 0
11 | 23 | 11 | 0 | 0 | 0 | 0 | 0 | 0 | 0 | 0 | 0
11 | 23 | 12 | 0 | 0 | 0 | 0 | 0 | 0 | 0 | 0 | 0
11 | 23 | 13 | 0 | 0 | 0 | 0 | 0 | 0 | 0 | 0 | 0
11 | 23 | 14 | 0 | 0 | 0 | 0 | 0 | 0 | 0 | 0 | 0
11 | 23 | 15 | 0 | 0 | 0 | 0 | 0 | 0 | 0 | 0 | 0
11 | 23 | 16 | 0 | 0 | 0 | 0 | 0 | 0 | 0 | 0 | 0
11 | 23 | 17 | 0 | 0 | 0 | 0 | 0 | 0 | 0 | 0 | 0
11 | 23 | 18 | 0 | 0 | 0 | 0 | 0 | 0 | 0 | 0 | 0
11 | 23 | 19 | 0 | 0 | 0 | 0 | 0 | 0 | 0 | 0 | 0
11 | 23 | 20 | 0 | 0 | 0 | 0 | 0 | 0 | 0 | 0 | 0
11 | 23 | 21 | 0 | 0 | 0 | 0 | 0 | 0 | 0 | 0 | 0
11 | 23 | 22 | 0 | 0 | 0 | 0 | 0 | 0 | 0 | 0 | 0
11 | 23 | 23 | 0 | 0 | 0 | 0 | 0 | 0 | 0 | 0 | 0
11 | 23 | 24 | 0 | 0 | 0 | 0 | 0 | 0 | 0 | 0 | 0
11 | 24 | 1 | 0 | 0 | 0 | 0 | 0 | 0 | 0 | 0 | 0
11 | 24 | 2 | 0 | 0 | 0 | 0 | 0 | 0 | 0 | 0 | 0
11 | 24 | 3 | 0 | 0 | 0 | 0 | 0 | 0 | 0 | 0 | 0
11 | 24 | 4 | 0 | 0 | 0 | 0 | 0 | 0 | 0 | 0 | 0
11 | 24 | 5 | 0 | 0 | 0 | 0 | 0 | 0 | 0 | 0 | 0
11 | 24 | 6 | 0 | 0 | 0 | 0 | 0 | 0 | 0 | 0 | 0
11 | 24 | 7 | 0 | 0 | 0 | 0 | 0 | 0 | 0 | 0 | 0
11 | 24 | 8 | 0 | 0 | 0 | 0 | 0 | 0 | 0 | 0 | 0
11 | 24 | 9 | 0 | 0 | 0 | 0 | 0 | 0 | 0 | 0 | 0
11 | 24 | 10 | 0 | 0 | 0 | 0 | 0 | 0 | 0 | 0 | 0
11 | 24 | 11 | 0 | 0 | 0 | 0 | 0 | 0 | 0 | 0 | 0
11 | 24 | 12 | 0 | 0 | 0 | 0 | 0 | 0 | 0 | 0 | 0
11 | 24 | 13 | 0 | 0 | 0 | 0 | 0 | 0 | 0 | 0 | 0
11 | 24 | 14 | 0 | 0 | 0 | 0 | 0 | 0 | 0 | 0 | 0
11 | 24 | 15 | 0 | 0 | 0 | 0 | 0 | 0 | 0 | 0 | 0
11 | 24 | 16 | 0 | 0 | 0 | 0 | 0 | 0 | 0 | 0 | 0
11 | 24 | 17 | 0 | 0 | 0 | 0 | 0 | 0 | 0 | 0 | 0
11 | 24 | 18 | 0 | 0 | 0 | 0 | 0 | 0 | 0 | 0 | 0
11 | 24 | 19 | 0 | 0 | 0 | 0 | 0 | 0 | 0 | 0 | 0
11 | 24 | 20 | 0 | 0 | 0 | 0 | 0 | 0 | 0 | 0 | 0
11 | 24 | 21 | 0 | 0 | 0 | 0 | 0 | 0 | 0 | 0 | 0
11 | 24 | 22 | 0 | 0 | 0 | 0 | 0 | 0 | 0 | 0 | 0
11 | 24 | 23 | 0 | 0 | 0 | 0 | 0 | 0 | 0 | 0 | 0
11 | 24 | 24 | 0 | 0 | 0 | 0 | 0 | 0 | 0 | 0 | 0
11 | 25 | 1 | 0 | 0 | 0 | 0 | 0 | 0 | 0 | 0 | 0
11 | 25 | 2 | 0 | 0 | 0 | 0 | 0 | 0 | 0 | 0 | 0
11 | 25 | 3 | 0 | 0 | 0 | 0 | 0 | 0 | 0 | 0 | 0
11 | 25 | 4 | 0 | 0 | 0 | 0 | 0 | 0 | 0 | 0 | 0
11 | 25 | 5 | 0 | 0 | 0 | 0 | 0 | 0 | 0 | 0 | 0
11 | 25 | 6 | 0 | 0 | 0 | 0 | 0 | 0 | 0 | 0 | 0
11 | 25 | 7 | 0 | 0 | 0 | 0 | 0 | 0 | 0 | 0 | 0
11 | 25 | 8 | 0 | 0 | 0 | 0 | 0 | 0 | 0 | 0 | 0
11 | 25 | 9 | 0 | 0 | 0 | 0 | 0 | 0 | 0 | 0 | 0
11 | 25 | 10 | 0 | 0 | 0 | 0 | 0 | 0 | 0 | 0 | 0
11 | 25 | 11 | 0 | 0 | 0 | 0 | 0 | 0 | 0 | 0 | 0
11 | 25 | 12 | 0 | 0 | 0 | 0 | 0 | 0 | 0 | 0 | 0
11 | 25 | 13 | 0 | 0 | 0 | 0 | 0 | 0 | 0 | 0 | 0
11 | 25 | 14 | 0 | 0 | 0 | 0 | 0 | 0 | 0 | 0 | 0
11 | 25 | 15 | 0 | 0 | 0 | 0 | 0 | 0 | 0 | 0 | 0
11 | 25 | 16 | 0 | 0 | 0 | 0 | 0 | 0 | 0 | 0 | 0
11 | 25 | 17 | 0 | 0 | 0 | 0 | 0 | 0 | 0 | 0 | 0
11 | 25 | 18 | 0 | 0 | 0 | 0 | 0 | 0 | 0 | 0 | 0
11 | 25 | 19 | 0 | 0 | 0 | 0 | 0 | 0 | 0 | 0 | 0
11 | 25 | 20 | 0 | 0 | 0 | 0 | 0 | 0 | 0 | 0 | 0
11 | 25 | 21 | 0 | 0 | 0 | 0 | 0 | 0 | 0 | 0 | 0
11 | 25 | 22 | 0 | 0 | 0 | 0 | 0 | 0 | 0 | 0 | 0
11 | 25 | 23 | 0 | 0 | 0 | 0 | 0 | 0 | 0 | 0 | 0
11 | 25 | 24 | 0 | 0 | 0 | 0 | 0 | 0 | 0 | 0 | 0
11 | 26 | 1 | 0 | 0 | 0 | 0 | 0 | 0 | 0 | 0 | 0
11 | 26 | 2 | 0 | 0 | 0 | 0 | 0 | 0 | 0 | 0 | 0
11 | 26 | 3 | 0 | 0 | 0 | 0 | 0 | 0 | 0 | 0 | 0
11 | 26 | 4 | 0 | 0 | 0 | 0 | 0 | 0 | 0 | 0 | 0
11 | 26 | 5 | 0 | 0 | 0 | 0 | 0 | 0 | 0 | 0 | 0
11 | 26 | 6 | 0 | 0 | 0 | 0 | 0 | 0 | 0 | 0 | 0
11 | 26 | 7 | 0 | 0 | 0 | 0 | 0 | 0 | 0 | 0 | 0
11 | 26 | 8 | 0 | 0 | 0 | 0 | 0 | 0 | 0 | 0 | 0
11 | 26 | 9 | 0 | 0 | 0 | 0 | 0 | 0 | 0 | 0 | 0
11 | 26 | 10 | 0 | 0 | 0 | 0 | 0 | 0 | 0 | 0 | 0
11 | 26 | 11 | 0 | 0 | 0 | 0 | 0 | 0 | 0 | 0 | 0
11 | 26 | 12 | 0 | 0 | 0 | 0 | 0 | 0 | 0 | 0 | 0
11 | 26 | 13 | 0 | 0 | 0 | 0 | 0 | 0 | 0 | 0 | 0
11 | 26 | 14 | 0 | 0 | 0 | 0 | 0 | 0 | 0 | 0 | 0
11 | 26 | 15 | 0 | 0 | 0 | 0 | 0 | 0 | 0 | 0 | 0
11 | 26 | 16 | 0 | 0 | 0 | 0 | 0 | 0 | 0 | 0 | 0
11 | 26 | 17 | 0 | 0 | 0 | 0 | 0 | 0 | 0 | 0 | 0
11 | 26 | 18 | 0 | 0 | 0 | 0 | 0 | 0 | 0 | 0 | 0
11 | 26 | 19 | 0 | 0 | 0 | 0 | 0 | 0 | 0 | 0 | 0
11 | 26 | 20 | 0 | 0 | 0 | 0 | 0 | 0 | 0 | 0 | 0
11 | 26 | 21 | 0 | 0 | 0 | 0 | 0 | 0 | 0 | 0 | 0
11 | 26 | 22 | 0 | 0 | 0 | 0 | 0 | 0 | 0 | 0 | 0
11 | 26 | 23 | 0 | 0 | 0 | 0 | 0 | 0 | 0 | 0 | 0
11 | 26 | 24 | 0 | 0 | 0 | 0 | 0 | 0 | 0 | 0 | 0
11 | 27 | 1 | 0 | 0 | 0 | 0 | 0 | 0 | 0 | 0 | 0
11 | 27 | 2 | 0 | 0 | 0 | 0 | 0 | 0 | 0 | 0 | 0
11 | 27 | 3 | 0 | 0 | 0 | 0 | 0 | 0 | 0 | 0 | 0
11 | 27 | 4 | 0 | 0 | 0 | 0 | 0 | 0 | 0 | 0 | 0
11 | 27 | 5 | 0 | 0 | 0 | 0 | 0 | 0 | 0 | 0 | 0
11 | 27 | 6 | 0 | 0 | 0 | 0 | 0 | 0 | 0 | 0 | 0
11 | 27 | 7 | 0 | 0 | 0 | 0 | 0 | 0 | 0 | 0 | 0
11 | 27 | 8 | 0 | 0 | 0 | 0 | 0 | 0 | 0 | 0 | 0
11 | 27 | 9 | 0 | 0 | 0 | 0 | 0 | 0 | 0 | 0 | 0
11 | 27 | 10 | 0 | 0 | 0 | 0 | 0 | 0 | 0 | 0 | 0
11 | 27 | 11 | 0 | 0 | 0 | 0 | 0 | 0 | 0 | 0 | 0
11 | 27 | 12 | 0 | 0 | 0 | 0 | 0 | 0 | 0 | 0 | 0
11 | 27 | 13 | 0 | 0 | 0 | 0 | 0 | 0 | 0 | 0 | 0
11 | 27 | 14 | 0 | 0 | 0 | 0 | 0 | 0 | 0 | 0 | 0
11 | 27 | 15 | 0 | 0 | 0 | 0 | 0 | 0 | 0 | 0 | 0
11 | 27 | 16 | 0 | 0 | 0 | 0 | 0 | 0 | 0 | 0 | 0
11 | 27 | 17 | 0 | 0 | 0 | 0 | 0 | 0 | 0 | 0 | 0
11 | 27 | 18 | 0 | 0 | 0 | 0 | 0 | 0 | 0 | 0 | 0
11 | 27 | 19 | 0 | 0 | 0 | 0 | 0 | 0 | 0 | 0 | 0
11 | 27 | 20 | 0 | 0 | 0 | 0 | 0 | 0 | 0 | 0 | 0
11 | 27 | 21 | 0 | 0 | 0 | 0 | 0 | 0 | 0 | 0 | 0
11 | 27 | 22 | 0 | 0 | 0 | 0 | 0 | 0 | 0 | 0 | 0
11 | 27 | 23 | 0 | 0 | 0 | 0 | 0 | 0 | 0 | 0 | 0
11 | 27 | 24 | 0 | 0 | 0 | 0 | 0 | 0 | 0 | 0 | 0
11 | 28 | 1 | 0 | 0 | 0 | 0 | 0 | 0 | 0 | 0 | 0
11 | 28 | 2 | 0 | 0 | 0 | 0 | 0 | 0 | 0 | 0 | 0
11 | 28 | 3 | 0 | 0 | 0 | 0 | 0 | 0 | 0 | 0 | 0
11 | 28 | 4 | 0 | 0 | 0 | 0 | 0 | 0 | 0 | 0 | 0
11 | 28 | 5 | 0 | 0 | 0 | 0 | 0 | 0 | 0 | 0 | 0
11 | 28 | 6 | 0 | 0 | 0 | 0 | 0 | 0 | 0 | 0 | 0
11 | 28 | 7 | 0 | 0 | 0 | 0 | 0 | 0 | 0 | 0 | 0
11 | 28 | 8 | 0 | 0 | 0 | 0 | 0 | 0 | 0 | 0 | 0
11 | 28 | 9 | 0 | 0 | 0 | 0 | 0 | 0 | 0 | 0 | 0
11 | 28 | 10 | 0 | 0 | 0 | 0 | 0 | 0 | 0 | 0 | 0
11 | 28 | 11 | 0 | 0 | 0 | 0 | 0 | 0 | 0 | 0 | 0
11 | 28 | 12 | 0 | 0 | 0 | 0 | 0 | 0 | 0 | 0 | 0
11 | 28 | 13 | 0 | 0 | 0 | 0 | 0 | 0 | 0 | 0 | 0
11 | 28 | 14 | 0 | 0 | 0 | 0 | 0 | 0 | 0 | 0 | 0
11 | 28 | 15 | 0 | 0 | 0 | 0 | 0 | 0 | 0 | 0 | 0
11 | 28 | 16 | 0 | 0 | 0 | 0 | 0 | 0 | 0 | 0 | 0
11 | 28 | 17 | 0 | 0 | 0 | 0 | 0 | 0 | 0 | 0 | 0
11 | 28 | 18 | 0 | 0 | 0 | 0 | 0 | 0 | 0 | 0 | 0
11 | 28 | 19 | 0 | 0 | 0 | 0 | 0 | 0 | 0 | 0 | 0
11 | 28 | 20 | 0 | 0 | 0 | 0 | 0 | 0 | 0 | 0 | 0
11 | 28 | 21 | 0 | 0 | 0 | 0 | 0 | 0 | 0 | 0 | 0
11 | 28 | 22 | 0 | 0 | 0 | 0 | 0 | 0 | 0 | 0 | 0
11 | 28 | 23 | 0 | 0 | 0 | 0 | 0 | 0 | 0 | 0 | 0
11 | 28 | 24 | 0 | 0 | 0 | 0 | 0 | 0 | 0 | 0 | 0
11 | 29 | 1 | 0 | 0 | 0 | 0 | 0 | 0 | 0 | 0 | 0
11 | 29 | 2 | 0 | 0 | 0 | 0 | 0 | 0 | 0 | 0 | 0
11 | 29 | 3 | 0 | 0 | 0 | 0 | 0 | 0 | 0 | 0 | 0
11 | 29 | 4 | 0 | 0 | 0 | 0 | 0 | 0 | 0 | 0 | 0
11 | 29 | 5 | 0 | 0 | 0 | 0 | 0 | 0 | 0 | 0 | 0
11 | 29 | 6 | 0 | 0 | 0 | 0 | 0 | 0 | 0 | 0 | 0
11 | 29 | 7 | 0 | 0 | 0 | 0 | 0 | 0 | 0 | 0 | 0
11 | 29 | 8 | 0 | 0 | 0 | 0 | 0 | 0 | 0 | 0 | 0
11 | 29 | 9 | 0 | 0 | 0 | 0 | 0 | 0 | 0 | 0 | 0
11 | 29 | 10 | 0 | 0 | 0 | 0 | 0 | 0 | 0 | 0 | 0
11 | 29 | 11 | 0 | 0 | 0 | 0 | 0 | 0 | 0 | 0 | 0
11 | 29 | 12 | 0 | 0 | 0 | 0 | 0 | 0 | 0 | 0 | 0
11 | 29 | 13 | 0 | 0 | 0 | 0 | 0 | 0 | 0 | 0 | 0
11 | 29 | 14 | 0 | 0 | 0 | 0 | 0 | 0 | 0 | 0 | 0
11 | 29 | 15 | 0 | 0 | 0 | 0 | 0 | 0 | 0 | 0 | 0
11 | 29 | 16 | 0 | 0 | 0 | 0 | 0 | 0 | 0 | 0 | 0
11 | 29 | 17 | 0 | 0 | 0 | 0 | 0 | 0 | 0 | 0 | 0
11 | 29 | 18 | 0 | 0 | 0 | 0 | 0 | 0 | 0 | 0 | 0
11 | 29 | 19 | 0 | 0 | 0 | 0 | 0 | 0 | 0 | 0 | 0
11 | 29 | 20 | 0 | 0 | 0 | 0 | 0 | 0 | 0 | 0 | 0
11 | 29 | 21 | 0 | 0 | 0 | 0 | 0 | 0 | 0 | 0 | 0
11 | 29 | 22 | 0 | 0 | 0 | 0 | 0 | 0 | 0 | 0 | 0
11 | 29 | 23 | 0 | 0 | 0 | 0 | 0 | 0 | 0 | 0 | 0
11 | 29 | 24 | 0 | 0 | 0 | 0 | 0 | 0 | 0 | 0 | 0
11 | 30 | 1 | 0 | 0 | 0 | 0 | 0 | 0 | 0 | 0 | 0
11 | 30 | 2 | 0 | 0 | 0 | 0 | 0 | 0 | 0 | 0 | 0
11 | 30 | 3 | 0 | 0 | 0 | 0 | 0 | 0 | 0 | 0 | 0
11 | 30 | 4 | 0 | 0 | 0 | 0 | 0 | 0 | 0 | 0 | 0
11 | 30 | 5 | 0 | 0 | 0 | 0 | 0 | 0 | 0 | 0 | 0
11 | 30 | 6 | 0 | 0 | 0 | 0 | 0 | 0 | 0 | 0 | 0
11 | 30 | 7 | 0 | 0 | 0 | 0 | 0 | 0 | 0 | 0 | 0
11 | 30 | 8 | 0 | 0 | 0 | 0 | 0 | 0 | 0 | 0 | 0
11 | 30 | 9 | 0 | 0 | 0 | 0 | 0 | 0 | 0 | 0 | 0
11 | 30 | 10 | 0 | 0 | 0 | 0 | 0 | 0 | 0 | 0 | 0
11 | 30 | 11 | 0 | 0 | 0 | 0 | 0 | 0 | 0 | 0 | 0
11 | 30 | 12 | 0 | 0 | 0 | 0 | 0 | 0 | 0 | 0 | 0
11 | 30 | 13 | 0 | 0 | 0 | 0 | 0 | 0 | 0 | 0 | 0
11 | 30 | 14 | 0 | 0 | 0 | 0 | 0 | 0 | 0 | 0 | 0
11 | 30 | 15 | 0 | 0 | 0 | 0 | 0 | 0 | 0 | 0 | 0
11 | 30 | 16 | 0 | 0 | 0 | 0 | 0 | 0 | 0 | 0 | 0
11 | 30 | 17 | 0 | 0 | 0 | 0 | 0 | 0 | 0 | 0 | 0
11 | 30 | 18 | 0 | 0 | 0 | 0 | 0 | 0 | 0 | 0 | 0
11 | 30 | 19 | 0 | 0 | 0 | 0 | 0 | 0 | 0 | 0 | 0
11 | 30 | 20 | 0 | 0 | 0 | 0 | 0 | 0 | 0 | 0 | 0
11 | 30 | 21 | 0 | 0 | 0 | 0 | 0 | 0 | 0 | 0 | 0
11 | 30 | 22 | 0 | 0 | 0 | 0 | 0 | 0 | 0 | 0 | 0
11 | 30 | 23 | 0 | 0 | 0 | 0 | 0 | 0 | 0 | 0 | 0
11 | 30 | 24 | 0 | 0 | 0 | 0 | 0 | 0 | 0 | 0 | 0
12 | 1 | 1 | 0 | 0 | 0 | 0 | 0 | 0 | 0 | 0 | 0
12 | 1 | 2 | 0 | 0 | 0 | 0 | 0 | 0 | 0 | 0 | 0
12 | 1 | 3 | 0 | 0 | 0 | 0 | 0 | 0 | 0 | 0 | 0
12 | 1 | 4 | 0 | 0 | 0 | 0 | 0 | 0 | 0 | 0 | 0
12 | 1 | 5 | 0 | 0 | 0 | 0 | 0 | 0 | 0 | 0 | 0
12 | 1 | 6 | 0 | 0 | 0 | 0 | 0 | 0 | 0 | 0 | 0
12 | 1 | 7 | 0 | 0 | 0 | 0 | 0 | 0 | 0 | 0 | 0
12 | 1 | 8 | 0 | 0 | 0 | 0 | 0 | 0 | 0 | 0 | 0
12 | 1 | 9 | 0 | 0 | 0 | 0 | 0 | 0 | 0 | 0 | 0
12 | 1 | 10 | 0 | 0 | 0 | 0 | 0 | 0 | 0 | 0 | 0
12 | 1 | 11 | 0 | 0 | 0 | 0 | 0 | 0 | 0 | 0 | 0
12 | 1 | 12 | 0 | 0 | 0 | 0 | 0 | 0 | 0 | 0 | 0
12 | 1 | 13 | 0 | 0 | 0 | 0 | 0 | 0 | 0 | 0 | 0
12 | 1 | 14 | 0 | 0 | 0 | 0 | 0 | 0 | 0 | 0 | 0
12 | 1 | 15 | 0 | 0 | 0 | 0 | 0 | 0 | 0 | 0 | 0
12 | 1 | 16 | 0 | 0 | 0 | 0 | 0 | 0 | 0 | 0 | 0
12 | 1 | 17 | 0 | 0 | 0 | 0 | 0 | 0 | 0 | 0 | 0
12 | 1 | 18 | 0 | 0 | 0 | 0 | 0 | 0 | 0 | 0 | 0
12 | 1 | 19 | 0 | 0 | 0 | 0 | 0 | 0 | 0 | 0 | 0
12 | 1 | 20 | 0 | 0 | 0 | 0 | 0 | 0 | 0 | 0 | 0
12 | 1 | 21 | 0 | 0 | 0 | 0 | 0 | 0 | 0 | 0 | 0
12 | 1 | 22 | 0 | 0 | 0 | 0 | 0 | 0 | 0 | 0 | 0
12 | 1 | 23 | 0 | 0 | 0 | 0 | 0 | 0 | 0 | 0 | 0
12 | 1 | 24 | 0 | 0 | 0 | 0 | 0 | 0 | 0 | 0 | 0
12 | 2 | 1 | 0 | 0 | 0 | 0 | 0 | 0 | 0 | 0 | 0
12 | 2 | 2 | 0 | 0 | 0 | 0 | 0 | 0 | 0 | 0 | 0
12 | 2 | 3 | 0 | 0 | 0 | 0 | 0 | 0 | 0 | 0 | 0
12 | 2 | 4 | 0 | 0 | 0 | 0 | 0 | 0 | 0 | 0 | 0
12 | 2 | 5 | 0 | 0 | 0 | 0 | 0 | 0 | 0 | 0 | 0
12 | 2 | 6 | 0 | 0 | 0 | 0 | 0 | 0 | 0 | 0 | 0
12 | 2 | 7 | 0 | 0 | 0 | 0 | 0 | 0 | 0 | 0 | 0
12 | 2 | 8 | 0 | 0 | 0 | 0 | 0 | 0 | 0 | 0 | 0
12 | 2 | 9 | 0 | 0 | 0 | 0 | 0 | 0 | 0 | 0 | 0
12 | 2 | 10 | 0 | 0 | 0 | 0 | 0 | 0 | 0 | 0 | 0
12 | 2 | 11 | 0 | 0 | 0 | 0 | 0 | 0 | 0 | 0 | 0
12 | 2 | 12 | 0 | 0 | 0 | 0 | 0 | 0 | 0 | 0 | 0
12 | 2 | 13 | 0 | 0 | 0 | 0 | 0 | 0 | 0 | 0 | 0
12 | 2 | 14 | 0 | 0 | 0 | 0 | 0 | 0 | 0 | 0 | 0
12 | 2 | 15 | 0 | 0 | 0 | 0 | 0 | 0 | 0 | 0 | 0
12 | 2 | 16 | 0 | 0 | 0 | 0 | 0 | 0 | 0 | 0 | 0
12 | 2 | 17 | 0 | 0 | 0 | 0 | 0 | 0 | 0 | 0 | 0
12 | 2 | 18 | 0 | 0 | 0 | 0 | 0 | 0 | 0 | 0 | 0
12 | 2 | 19 | 0 | 0 | 0 | 0 | 0 | 0 | 0 | 0 | 0
12 | 2 | 20 | 0 | 0 | 0 | 0 | 0 | 0 | 0 | 0 | 0
12 | 2 | 21 | 0 | 0 | 0 | 0 | 0 | 0 | 0 | 0 | 0
12 | 2 | 22 | 0 | 0 | 0 | 0 | 0 | 0 | 0 | 0 | 0
12 | 2 | 23 | 0 | 0 | 0 | 0 | 0 | 0 | 0 | 0 | 0
12 | 2 | 24 | 0 | 0 | 0 | 0 | 0 | 0 | 0 | 0 | 0
12 | 3 | 1 | 0 | 0 | 0 | 0 | 0 | 0 | 0 | 0 | 0
12 | 3 | 2 | 0 | 0 | 0 | 0 | 0 | 0 | 0 | 0 | 0
12 | 3 | 3 | 0 | 0 | 0 | 0 | 0 | 0 | 0 | 0 | 0
12 | 3 | 4 | 0 | 0 | 0 | 0 | 0 | 0 | 0 | 0 | 0
12 | 3 | 5 | 0 | 0 | 0 | 0 | 0 | 0 | 0 | 0 | 0
12 | 3 | 6 | 0 | 0 | 0 | 0 | 0 | 0 | 0 | 0 | 0
12 | 3 | 7 | 0 | 0 | 0 | 0 | 0 | 0 | 0 | 0 | 0
12 | 3 | 8 | 0 | 0 | 0 | 0 | 0 | 0 | 0 | 0 | 0
12 | 3 | 9 | 0 | 0 | 0 | 0 | 0 | 0 | 0 | 0 | 0
12 | 3 | 10 | 0 | 0 | 0 | 0 | 0 | 0 | 0 | 0 | 0
12 | 3 | 11 | 0 | 0 | 0 | 0 | 0 | 0 | 0 | 0 | 0
12 | 3 | 12 | 0 | 0 | 0 | 0 | 0 | 0 | 0 | 0 | 0
12 | 3 | 13 | 0 | 0 | 0 | 0 | 0 | 0 | 0 | 0 | 0
12 | 3 | 14 | 0 | 0 | 0 | 0 | 0 | 0 | 0 | 0 | 0
12 | 3 | 15 | 0 | 0 | 0 | 0 | 0 | 0 | 0 | 0 | 0
12 | 3 | 16 | 0 | 0 | 0 | 0 | 0 | 0 | 0 | 0 | 0
12 | 3 | 17 | 0 | 0 | 0 | 0 | 0 | 0 | 0 | 0 | 0
12 | 3 | 18 | 0 | 0 | 0 | 0 | 0 | 0 | 0 | 0 | 0
12 | 3 | 19 | 0 | 0 | 0 | 0 | 0 | 0 | 0 | 0 | 0
12 | 3 | 20 | 0 | 0 | 0 | 0 | 0 | 0 | 0 | 0 | 0
12 | 3 | 21 | 0 | 0 | 0 | 0 | 0 | 0 | 0 | 0 | 0
12 | 3 | 22 | 0 | 0 | 0 | 0 | 0 | 0 | 0 | 0 | 0
12 | 3 | 23 | 0 | 0 | 0 | 0 | 0 | 0 | 0 | 0 | 0
12 | 3 | 24 | 0 | 0 | 0 | 0 | 0 | 0 | 0 | 0 | 0
12 | 4 | 1 | 0 | 0 | 0 | 0 | 0 | 0 | 0 | 0 | 0
12 | 4 | 2 | 0 | 0 | 0 | 0 | 0 | 0 | 0 | 0 | 0
12 | 4 | 3 | 0 | 0 | 0 | 0 | 0 | 0 | 0 | 0 | 0
12 | 4 | 4 | 0 | 0 | 0 | 0 | 0 | 0 | 0 | 0 | 0
12 | 4 | 5 | 0 | 0 | 0 | 0 | 0 | 0 | 0 | 0 | 0
12 | 4 | 6 | 0 | 0 | 0 | 0 | 0 | 0 | 0 | 0 | 0
12 | 4 | 7 | 0 | 0 | 0 | 0 | 0 | 0 | 0 | 0 | 0
12 | 4 | 8 | 0 | 0 | 0 | 0 | 0 | 0 | 0 | 0 | 0
12 | 4 | 9 | 0 | 0 | 0 | 0 | 0 | 0 | 0 | 0 | 0
12 | 4 | 10 | 0 | 0 | 0 | 0 | 0 | 0 | 0 | 0 | 0
12 | 4 | 11 | 0 | 0 | 0 | 0 | 0 | 0 | 0 | 0 | 0
12 | 4 | 12 | 0 | 0 | 0 | 0 | 0 | 0 | 0 | 0 | 0
12 | 4 | 13 | 0 | 0 | 0 | 0 | 0 | 0 | 0 | 0 | 0
12 | 4 | 14 | 0 | 0 | 0 | 0 | 0 | 0 | 0 | 0 | 0
12 | 4 | 15 | 0 | 0 | 0 | 0 | 0 | 0 | 0 | 0 | 0
12 | 4 | 16 | 0 | 0 | 0 | 0 | 0 | 0 | 0 | 0 | 0
12 | 4 | 17 | 0 | 0 | 0 | 0 | 0 | 0 | 0 | 0 | 0
12 | 4 | 18 | 0 | 0 | 0 | 0 | 0 | 0 | 0 | 0 | 0
12 | 4 | 19 | 0 | 0 | 0 | 0 | 0 | 0 | 0 | 0 | 0
12 | 4 | 20 | 0 | 0 | 0 | 0 | 0 | 0 | 0 | 0 | 0
12 | 4 | 21 | 0 | 0 | 0 | 0 | 0 | 0 | 0 | 0 | 0
12 | 4 | 22 | 0 | 0 | 0 | 0 | 0 | 0 | 0 | 0 | 0
12 | 4 | 23 | 0 | 0 | 0 | 0 | 0 | 0 | 0 | 0 | 0
12 | 4 | 24 | 0 | 0 | 0 | 0 | 0 | 0 | 0 | 0 | 0
12 | 5 | 1 | 0 | 0 | 0 | 0 | 0 | 0 | 0 | 0 | 0
12 | 5 | 2 | 0 | 0 | 0 | 0 | 0 | 0 | 0 | 0 | 0
12 | 5 | 3 | 0 | 0 | 0 | 0 | 0 | 0 | 0 | 0 | 0
12 | 5 | 4 | 0 | 0 | 0 | 0 | 0 | 0 | 0 | 0 | 0
12 | 5 | 5 | 0 | 0 | 0 | 0 | 0 | 0 | 0 | 0 | 0
12 | 5 | 6 | 0 | 0 | 0 | 0 | 0 | 0 | 0 | 0 | 0
12 | 5 | 7 | 0 | 0 | 0 | 0 | 0 | 0 | 0 | 0 | 0
12 | 5 | 8 | 0 | 0 | 0 | 0 | 0 | 0 | 0 | 0 | 0
12 | 5 | 9 | 0 | 0 | 0 | 0 | 0 | 0 | 0 | 0 | 0
12 | 5 | 10 | 0 | 0 | 0 | 0 | 0 | 0 | 0 | 0 | 0
12 | 5 | 11 | 0 | 0 | 0 | 0 | 0 | 0 | 0 | 0 | 0
12 | 5 | 12 | 0 | 0 | 0 | 0 | 0 | 0 | 0 | 0 | 0
12 | 5 | 13 | 0 | 0 | 0 | 0 | 0 | 0 | 0 | 0 | 0
12 | 5 | 14 | 0 | 0 | 0 | 0 | 0 | 0 | 0 | 0 | 0
12 | 5 | 15 | 0 | 0 | 0 | 0 | 0 | 0 | 0 | 0 | 0
12 | 5 | 16 | 0 | 0 | 0 | 0 | 0 | 0 | 0 | 0 | 0
12 | 5 | 17 | 0 | 0 | 0 | 0 | 0 | 0 | 0 | 0 | 0
12 | 5 | 18 | 0 | 0 | 0 | 0 | 0 | 0 | 0 | 0 | 0
12 | 5 | 19 | 0 | 0 | 0 | 0 | 0 | 0 | 0 | 0 | 0
12 | 5 | 20 | 0 | 0 | 0 | 0 | 0 | 0 | 0 | 0 | 0
12 | 5 | 21 | 0 | 0 | 0 | 0 | 0 | 0 | 0 | 0 | 0
12 | 5 | 22 | 0 | 0 | 0 | 0 | 0 | 0 | 0 | 0 | 0
12 | 5 | 23 | 0 | 0 | 0 | 0 | 0 | 0 | 0 | 0 | 0
12 | 5 | 24 | 0 | 0 | 0 | 0 | 0 | 0 | 0 | 0 | 0
12 | 6 | 1 | 0 | 0 | 0 | 0 | 0 | 0 | 0 | 0 | 0
12 | 6 | 2 | 0 | 0 | 0 | 0 | 0 | 0 | 0 | 0 | 0
12 | 6 | 3 | 0 | 0 | 0 | 0 | 0 | 0 | 0 | 0 | 0
12 | 6 | 4 | 0 | 0 | 0 | 0 | 0 | 0 | 0 | 0 | 0
12 | 6 | 5 | 0 | 0 | 0 | 0 | 0 | 0 | 0 | 0 | 0
12 | 6 | 6 | 0 | 0 | 0 | 0 | 0 | 0 | 0 | 0 | 0
12 | 6 | 7 | 0 | 0 | 0 | 0 | 0 | 0 | 0 | 0 | 0
12 | 6 | 8 | 0 | 0 | 0 | 0 | 0 | 0 | 0 | 0 | 0
12 | 6 | 9 | 0 | 0 | 0 | 0 | 0 | 0 | 0 | 0 | 0
12 | 6 | 10 | 0 | 0 | 0 | 0 | 0 | 0 | 0 | 0 | 0
12 | 6 | 11 | 0 | 0 | 0 | 0 | 0 | 0 | 0 | 0 | 0
12 | 6 | 12 | 0 | 0 | 0 | 0 | 0 | 0 | 0 | 0 | 0
12 | 6 | 13 | 0 | 0 | 0 | 0 | 0 | 0 | 0 | 0 | 0
12 | 6 | 14 | 0 | 0 | 0 | 0 | 0 | 0 | 0 | 0 | 0
12 | 6 | 15 | 0 | 0 | 0 | 0 | 0 | 0 | 0 | 0 | 0
12 | 6 | 16 | 0 | 0 | 0 | 0 | 0 | 0 | 0 | 0 | 0
12 | 6 | 17 | 0 | 0 | 0 | 0 | 0 | 0 | 0 | 0 | 0
12 | 6 | 18 | 0 | 0 | 0 | 0 | 0 | 0 | 0 | 0 | 0
12 | 6 | 19 | 0 | 0 | 0 | 0 | 0 | 0 | 0 | 0 | 0
12 | 6 | 20 | 0 | 0 | 0 | 0 | 0 | 0 | 0 | 0 | 0
12 | 6 | 21 | 0 | 0 | 0 | 0 | 0 | 0 | 0 | 0 | 0
12 | 6 | 22 | 0 | 0 | 0 | 0 | 0 | 0 | 0 | 0 | 0
12 | 6 | 23 | 0 | 0 | 0 | 0 | 0 | 0 | 0 | 0 | 0
12 | 6 | 24 | 0 | 0 | 0 | 0 | 0 | 0 | 0 | 0 | 0
12 | 7 | 1 | 0 | 0 | 0 | 0 | 0 | 0 | 0 | 0 | 0
12 | 7 | 2 | 0 | 0 | 0 | 0 | 0 | 0 | 0 | 0 | 0
12 | 7 | 3 | 0 | 0 | 0 | 0 | 0 | 0 | 0 | 0 | 0
12 | 7 | 4 | 0 | 0 | 0 | 0 | 0 | 0 | 0 | 0 | 0
12 | 7 | 5 | 0 | 0 | 0 | 0 | 0 | 0 | 0 | 0 | 0
12 | 7 | 6 | 0 | 0 | 0 | 0 | 0 | 0 | 0 | 0 | 0
12 | 7 | 7 | 0 | 0 | 0 | 0 | 0 | 0 | 0 | 0 | 0
12 | 7 | 8 | 0 | 0 | 0 | 0 | 0 | 0 | 0 | 0 | 0
12 | 7 | 9 | 0 | 0 | 0 | 0 | 0 | 0 | 0 | 0 | 0
12 | 7 | 10 | 0 | 0 | 0 | 0 | 0 | 0 | 0 | 0 | 0
12 | 7 | 11 | 0 | 0 | 0 | 0 | 0 | 0 | 0 | 0 | 0
12 | 7 | 12 | 0 | 0 | 0 | 0 | 0 | 0 | 0 | 0 | 0
12 | 7 | 13 | 0 | 0 | 0 | 0 | 0 | 0 | 0 | 0 | 0
12 | 7 | 14 | 0 | 0 | 0 | 0 | 0 | 0 | 0 | 0 | 0
12 | 7 | 15 | 0 | 0 | 0 | 0 | 0 | 0 | 0 | 0 | 0
12 | 7 | 16 | 0 | 0 | 0 | 0 | 0 | 0 | 0 | 0 | 0
12 | 7 | 17 | 0 | 0 | 0 | 0 | 0 | 0 | 0 | 0 | 0
12 | 7 | 18 | 0 | 0 | 0 | 0 | 0 | 0 | 0 | 0 | 0
12 | 7 | 19 | 0 | 0 | 0 | 0 | 0 | 0 | 0 | 0 | 0
12 | 7 | 20 | 0 | 0 | 0 | 0 | 0 | 0 | 0 | 0 | 0
12 | 7 | 21 | 0 | 0 | 0 | 0 | 0 | 0 | 0 | 0 | 0
12 | 7 | 22 | 0 | 0 | 0 | 0 | 0 | 0 | 0 | 0 | 0
12 | 7 | 23 | 0 | 0 | 0 | 0 | 0 | 0 | 0 | 0 | 0
12 | 7 | 24 | 0 | 0 | 0 | 0 | 0 | 0 | 0 | 0 | 0
12 | 8 | 1 | 0 | 0 | 0 | 0 | 0 | 0 | 0 | 0 | 0
12 | 8 | 2 | 0 | 0 | 0 | 0 | 0 | 0 | 0 | 0 | 0
12 | 8 | 3 | 0 | 0 | 0 | 0 | 0 | 0 | 0 | 0 | 0
12 | 8 | 4 | 0 | 0 | 0 | 0 | 0 | 0 | 0 | 0 | 0
12 | 8 | 5 | 0 | 0 | 0 | 0 | 0 | 0 | 0 | 0 | 0
12 | 8 | 6 | 0 | 0 | 0 | 0 | 0 | 0 | 0 | 0 | 0
12 | 8 | 7 | 0 | 0 | 0 | 0 | 0 | 0 | 0 | 0 | 0
12 | 8 | 8 | 0 | 0 | 0 | 0 | 0 | 0 | 0 | 0 | 0
12 | 8 | 9 | 0 | 0 | 0 | 0 | 0 | 0 | 0 | 0 | 0
12 | 8 | 10 | 0 | 0 | 0 | 0 | 0 | 0 | 0 | 0 | 0
12 | 8 | 11 | 0 | 0 | 0 | 0 | 0 | 0 | 0 | 0 | 0
12 | 8 | 12 | 0 | 0 | 0 | 0 | 0 | 0 | 0 | 0 | 0
12 | 8 | 13 | 0 | 0 | 0 | 0 | 0 | 0 | 0 | 0 | 0
12 | 8 | 14 | 0 | 0 | 0 | 0 | 0 | 0 | 0 | 0 | 0
12 | 8 | 15 | 0 | 0 | 0 | 0 | 0 | 0 | 0 | 0 | 0
12 | 8 | 16 | 0 | 0 | 0 | 0 | 0 | 0 | 0 | 0 | 0
12 | 8 | 17 | 0 | 0 | 0 | 0 | 0 | 0 | 0 | 0 | 0
12 | 8 | 18 | 0 | 0 | 0 | 0 | 0 | 0 | 0 | 0 | 0
12 | 8 | 19 | 0 | 0 | 0 | 0 | 0 | 0 | 0 | 0 | 0
12 | 8 | 20 | 0 | 0 | 0 | 0 | 0 | 0 | 0 | 0 | 0
12 | 8 | 21 | 0 | 0 | 0 | 0 | 0 | 0 | 0 | 0 | 0
12 | 8 | 22 | 0 | 0 | 0 | 0 | 0 | 0 | 0 | 0 | 0
12 | 8 | 23 | 0 | 0 | 0 | 0 | 0 | 0 | 0 | 0 | 0
12 | 8 | 24 | 0 | 0 | 0 | 0 | 0 | 0 | 0 | 0 | 0
12 | 9 | 1 | 0 | 0 | 0 | 0 | 0 | 0 | 0 | 0 | 0
12 | 9 | 2 | 0 | 0 | 0 | 0 | 0 | 0 | 0 | 0 | 0
12 | 9 | 3 | 0 | 0 | 0 | 0 | 0 | 0 | 0 | 0 | 0
12 | 9 | 4 | 0 | 0 | 0 | 0 | 0 | 0 | 0 | 0 | 0
12 | 9 | 5 | 0 | 0 | 0 | 0 | 0 | 0 | 0 | 0 | 0
12 | 9 | 6 | 0 | 0 | 0 | 0 | 0 | 0 | 0 | 0 | 0
12 | 9 | 7 | 0 | 0 | 0 | 0 | 0 | 0 | 0 | 0 | 0
12 | 9 | 8 | 0 | 0 | 0 | 0 | 0 | 0 | 0 | 0 | 0
12 | 9 | 9 | 0 | 0 | 0 | 0 | 0 | 0 | 0 | 0 | 0
12 | 9 | 10 | 0 | 0 | 0 | 0 | 0 | 0 | 0 | 0 | 0
12 | 9 | 11 | 0 | 0 | 0 | 0 | 0 | 0 | 0 | 0 | 0
12 | 9 | 12 | 0 | 0 | 0 | 0 | 0 | 0 | 0 | 0 | 0
12 | 9 | 13 | 0 | 0 | 0 | 0 | 0 | 0 | 0 | 0 | 0
12 | 9 | 14 | 0 | 0 | 0 | 0 | 0 | 0 | 0 | 0 | 0
12 | 9 | 15 | 0 | 0 | 0 | 0 | 0 | 0 | 0 | 0 | 0
12 | 9 | 16 | 0 | 0 | 0 | 0 | 0 | 0 | 0 | 0 | 0
12 | 9 | 17 | 0 | 0 | 0 | 0 | 0 | 0 | 0 | 0 | 0
12 | 9 | 18 | 0 | 0 | 0 | 0 | 0 | 0 | 0 | 0 | 0
12 | 9 | 19 | 0 | 0 | 0 | 0 | 0 | 0 | 0 | 0 | 0
12 | 9 | 20 | 0 | 0 | 0 | 0 | 0 | 0 | 0 | 0 | 0
12 | 9 | 21 | 0 | 0 | 0 | 0 | 0 | 0 | 0 | 0 | 0
12 | 9 | 22 | 0 | 0 | 0 | 0 | 0 | 0 | 0 | 0 | 0
12 | 9 | 23 | 0 | 0 | 0 | 0 | 0 | 0 | 0 | 0 | 0
12 | 9 | 24 | 0 | 0 | 0 | 0 | 0 | 0 | 0 | 0 | 0
12 | 10 | 1 | 0 | 0 | 0 | 0 | 0 | 0 | 0 | 0 | 0
12 | 10 | 2 | 0 | 0 | 0 | 0 | 0 | 0 | 0 | 0 | 0
12 | 10 | 3 | 0 | 0 | 0 | 0 | 0 | 0 | 0 | 0 | 0
12 | 10 | 4 | 0 | 0 | 0 | 0 | 0 | 0 | 0 | 0 | 0
12 | 10 | 5 | 0 | 0 | 0 | 0 | 0 | 0 | 0 | 0 | 0
12 | 10 | 6 | 0 | 0 | 0 | 0 | 0 | 0 | 0 | 0 | 0
12 | 10 | 7 | 0 | 0 | 0 | 0 | 0 | 0 | 0 | 0 | 0
12 | 10 | 8 | 0 | 0 | 0 | 0 | 0 | 0 | 0 | 0 | 0
12 | 10 | 9 | 0 | 0 | 0 | 0 | 0 | 0 | 0 | 0 | 0
12 | 10 | 10 | 0 | 0 | 0 | 0 | 0 | 0 | 0 | 0 | 0
12 | 10 | 11 | 0 | 0 | 0 | 0 | 0 | 0 | 0 | 0 | 0
12 | 10 | 12 | 0 | 0 | 0 | 0 | 0 | 0 | 0 | 0 | 0
12 | 10 | 13 | 0 | 0 | 0 | 0 | 0 | 0 | 0 | 0 | 0
12 | 10 | 14 | 0 | 0 | 0 | 0 | 0 | 0 | 0 | 0 | 0
12 | 10 | 15 | 0 | 0 | 0 | 0 | 0 | 0 | 0 | 0 | 0
12 | 10 | 16 | 0 | 0 | 0 | 0 | 0 | 0 | 0 | 0 | 0
12 | 10 | 17 | 0 | 0 | 0 | 0 | 0 | 0 | 0 | 0 | 0
12 | 10 | 18 | 0 | 0 | 0 | 0 | 0 | 0 | 0 | 0 | 0
12 | 10 | 19 | 0 | 0 | 0 | 0 | 0 | 0 | 0 | 0 | 0
12 | 10 | 20 | 0 | 0 | 0 | 0 | 0 | 0 | 0 | 0 | 0
12 | 10 | 21 | 0 | 0 | 0 | 0 | 0 | 0 | 0 | 0 | 0
12 | 10 | 22 | 0 | 0 | 0 | 0 | 0 | 0 | 0 | 0 | 0
12 | 10 | 23 | 0 | 0 | 0 | 0 | 0 | 0 | 0 | 0 | 0
12 | 10 | 24 | 0 | 0 | 0 | 0 | 0 | 0 | 0 | 0 | 0
12 | 11 | 1 | 0 | 0 | 0 | 0 | 0 | 0 | 0 | 0 | 0
12 | 11 | 2 | 0 | 0 | 0 | 0 | 0 | 0 | 0 | 0 | 0
12 | 11 | 3 | 0 | 0 | 0 | 0 | 0 | 0 | 0 | 0 | 0
12 | 11 | 4 | 0 | 0 | 0 | 0 | 0 | 0 | 0 | 0 | 0
12 | 11 | 5 | 0 | 0 | 0 | 0 | 0 | 0 | 0 | 0 | 0
12 | 11 | 6 | 0 | 0 | 0 | 0 | 0 | 0 | 0 | 0 | 0
12 | 11 | 7 | 0 | 0 | 0 | 0 | 0 | 0 | 0 | 0 | 0
12 | 11 | 8 | 0 | 0 | 0 | 0 | 0 | 0 | 0 | 0 | 0
12 | 11 | 9 | 0 | 0 | 0 | 0 | 0 | 0 | 0 | 0 | 0
12 | 11 | 10 | 0 | 0 | 0 | 0 | 0 | 0 | 0 | 0 | 0
12 | 11 | 11 | 0 | 0 | 0 | 0 | 0 | 0 | 0 | 0 | 0
12 | 11 | 12 | 0 | 0 | 0 | 0 | 0 | 0 | 0 | 0 | 0
12 | 11 | 13 | 0 | 0 | 0 | 0 | 0 | 0 | 0 | 0 | 0
12 | 11 | 14 | 0 | 0 | 0 | 0 | 0 | 0 | 0 | 0 | 0
12 | 11 | 15 | 0 | 0 | 0 | 0 | 0 | 0 | 0 | 0 | 0
12 | 11 | 16 | 0 | 0 | 0 | 0 | 0 | 0 | 0 | 0 | 0
12 | 11 | 17 | 0 | 0 | 0 | 0 | 0 | 0 | 0 | 0 | 0
12 | 11 | 18 | 0 | 0 | 0 | 0 | 0 | 0 | 0 | 0 | 0
12 | 11 | 19 | 0 | 0 | 0 | 0 | 0 | 0 | 0 | 0 | 0
12 | 11 | 20 | 0 | 0 | 0 | 0 | 0 | 0 | 0 | 0 | 0
12 | 11 | 21 | 0 | 0 | 0 | 0 | 0 | 0 | 0 | 0 | 0
12 | 11 | 22 | 0 | 0 | 0 | 0 | 0 | 0 | 0 | 0 | 0
12 | 11 | 23 | 0 | 0 | 0 | 0 | 0 | 0 | 0 | 0 | 0
12 | 11 | 24 | 0 | 0 | 0 | 0 | 0 | 0 | 0 | 0 | 0
12 | 12 | 1 | 0 | 0 | 0 | 0 | 0 | 0 | 0 | 0 | 0
12 | 12 | 2 | 0 | 0 | 0 | 0 | 0 | 0 | 0 | 0 | 0
12 | 12 | 3 | 0 | 0 | 0 | 0 | 0 | 0 | 0 | 0 | 0
12 | 12 | 4 | 0 | 0 | 0 | 0 | 0 | 0 | 0 | 0 | 0
12 | 12 | 5 | 0 | 0 | 0 | 0 | 0 | 0 | 0 | 0 | 0
12 | 12 | 6 | 0 | 0 | 0 | 0 | 0 | 0 | 0 | 0 | 0
12 | 12 | 7 | 0 | 0 | 0 | 0 | 0 | 0 | 0 | 0 | 0
12 | 12 | 8 | 0 | 0 | 0 | 0 | 0 | 0 | 0 | 0 | 0
12 | 12 | 9 | 0 | 0 | 0 | 0 | 0 | 0 | 0 | 0 | 0
12 | 12 | 10 | 0 | 0 | 0 | 0 | 0 | 0 | 0 | 0 | 0
12 | 12 | 11 | 0 | 0 | 0 | 0 | 0 | 0 | 0 | 0 | 0
12 | 12 | 12 | 0 | 0 | 0 | 0 | 0 | 0 | 0 | 0 | 0
12 | 12 | 13 | 0 | 0 | 0 | 0 | 0 | 0 | 0 | 0 | 0
12 | 12 | 14 | 0 | 0 | 0 | 0 | 0 | 0 | 0 | 0 | 0
12 | 12 | 15 | 0 | 0 | 0 | 0 | 0 | 0 | 0 | 0 | 0
12 | 12 | 16 | 0 | 0 | 0 | 0 | 0 | 0 | 0 | 0 | 0
12 | 12 | 17 | 0 | 0 | 0 | 0 | 0 | 0 | 0 | 0 | 0
12 | 12 | 18 | 0 | 0 | 0 | 0 | 0 | 0 | 0 | 0 | 0
12 | 12 | 19 | 0 | 0 | 0 | 0 | 0 | 0 | 0 | 0 | 0
12 | 12 | 20 | 0 | 0 | 0 | 0 | 0 | 0 | 0 | 0 | 0
12 | 12 | 21 | 0 | 0 | 0 | 0 | 0 | 0 | 0 | 0 | 0
12 | 12 | 22 | 0 | 0 | 0 | 0 | 0 | 0 | 0 | 0 | 0
12 | 12 | 23 | 0 | 0 | 0 | 0 | 0 | 0 | 0 | 0 | 0
12 | 12 | 24 | 0 | 0 | 0 | 0 | 0 | 0 | 0 | 0 | 0
12 | 13 | 1 | 0 | 0 | 0 | 0 | 0 | 0 | 0 | 0 | 0
12 | 13 | 2 | 0 | 0 | 0 | 0 | 0 | 0 | 0 | 0 | 0
12 | 13 | 3 | 0 | 0 | 0 | 0 | 0 | 0 | 0 | 0 | 0
12 | 13 | 4 | 0 | 0 | 0 | 0 | 0 | 0 | 0 | 0 | 0
12 | 13 | 5 | 0 | 0 | 0 | 0 | 0 | 0 | 0 | 0 | 0
12 | 13 | 6 | 0 | 0 | 0 | 0 | 0 | 0 | 0 | 0 | 0
12 | 13 | 7 | 0 | 0 | 0 | 0 | 0 | 0 | 0 | 0 | 0
12 | 13 | 8 | 0 | 0 | 0 | 0 | 0 | 0 | 0 | 0 | 0
12 | 13 | 9 | 0 | 0 | 0 | 0 | 0 | 0 | 0 | 0 | 0
12 | 13 | 10 | 0 | 0 | 0 | 0 | 0 | 0 | 0 | 0 | 0
12 | 13 | 11 | 0 | 0 | 0 | 0 | 0 | 0 | 0 | 0 | 0
12 | 13 | 12 | 0 | 0 | 0 | 0 | 0 | 0 | 0 | 0 | 0
12 | 13 | 13 | 0 | 0 | 0 | 0 | 0 | 0 | 0 | 0 | 0
12 | 13 | 14 | 0 | 0 | 0 | 0 | 0 | 0 | 0 | 0 | 0
12 | 13 | 15 | 0 | 0 | 0 | 0 | 0 | 0 | 0 | 0 | 0
12 | 13 | 16 | 0 | 0 | 0 | 0 | 0 | 0 | 0 | 0 | 0
12 | 13 | 17 | 0 | 0 | 0 | 0 | 0 | 0 | 0 | 0 | 0
12 | 13 | 18 | 0 | 0 | 0 | 0 | 0 | 0 | 0 | 0 | 0
12 | 13 | 19 | 0 | 0 | 0 | 0 | 0 | 0 | 0 | 0 | 0
12 | 13 | 20 | 0 | 0 | 0 | 0 | 0 | 0 | 0 | 0 | 0
12 | 13 | 21 | 0 | 0 | 0 | 0 | 0 | 0 | 0 | 0 | 0
12 | 13 | 22 | 0 | 0 | 0 | 0 | 0 | 0 | 0 | 0 | 0
12 | 13 | 23 | 0 | 0 | 0 | 0 | 0 | 0 | 0 | 0 | 0
12 | 13 | 24 | 0 | 0 | 0 | 0 | 0 | 0 | 0 | 0 | 0
12 | 14 | 1 | 0 | 0 | 0 | 0 | 0 | 0 | 0 | 0 | 0
12 | 14 | 2 | 0 | 0 | 0 | 0 | 0 | 0 | 0 | 0 | 0
12 | 14 | 3 | 0 | 0 | 0 | 0 | 0 | 0 | 0 | 0 | 0
12 | 14 | 4 | 0 | 0 | 0 | 0 | 0 | 0 | 0 | 0 | 0
12 | 14 | 5 | 0 | 0 | 0 | 0 | 0 | 0 | 0 | 0 | 0
12 | 14 | 6 | 0 | 0 | 0 | 0 | 0 | 0 | 0 | 0 | 0
12 | 14 | 7 | 0 | 0 | 0 | 0 | 0 | 0 | 0 | 0 | 0
12 | 14 | 8 | 0 | 0 | 0 | 0 | 0 | 0 | 0 | 0 | 0
12 | 14 | 9 | 0 | 0 | 0 | 0 | 0 | 0 | 0 | 0 | 0
12 | 14 | 10 | 0 | 0 | 0 | 0 | 0 | 0 | 0 | 0 | 0
12 | 14 | 11 | 0 | 0 | 0 | 0 | 0 | 0 | 0 | 0 | 0
12 | 14 | 12 | 0 | 0 | 0 | 0 | 0 | 0 | 0 | 0 | 0
12 | 14 | 13 | 0 | 0 | 0 | 0 | 0 | 0 | 0 | 0 | 0
12 | 14 | 14 | 0 | 0 | 0 | 0 | 0 | 0 | 0 | 0 | 0
12 | 14 | 15 | 0 | 0 | 0 | 0 | 0 | 0 | 0 | 0 | 0
12 | 14 | 16 | 0 | 0 | 0 | 0 | 0 | 0 | 0 | 0 | 0
12 | 14 | 17 | 0 | 0 | 0 | 0 | 0 | 0 | 0 | 0 | 0
12 | 14 | 18 | 0 | 0 | 0 | 0 | 0 | 0 | 0 | 0 | 0
12 | 14 | 19 | 0 | 0 | 0 | 0 | 0 | 0 | 0 | 0 | 0
12 | 14 | 20 | 0 | 0 | 0 | 0 | 0 | 0 | 0 | 0 | 0
12 | 14 | 21 | 0 | 0 | 0 | 0 | 0 | 0 | 0 | 0 | 0
12 | 14 | 22 | 0 | 0 | 0 | 0 | 0 | 0 | 0 | 0 | 0
12 | 14 | 23 | 0 | 0 | 0 | 0 | 0 | 0 | 0 | 0 | 0
12 | 14 | 24 | 0 | 0 | 0 | 0 | 0 | 0 | 0 | 0 | 0
12 | 15 | 1 | 0 | 0 | 0 | 0 | 0 | 0 | 0 | 0 | 0
12 | 15 | 2 | 0 | 0 | 0 | 0 | 0 | 0 | 0 | 0 | 0
12 | 15 | 3 | 0 | 0 | 0 | 0 | 0 | 0 | 0 | 0 | 0
12 | 15 | 4 | 0 | 0 | 0 | 0 | 0 | 0 | 0 | 0 | 0
12 | 15 | 5 | 0 | 0 | 0 | 0 | 0 | 0 | 0 | 0 | 0
12 | 15 | 6 | 0 | 0 | 0 | 0 | 0 | 0 | 0 | 0 | 0
12 | 15 | 7 | 0 | 0 | 0 | 0 | 0 | 0 | 0 | 0 | 0
12 | 15 | 8 | 0 | 0 | 0 | 0 | 0 | 0 | 0 | 0 | 0
12 | 15 | 9 | 0 | 0 | 0 | 0 | 0 | 0 | 0 | 0 | 0
12 | 15 | 10 | 0 | 0 | 0 | 0 | 0 | 0 | 0 | 0 | 0
12 | 15 | 11 | 0 | 0 | 0 | 0 | 0 | 0 | 0 | 0 | 0
12 | 15 | 12 | 0 | 0 | 0 | 0 | 0 | 0 | 0 | 0 | 0
12 | 15 | 13 | 0 | 0 | 0 | 0 | 0 | 0 | 0 | 0 | 0
12 | 15 | 14 | 0 | 0 | 0 | 0 | 0 | 0 | 0 | 0 | 0
12 | 15 | 15 | 0 | 0 | 0 | 0 | 0 | 0 | 0 | 0 | 0
12 | 15 | 16 | 0 | 0 | 0 | 0 | 0 | 0 | 0 | 0 | 0
12 | 15 | 17 | 0 | 0 | 0 | 0 | 0 | 0 | 0 | 0 | 0
12 | 15 | 18 | 0 | 0 | 0 | 0 | 0 | 0 | 0 | 0 | 0
12 | 15 | 19 | 0 | 0 | 0 | 0 | 0 | 0 | 0 | 0 | 0
12 | 15 | 20 | 0 | 0 | 0 | 0 | 0 | 0 | 0 | 0 | 0
12 | 15 | 21 | 0 | 0 | 0 | 0 | 0 | 0 | 0 | 0 | 0
12 | 15 | 22 | 0 | 0 | 0 | 0 | 0 | 0 | 0 | 0 | 0
12 | 15 | 23 | 0 | 0 | 0 | 0 | 0 | 0 | 0 | 0 | 0
12 | 15 | 24 | 0 | 0 | 0 | 0 | 0 | 0 | 0 | 0 | 0
12 | 16 | 1 | 0 | 0 | 0 | 0 | 0 | 0 | 0 | 0 | 0
12 | 16 | 2 | 0 | 0 | 0 | 0 | 0 | 0 | 0 | 0 | 0
12 | 16 | 3 | 0 | 0 | 0 | 0 | 0 | 0 | 0 | 0 | 0
12 | 16 | 4 | 0 | 0 | 0 | 0 | 0 | 0 | 0 | 0 | 0
12 | 16 | 5 | 0 | 0 | 0 | 0 | 0 | 0 | 0 | 0 | 0
12 | 16 | 6 | 0 | 0 | 0 | 0 | 0 | 0 | 0 | 0 | 0
12 | 16 | 7 | 0 | 0 | 0 | 0 | 0 | 0 | 0 | 0 | 0
12 | 16 | 8 | 0 | 0 | 0 | 0 | 0 | 0 | 0 | 0 | 0
12 | 16 | 9 | 0 | 0 | 0 | 0 | 0 | 0 | 0 | 0 | 0
12 | 16 | 10 | 0 | 0 | 0 | 0 | 0 | 0 | 0 | 0 | 0
12 | 16 | 11 | 0 | 0 | 0 | 0 | 0 | 0 | 0 | 0 | 0
12 | 16 | 12 | 0 | 0 | 0 | 0 | 0 | 0 | 0 | 0 | 0
12 | 16 | 13 | 0 | 0 | 0 | 0 | 0 | 0 | 0 | 0 | 0
12 | 16 | 14 | 0 | 0 | 0 | 0 | 0 | 0 | 0 | 0 | 0
12 | 16 | 15 | 0 | 0 | 0 | 0 | 0 | 0 | 0 | 0 | 0
12 | 16 | 16 | 0 | 0 | 0 | 0 | 0 | 0 | 0 | 0 | 0
12 | 16 | 17 | 0 | 0 | 0 | 0 | 0 | 0 | 0 | 0 | 0
12 | 16 | 18 | 0 | 0 | 0 | 0 | 0 | 0 | 0 | 0 | 0
12 | 16 | 19 | 0 | 0 | 0 | 0 | 0 | 0 | 0 | 0 | 0
12 | 16 | 20 | 0 | 0 | 0 | 0 | 0 | 0 | 0 | 0 | 0
12 | 16 | 21 | 0 | 0 | 0 | 0 | 0 | 0 | 0 | 0 | 0
12 | 16 | 22 | 0 | 0 | 0 | 0 | 0 | 0 | 0 | 0 | 0
12 | 16 | 23 | 0 | 0 | 0 | 0 | 0 | 0 | 0 | 0 | 0
12 | 16 | 24 | 0 | 0 | 0 | 0 | 0 | 0 | 0 | 0 | 0
12 | 17 | 1 | 0 | 0 | 0 | 0 | 0 | 0 | 0 | 0 | 0
12 | 17 | 2 | 0 | 0 | 0 | 0 | 0 | 0 | 0 | 0 | 0
12 | 17 | 3 | 0 | 0 | 0 | 0 | 0 | 0 | 0 | 0 | 0
12 | 17 | 4 | 0 | 0 | 0 | 0 | 0 | 0 | 0 | 0 | 0
12 | 17 | 5 | 0 | 0 | 0 | 0 | 0 | 0 | 0 | 0 | 0
12 | 17 | 6 | 0 | 0 | 0 | 0 | 0 | 0 | 0 | 0 | 0
12 | 17 | 7 | 0 | 0 | 0 | 0 | 0 | 0 | 0 | 0 | 0
12 | 17 | 8 | 0 | 0 | 0 | 0 | 0 | 0 | 0 | 0 | 0
12 | 17 | 9 | 0 | 0 | 0 | 0 | 0 | 0 | 0 | 0 | 0
12 | 17 | 10 | 0 | 0 | 0 | 0 | 0 | 0 | 0 | 0 | 0
12 | 17 | 11 | 0 | 0 | 0 | 0 | 0 | 0 | 0 | 0 | 0
12 | 17 | 12 | 0 | 0 | 0 | 0 | 0 | 0 | 0 | 0 | 0
12 | 17 | 13 | 0 | 0 | 0 | 0 | 0 | 0 | 0 | 0 | 0
12 | 17 | 14 | 0 | 0 | 0 | 0 | 0 | 0 | 0 | 0 | 0
12 | 17 | 15 | 0 | 0 | 0 | 0 | 0 | 0 | 0 | 0 | 0
12 | 17 | 16 | 0 | 0 | 0 | 0 | 0 | 0 | 0 | 0 | 0
12 | 17 | 17 | 0 | 0 | 0 | 0 | 0 | 0 | 0 | 0 | 0
12 | 17 | 18 | 0 | 0 | 0 | 0 | 0 | 0 | 0 | 0 | 0
12 | 17 | 19 | 0 | 0 | 0 | 0 | 0 | 0 | 0 | 0 | 0
12 | 17 | 20 | 0 | 0 | 0 | 0 | 0 | 0 | 0 | 0 | 0
12 | 17 | 21 | 0 | 0 | 0 | 0 | 0 | 0 | 0 | 0 | 0
12 | 17 | 22 | 0 | 0 | 0 | 0 | 0 | 0 | 0 | 0 | 0
12 | 17 | 23 | 0 | 0 | 0 | 0 | 0 | 0 | 0 | 0 | 0
12 | 17 | 24 | 0 | 0 | 0 | 0 | 0 | 0 | 0 | 0 | 0
12 | 18 | 1 | 0 | 0 | 0 | 0 | 0 | 0 | 0 | 0 | 0
12 | 18 | 2 | 0 | 0 | 0 | 0 | 0 | 0 | 0 | 0 | 0
12 | 18 | 3 | 0 | 0 | 0 | 0 | 0 | 0 | 0 | 0 | 0
12 | 18 | 4 | 0 | 0 | 0 | 0 | 0 | 0 | 0 | 0 | 0
12 | 18 | 5 | 0 | 0 | 0 | 0 | 0 | 0 | 0 | 0 | 0
12 | 18 | 6 | 0 | 0 | 0 | 0 | 0 | 0 | 0 | 0 | 0
12 | 18 | 7 | 0 | 0 | 0 | 0 | 0 | 0 | 0 | 0 | 0
12 | 18 | 8 | 0 | 0 | 0 | 0 | 0 | 0 | 0 | 0 | 0
12 | 18 | 9 | 0 | 0 | 0 | 0 | 0 | 0 | 0 | 0 | 0
12 | 18 | 10 | 0 | 0 | 0 | 0 | 0 | 0 | 0 | 0 | 0
12 | 18 | 11 | 0 | 0 | 0 | 0 | 0 | 0 | 0 | 0 | 0
12 | 18 | 12 | 0 | 0 | 0 | 0 | 0 | 0 | 0 | 0 | 0
12 | 18 | 13 | 0 | 0 | 0 | 0 | 0 | 0 | 0 | 0 | 0
12 | 18 | 14 | 0 | 0 | 0 | 0 | 0 | 0 | 0 | 0 | 0
12 | 18 | 15 | 0 | 0 | 0 | 0 | 0 | 0 | 0 | 0 | 0
12 | 18 | 16 | 0 | 0 | 0 | 0 | 0 | 0 | 0 | 0 | 0
12 | 18 | 17 | 0 | 0 | 0 | 0 | 0 | 0 | 0 | 0 | 0
12 | 18 | 18 | 0 | 0 | 0 | 0 | 0 | 0 | 0 | 0 | 0
12 | 18 | 19 | 0 | 0 | 0 | 0 | 0 | 0 | 0 | 0 | 0
12 | 18 | 20 | 0 | 0 | 0 | 0 | 0 | 0 | 0 | 0 | 0
12 | 18 | 21 | 0 | 0 | 0 | 0 | 0 | 0 | 0 | 0 | 0
12 | 18 | 22 | 0 | 0 | 0 | 0 | 0 | 0 | 0 | 0 | 0
12 | 18 | 23 | 0 | 0 | 0 | 0 | 0 | 0 | 0 | 0 | 0
12 | 18 | 24 | 0 | 0 | 0 | 0 | 0 | 0 | 0 | 0 | 0
12 | 19 | 1 | 0 | 0 | 0 | 0 | 0 | 0 | 0 | 0 | 0
12 | 19 | 2 | 0 | 0 | 0 | 0 | 0 | 0 | 0 | 0 | 0
12 | 19 | 3 | 0 | 0 | 0 | 0 | 0 | 0 | 0 | 0 | 0
12 | 19 | 4 | 0 | 0 | 0 | 0 | 0 | 0 | 0 | 0 | 0
12 | 19 | 5 | 0 | 0 | 0 | 0 | 0 | 0 | 0 | 0 | 0
12 | 19 | 6 | 0 | 0 | 0 | 0 | 0 | 0 | 0 | 0 | 0
12 | 19 | 7 | 0 | 0 | 0 | 0 | 0 | 0 | 0 | 0 | 0
12 | 19 | 8 | 0 | 0 | 0 | 0 | 0 | 0 | 0 | 0 | 0
12 | 19 | 9 | 0 | 0 | 0 | 0 | 0 | 0 | 0 | 0 | 0
12 | 19 | 10 | 0 | 0 | 0 | 0 | 0 | 0 | 0 | 0 | 0
12 | 19 | 11 | 0 | 0 | 0 | 0 | 0 | 0 | 0 | 0 | 0
12 | 19 | 12 | 0 | 0 | 0 | 0 | 0 | 0 | 0 | 0 | 0
12 | 19 | 13 | 0 | 0 | 0 | 0 | 0 | 0 | 0 | 0 | 0
12 | 19 | 14 | 0 | 0 | 0 | 0 | 0 | 0 | 0 | 0 | 0
12 | 19 | 15 | 0 | 0 | 0 | 0 | 0 | 0 | 0 | 0 | 0
12 | 19 | 16 | 0 | 0 | 0 | 0 | 0 | 0 | 0 | 0 | 0
12 | 19 | 17 | 0 | 0 | 0 | 0 | 0 | 0 | 0 | 0 | 0
12 | 19 | 18 | 0 | 0 | 0 | 0 | 0 | 0 | 0 | 0 | 0
12 | 19 | 19 | 0 | 0 | 0 | 0 | 0 | 0 | 0 | 0 | 0
12 | 19 | 20 | 0 | 0 | 0 | 0 | 0 | 0 | 0 | 0 | 0
12 | 19 | 21 | 0 | 0 | 0 | 0 | 0 | 0 | 0 | 0 | 0
12 | 19 | 22 | 0 | 0 | 0 | 0 | 0 | 0 | 0 | 0 | 0
12 | 19 | 23 | 0 | 0 | 0 | 0 | 0 | 0 | 0 | 0 | 0
12 | 19 | 24 | 0 | 0 | 0 | 0 | 0 | 0 | 0 | 0 | 0
12 | 20 | 1 | 0 | 0 | 0 | 0 | 0 | 0 | 0 | 0 | 0
12 | 20 | 2 | 0 | 0 | 0 | 0 | 0 | 0 | 0 | 0 | 0
12 | 20 | 3 | 0 | 0 | 0 | 0 | 0 | 0 | 0 | 0 | 0
12 | 20 | 4 | 0 | 0 | 0 | 0 | 0 | 0 | 0 | 0 | 0
12 | 20 | 5 | 0 | 0 | 0 | 0 | 0 | 0 | 0 | 0 | 0
12 | 20 | 6 | 0 | 0 | 0 | 0 | 0 | 0 | 0 | 0 | 0
12 | 20 | 7 | 0 | 0 | 0 | 0 | 0 | 0 | 0 | 0 | 0
12 | 20 | 8 | 0 | 0 | 0 | 0 | 0 | 0 | 0 | 0 | 0
12 | 20 | 9 | 0 | 0 | 0 | 0 | 0 | 0 | 0 | 0 | 0
12 | 20 | 10 | 0 | 0 | 0 | 0 | 0 | 0 | 0 | 0 | 0
12 | 20 | 11 | 0 | 0 | 0 | 0 | 0 | 0 | 0 | 0 | 0
12 | 20 | 12 | 0 | 0 | 0 | 0 | 0 | 0 | 0 | 0 | 0
12 | 20 | 13 | 0 | 0 | 0 | 0 | 0 | 0 | 0 | 0 | 0
12 | 20 | 14 | 0 | 0 | 0 | 0 | 0 | 0 | 0 | 0 | 0
12 | 20 | 15 | 0 | 0 | 0 | 0 | 0 | 0 | 0 | 0 | 0
12 | 20 | 16 | 0 | 0 | 0 | 0 | 0 | 0 | 0 | 0 | 0
12 | 20 | 17 | 0 | 0 | 0 | 0 | 0 | 0 | 0 | 0 | 0
12 | 20 | 18 | 0 | 0 | 0 | 0 | 0 | 0 | 0 | 0 | 0
12 | 20 | 19 | 0 | 0 | 0 | 0 | 0 | 0 | 0 | 0 | 0
12 | 20 | 20 | 0 | 0 | 0 | 0 | 0 | 0 | 0 | 0 | 0
12 | 20 | 21 | 0 | 0 | 0 | 0 | 0 | 0 | 0 | 0 | 0
12 | 20 | 22 | 0 | 0 | 0 | 0 | 0 | 0 | 0 | 0 | 0
12 | 20 | 23 | 0 | 0 | 0 | 0 | 0 | 0 | 0 | 0 | 0
12 | 20 | 24 | 0 | 0 | 0 | 0 | 0 | 0 | 0 | 0 | 0
12 | 21 | 1 | 0 | 0 | 0 | 0 | 0 | 0 | 0 | 0 | 0
12 | 21 | 2 | 0 | 0 | 0 | 0 | 0 | 0 | 0 | 0 | 0
12 | 21 | 3 | 0 | 0 | 0 | 0 | 0 | 0 | 0 | 0 | 0
12 | 21 | 4 | 0 | 0 | 0 | 0 | 0 | 0 | 0 | 0 | 0
12 | 21 | 5 | 0 | 0 | 0 | 0 | 0 | 0 | 0 | 0 | 0
12 | 21 | 6 | 0 | 0 | 0 | 0 | 0 | 0 | 0 | 0 | 0
12 | 21 | 7 | 0 | 0 | 0 | 0 | 0 | 0 | 0 | 0 | 0
12 | 21 | 8 | 0 | 0 | 0 | 0 | 0 | 0 | 0 | 0 | 0
12 | 21 | 9 | 0 | 0 | 0 | 0 | 0 | 0 | 0 | 0 | 0
12 | 21 | 10 | 0 | 0 | 0 | 0 | 0 | 0 | 0 | 0 | 0
12 | 21 | 11 | 0 | 0 | 0 | 0 | 0 | 0 | 0 | 0 | 0
12 | 21 | 12 | 0 | 0 | 0 | 0 | 0 | 0 | 0 | 0 | 0
12 | 21 | 13 | 0 | 0 | 0 | 0 | 0 | 0 | 0 | 0 | 0
12 | 21 | 14 | 0 | 0 | 0 | 0 | 0 | 0 | 0 | 0 | 0
12 | 21 | 15 | 0 | 0 | 0 | 0 | 0 | 0 | 0 | 0 | 0
12 | 21 | 16 | 0 | 0 | 0 | 0 | 0 | 0 | 0 | 0 | 0
12 | 21 | 17 | 0 | 0 | 0 | 0 | 0 | 0 | 0 | 0 | 0
12 | 21 | 18 | 0 | 0 | 0 | 0 | 0 | 0 | 0 | 0 | 0
12 | 21 | 19 | 0 | 0 | 0 | 0 | 0 | 0 | 0 | 0 | 0
12 | 21 | 20 | 0 | 0 | 0 | 0 | 0 | 0 | 0 | 0 | 0
12 | 21 | 21 | 0 | 0 | 0 | 0 | 0 | 0 | 0 | 0 | 0
12 | 21 | 22 | 0 | 0 | 0 | 0 | 0 | 0 | 0 | 0 | 0
12 | 21 | 23 | 0 | 0 | 0 | 0 | 0 | 0 | 0 | 0 | 0
12 | 21 | 24 | 0 | 0 | 0 | 0 | 0 | 0 | 0 | 0 | 0
12 | 22 | 1 | 0 | 0 | 0 | 0 | 0 | 0 | 0 | 0 | 0
12 | 22 | 2 | 0 | 0 | 0 | 0 | 0 | 0 | 0 | 0 | 0
12 | 22 | 3 | 0 | 0 | 0 | 0 | 0 | 0 | 0 | 0 | 0
12 | 22 | 4 | 0 | 0 | 0 | 0 | 0 | 0 | 0 | 0 | 0
12 | 22 | 5 | 0 | 0 | 0 | 0 | 0 | 0 | 0 | 0 | 0
12 | 22 | 6 | 0 | 0 | 0 | 0 | 0 | 0 | 0 | 0 | 0
12 | 22 | 7 | 0 | 0 | 0 | 0 | 0 | 0 | 0 | 0 | 0
12 | 22 | 8 | 0 | 0 | 0 | 0 | 0 | 0 | 0 | 0 | 0
12 | 22 | 9 | 0 | 0 | 0 | 0 | 0 | 0 | 0 | 0 | 0
12 | 22 | 10 | 0 | 0 | 0 | 0 | 0 | 0 | 0 | 0 | 0
12 | 22 | 11 | 0 | 0 | 0 | 0 | 0 | 0 | 0 | 0 | 0
12 | 22 | 12 | 0 | 0 | 0 | 0 | 0 | 0 | 0 | 0 | 0
12 | 22 | 13 | 0 | 0 | 0 | 0 | 0 | 0 | 0 | 0 | 0
12 | 22 | 14 | 0 | 0 | 0 | 0 | 0 | 0 | 0 | 0 | 0
12 | 22 | 15 | 0 | 0 | 0 | 0 | 0 | 0 | 0 | 0 | 0
12 | 22 | 16 | 0 | 0 | 0 | 0 | 0 | 0 | 0 | 0 | 0
12 | 22 | 17 | 0 | 0 | 0 | 0 | 0 | 0 | 0 | 0 | 0
12 | 22 | 18 | 0 | 0 | 0 | 0 | 0 | 0 | 0 | 0 | 0
12 | 22 | 19 | 0 | 0 | 0 | 0 | 0 | 0 | 0 | 0 | 0
12 | 22 | 20 | 0 | 0 | 0 | 0 | 0 | 0 | 0 | 0 | 0
12 | 22 | 21 | 0 | 0 | 0 | 0 | 0 | 0 | 0 | 0 | 0
12 | 22 | 22 | 0 | 0 | 0 | 0 | 0 | 0 | 0 | 0 | 0
12 | 22 | 23 | 0 | 0 | 0 | 0 | 0 | 0 | 0 | 0 | 0
12 | 22 | 24 | 0 | 0 | 0 | 0 | 0 | 0 | 0 | 0 | 0
12 | 23 | 1 | 0 | 0 | 0 | 0 | 0 | 0 | 0 | 0 | 0
12 | 23 | 2 | 0 | 0 | 0 | 0 | 0 | 0 | 0 | 0 | 0
12 | 23 | 3 | 0 | 0 | 0 | 0 | 0 | 0 | 0 | 0 | 0
12 | 23 | 4 | 0 | 0 | 0 | 0 | 0 | 0 | 0 | 0 | 0
12 | 23 | 5 | 0 | 0 | 0 | 0 | 0 | 0 | 0 | 0 | 0
12 | 23 | 6 | 0 | 0 | 0 | 0 | 0 | 0 | 0 | 0 | 0
12 | 23 | 7 | 0 | 0 | 0 | 0 | 0 | 0 | 0 | 0 | 0
12 | 23 | 8 | 0 | 0 | 0 | 0 | 0 | 0 | 0 | 0 | 0
12 | 23 | 9 | 0 | 0 | 0 | 0 | 0 | 0 | 0 | 0 | 0
12 | 23 | 10 | 0 | 0 | 0 | 0 | 0 | 0 | 0 | 0 | 0
12 | 23 | 11 | 0 | 0 | 0 | 0 | 0 | 0 | 0 | 0 | 0
12 | 23 | 12 | 0 | 0 | 0 | 0 | 0 | 0 | 0 | 0 | 0
12 | 23 | 13 | 0 | 0 | 0 | 0 | 0 | 0 | 0 | 0 | 0
12 | 23 | 14 | 0 | 0 | 0 | 0 | 0 | 0 | 0 | 0 | 0
12 | 23 | 15 | 0 | 0 | 0 | 0 | 0 | 0 | 0 | 0 | 0
12 | 23 | 16 | 0 | 0 | 0 | 0 | 0 | 0 | 0 | 0 | 0
12 | 23 | 17 | 0 | 0 | 0 | 0 | 0 | 0 | 0 | 0 | 0
12 | 23 | 18 | 0 | 0 | 0 | 0 | 0 | 0 | 0 | 0 | 0
12 | 23 | 19 | 0 | 0 | 0 | 0 | 0 | 0 | 0 | 0 | 0
12 | 23 | 20 | 0 | 0 | 0 | 0 | 0 | 0 | 0 | 0 | 0
12 | 23 | 21 | 0 | 0 | 0 | 0 | 0 | 0 | 0 | 0 | 0
12 | 23 | 22 | 0 | 0 | 0 | 0 | 0 | 0 | 0 | 0 | 0
12 | 23 | 23 | 0 | 0 | 0 | 0 | 0 | 0 | 0 | 0 | 0
12 | 23 | 24 | 0 | 0 | 0 | 0 | 0 | 0 | 0 | 0 | 0
12 | 24 | 1 | 0 | 0 | 0 | 0 | 0 | 0 | 0 | 0 | 0
12 | 24 | 2 | 0 | 0 | 0 | 0 | 0 | 0 | 0 | 0 | 0
12 | 24 | 3 | 0 | 0 | 0 | 0 | 0 | 0 | 0 | 0 | 0
12 | 24 | 4 | 0 | 0 | 0 | 0 | 0 | 0 | 0 | 0 | 0
12 | 24 | 5 | 0 | 0 | 0 | 0 | 0 | 0 | 0 | 0 | 0
12 | 24 | 6 | 0 | 0 | 0 | 0 | 0 | 0 | 0 | 0 | 0
12 | 24 | 7 | 0 | 0 | 0 | 0 | 0 | 0 | 0 | 0 | 0
12 | 24 | 8 | 0 | 0 | 0 | 0 | 0 | 0 | 0 | 0 | 0
12 | 24 | 9 | 0 | 0 | 0 | 0 | 0 | 0 | 0 | 0 | 0
12 | 24 | 10 | 0 | 0 | 0 | 0 | 0 | 0 | 0 | 0 | 0
12 | 24 | 11 | 0 | 0 | 0 | 0 | 0 | 0 | 0 | 0 | 0
12 | 24 | 12 | 0 | 0 | 0 | 0 | 0 | 0 | 0 | 0 | 0
12 | 24 | 13 | 0 | 0 | 0 | 0 | 0 | 0 | 0 | 0 | 0
12 | 24 | 14 | 0 | 0 | 0 | 0 | 0 | 0 | 0 | 0 | 0
12 | 24 | 15 | 0 | 0 | 0 | 0 | 0 | 0 | 0 | 0 | 0
12 | 24 | 16 | 0 | 0 | 0 | 0 | 0 | 0 | 0 | 0 | 0
12 | 24 | 17 | 0 | 0 | 0 | 0 | 0 | 0 | 0 | 0 | 0
12 | 24 | 18 | 0 | 0 | 0 | 0 | 0 | 0 | 0 | 0 | 0
12 | 24 | 19 | 0 | 0 | 0 | 0 | 0 | 0 | 0 | 0 | 0
12 | 24 | 20 | 0 | 0 | 0 | 0 | 0 | 0 | 0 | 0 | 0
12 | 24 | 21 | 0 | 0 | 0 | 0 | 0 | 0 | 0 | 0 | 0
12 | 24 | 22 | 0 | 0 | 0 | 0 | 0 | 0 | 0 | 0 | 0
12 | 24 | 23 | 0 | 0 | 0 | 0 | 0 | 0 | 0 | 0 | 0
12 | 24 | 24 | 0 | 0 | 0 | 0 | 0 | 0 | 0 | 0 | 0
12 | 25 | 1 | 0 | 0 | 0 | 0 | 0 | 0 | 0 | 0 | 0
12 | 25 | 2 | 0 | 0 | 0 | 0 | 0 | 0 | 0 | 0 | 0
12 | 25 | 3 | 0 | 0 | 0 | 0 | 0 | 0 | 0 | 0 | 0
12 | 25 | 4 | 0 | 0 | 0 | 0 | 0 | 0 | 0 | 0 | 0
12 | 25 | 5 | 0 | 0 | 0 | 0 | 0 | 0 | 0 | 0 | 0
12 | 25 | 6 | 0 | 0 | 0 | 0 | 0 | 0 | 0 | 0 | 0
12 | 25 | 7 | 0 | 0 | 0 | 0 | 0 | 0 | 0 | 0 | 0
12 | 25 | 8 | 0 | 0 | 0 | 0 | 0 | 0 | 0 | 0 | 0
12 | 25 | 9 | 0 | 0 | 0 | 0 | 0 | 0 | 0 | 0 | 0
12 | 25 | 10 | 0 | 0 | 0 | 0 | 0 | 0 | 0 | 0 | 0
12 | 25 | 11 | 0 | 0 | 0 | 0 | 0 | 0 | 0 | 0 | 0
12 | 25 | 12 | 0 | 0 | 0 | 0 | 0 | 0 | 0 | 0 | 0
12 | 25 | 13 | 0 | 0 | 0 | 0 | 0 | 0 | 0 | 0 | 0
12 | 25 | 14 | 0 | 0 | 0 | 0 | 0 | 0 | 0 | 0 | 0
12 | 25 | 15 | 0 | 0 | 0 | 0 | 0 | 0 | 0 | 0 | 0
12 | 25 | 16 | 0 | 0 | 0 | 0 | 0 | 0 | 0 | 0 | 0
12 | 25 | 17 | 0 | 0 | 0 | 0 | 0 | 0 | 0 | 0 | 0
12 | 25 | 18 | 0 | 0 | 0 | 0 | 0 | 0 | 0 | 0 | 0
12 | 25 | 19 | 0 | 0 | 0 | 0 | 0 | 0 | 0 | 0 | 0
12 | 25 | 20 | 0 | 0 | 0 | 0 | 0 | 0 | 0 | 0 | 0
12 | 25 | 21 | 0 | 0 | 0 | 0 | 0 | 0 | 0 | 0 | 0
12 | 25 | 22 | 0 | 0 | 0 | 0 | 0 | 0 | 0 | 0 | 0
12 | 25 | 23 | 0 | 0 | 0 | 0 | 0 | 0 | 0 | 0 | 0
12 | 25 | 24 | 0 | 0 | 0 | 0 | 0 | 0 | 0 | 0 | 0
12 | 26 | 1 | 0 | 0 | 0 | 0 | 0 | 0 | 0 | 0 | 0
12 | 26 | 2 | 0 | 0 | 0 | 0 | 0 | 0 | 0 | 0 | 0
12 | 26 | 3 | 0 | 0 | 0 | 0 | 0 | 0 | 0 | 0 | 0
12 | 26 | 4 | 0 | 0 | 0 | 0 | 0 | 0 | 0 | 0 | 0
12 | 26 | 5 | 0 | 0 | 0 | 0 | 0 | 0 | 0 | 0 | 0
12 | 26 | 6 | 0 | 0 | 0 | 0 | 0 | 0 | 0 | 0 | 0
12 | 26 | 7 | 0 | 0 | 0 | 0 | 0 | 0 | 0 | 0 | 0
12 | 26 | 8 | 0 | 0 | 0 | 0 | 0 | 0 | 0 | 0 | 0
12 | 26 | 9 | 0 | 0 | 0 | 0 | 0 | 0 | 0 | 0 | 0
12 | 26 | 10 | 0 | 0 | 0 | 0 | 0 | 0 | 0 | 0 | 0
12 | 26 | 11 | 0 | 0 | 0 | 0 | 0 | 0 | 0 | 0 | 0
12 | 26 | 12 | 0 | 0 | 0 | 0 | 0 | 0 | 0 | 0 | 0
12 | 26 | 13 | 0 | 0 | 0 | 0 | 0 | 0 | 0 | 0 | 0
12 | 26 | 14 | 0 | 0 | 0 | 0 | 0 | 0 | 0 | 0 | 0
12 | 26 | 15 | 0 | 0 | 0 | 0 | 0 | 0 | 0 | 0 | 0
12 | 26 | 16 | 0 | 0 | 0 | 0 | 0 | 0 | 0 | 0 | 0
12 | 26 | 17 | 0 | 0 | 0 | 0 | 0 | 0 | 0 | 0 | 0
12 | 26 | 18 | 0 | 0 | 0 | 0 | 0 | 0 | 0 | 0 | 0
12 | 26 | 19 | 0 | 0 | 0 | 0 | 0 | 0 | 0 | 0 | 0
12 | 26 | 20 | 0 | 0 | 0 | 0 | 0 | 0 | 0 | 0 | 0
12 | 26 | 21 | 0 | 0 | 0 | 0 | 0 | 0 | 0 | 0 | 0
12 | 26 | 22 | 0 | 0 | 0 | 0 | 0 | 0 | 0 | 0 | 0
12 | 26 | 23 | 0 | 0 | 0 | 0 | 0 | 0 | 0 | 0 | 0
12 | 26 | 24 | 0 | 0 | 0 | 0 | 0 | 0 | 0 | 0 | 0
12 | 27 | 1 | 0 | 0 | 0 | 0 | 0 | 0 | 0 | 0 | 0
12 | 27 | 2 | 0 | 0 | 0 | 0 | 0 | 0 | 0 | 0 | 0
12 | 27 | 3 | 0 | 0 | 0 | 0 | 0 | 0 | 0 | 0 | 0
12 | 27 | 4 | 0 | 0 | 0 | 0 | 0 | 0 | 0 | 0 | 0
12 | 27 | 5 | 0 | 0 | 0 | 0 | 0 | 0 | 0 | 0 | 0
12 | 27 | 6 | 0 | 0 | 0 | 0 | 0 | 0 | 0 | 0 | 0
12 | 27 | 7 | 0 | 0 | 0 | 0 | 0 | 0 | 0 | 0 | 0
12 | 27 | 8 | 0 | 0 | 0 | 0 | 0 | 0 | 0 | 0 | 0
12 | 27 | 9 | 0 | 0 | 0 | 0 | 0 | 0 | 0 | 0 | 0
12 | 27 | 10 | 0 | 0 | 0 | 0 | 0 | 0 | 0 | 0 | 0
12 | 27 | 11 | 0 | 0 | 0 | 0 | 0 | 0 | 0 | 0 | 0
12 | 27 | 12 | 0 | 0 | 0 | 0 | 0 | 0 | 0 | 0 | 0
12 | 27 | 13 | 0 | 0 | 0 | 0 | 0 | 0 | 0 | 0 | 0
12 | 27 | 14 | 0 | 0 | 0 | 0 | 0 | 0 | 0 | 0 | 0
12 | 27 | 15 | 0 | 0 | 0 | 0 | 0 | 0 | 0 | 0 | 0
12 | 27 | 16 | 0 | 0 | 0 | 0 | 0 | 0 | 0 | 0 | 0
12 | 27 | 17 | 0 | 0 | 0 | 0 | 0 | 0 | 0 | 0 | 0
12 | 27 | 18 | 0 | 0 | 0 | 0 | 0 | 0 | 0 | 0 | 0
12 | 27 | 19 | 0 | 0 | 0 | 0 | 0 | 0 | 0 | 0 | 0
12 | 27 | 20 | 0 | 0 | 0 | 0 | 0 | 0 | 0 | 0 | 0
12 | 27 | 21 | 0 | 0 | 0 | 0 | 0 | 0 | 0 | 0 | 0
12 | 27 | 22 | 0 | 0 | 0 | 0 | 0 | 0 | 0 | 0 | 0
12 | 27 | 23 | 0 | 0 | 0 | 0 | 0 | 0 | 0 | 0 | 0
12 | 27 | 24 | 0 | 0 | 0 | 0 | 0 | 0 | 0 | 0 | 0
12 | 28 | 1 | 0 | 0 | 0 | 0 | 0 | 0 | 0 | 0 | 0
12 | 28 | 2 | 0 | 0 | 0 | 0 | 0 | 0 | 0 | 0 | 0
12 | 28 | 3 | 0 | 0 | 0 | 0 | 0 | 0 | 0 | 0 | 0
12 | 28 | 4 | 0 | 0 | 0 | 0 | 0 | 0 | 0 | 0 | 0
12 | 28 | 5 | 0 | 0 | 0 | 0 | 0 | 0 | 0 | 0 | 0
12 | 28 | 6 | 0 | 0 | 0 | 0 | 0 | 0 | 0 | 0 | 0
12 | 28 | 7 | 0 | 0 | 0 | 0 | 0 | 0 | 0 | 0 | 0
12 | 28 | 8 | 0 | 0 | 0 | 0 | 0 | 0 | 0 | 0 | 0
12 | 28 | 9 | 0 | 0 | 0 | 0 | 0 | 0 | 0 | 0 | 0
12 | 28 | 10 | 0 | 0 | 0 | 0 | 0 | 0 | 0 | 0 | 0
12 | 28 | 11 | 0 | 0 | 0 | 0 | 0 | 0 | 0 | 0 | 0
12 | 28 | 12 | 0 | 0 | 0 | 0 | 0 | 0 | 0 | 0 | 0
12 | 28 | 13 | 0 | 0 | 0 | 0 | 0 | 0 | 0 | 0 | 0
12 | 28 | 14 | 0 | 0 | 0 | 0 | 0 | 0 | 0 | 0 | 0
12 | 28 | 15 | 0 | 0 | 0 | 0 | 0 | 0 | 0 | 0 | 0
12 | 28 | 16 | 0 | 0 | 0 | 0 | 0 | 0 | 0 | 0 | 0
12 | 28 | 17 | 0 | 0 | 0 | 0 | 0 | 0 | 0 | 0 | 0
12 | 28 | 18 | 0 | 0 | 0 | 0 | 0 | 0 | 0 | 0 | 0
12 | 28 | 19 | 0 | 0 | 0 | 0 | 0 | 0 | 0 | 0 | 0
12 | 28 | 20 | 0 | 0 | 0 | 0 | 0 | 0 | 0 | 0 | 0
12 | 28 | 21 | 0 | 0 | 0 | 0 | 0 | 0 | 0 | 0 | 0
12 | 28 | 22 | 0 | 0 | 0 | 0 | 0 | 0 | 0 | 0 | 0
12 | 28 | 23 | 0 | 0 | 0 | 0 | 0 | 0 | 0 | 0 | 0
12 | 28 | 24 | 0 | 0 | 0 | 0 | 0 | 0 | 0 | 0 | 0
12 | 29 | 1 | 0 | 0 | 0 | 0 | 0 | 0 | 0 | 0 | 0
12 | 29 | 2 | 0 | 0 | 0 | 0 | 0 | 0 | 0 | 0 | 0
12 | 29 | 3 | 0 | 0 | 0 | 0 | 0 | 0 | 0 | 0 | 0
12 | 29 | 4 | 0 | 0 | 0 | 0 | 0 | 0 | 0 | 0 | 0
12 | 29 | 5 | 0 | 0 | 0 | 0 | 0 | 0 | 0 | 0 | 0
12 | 29 | 6 | 0 | 0 | 0 | 0 | 0 | 0 | 0 | 0 | 0
12 | 29 | 7 | 0 | 0 | 0 | 0 | 0 | 0 | 0 | 0 | 0
12 | 29 | 8 | 0 | 0 | 0 | 0 | 0 | 0 | 0 | 0 | 0
12 | 29 | 9 | 0 | 0 | 0 | 0 | 0 | 0 | 0 | 0 | 0
12 | 29 | 10 | 0 | 0 | 0 | 0 | 0 | 0 | 0 | 0 | 0
12 | 29 | 11 | 0 | 0 | 0 | 0 | 0 | 0 | 0 | 0 | 0
12 | 29 | 12 | 0 | 0 | 0 | 0 | 0 | 0 | 0 | 0 | 0
12 | 29 | 13 | 0 | 0 | 0 | 0 | 0 | 0 | 0 | 0 | 0
12 | 29 | 14 | 0 | 0 | 0 | 0 | 0 | 0 | 0 | 0 | 0
12 | 29 | 15 | 0 | 0 | 0 | 0 | 0 | 0 | 0 | 0 | 0
12 | 29 | 16 | 0 | 0 | 0 | 0 | 0 | 0 | 0 | 0 | 0
12 | 29 | 17 | 0 | 0 | 0 | 0 | 0 | 0 | 0 | 0 | 0
12 | 29 | 18 | 0 | 0 | 0 | 0 | 0 | 0 | 0 | 0 | 0
12 | 29 | 19 | 0 | 0 | 0 | 0 | 0 | 0 | 0 | 0 | 0
12 | 29 | 20 | 0 | 0 | 0 | 0 | 0 | 0 | 0 | 0 | 0
12 | 29 | 21 | 0 | 0 | 0 | 0 | 0 | 0 | 0 | 0 | 0
12 | 29 | 22 | 0 | 0 | 0 | 0 | 0 | 0 | 0 | 0 | 0
12 | 29 | 23 | 0 | 0 | 0 | 0 | 0 | 0 | 0 | 0 | 0
12 | 29 | 24 | 0 | 0 | 0 | 0 | 0 | 0 | 0 | 0 | 0
12 | 30 | 1 | 0 | 0 | 0 | 0 | 0 | 0 | 0 | 0 | 0
12 | 30 | 2 | 0 | 0 | 0 | 0 | 0 | 0 | 0 | 0 | 0
12 | 30 | 3 | 0 | 0 | 0 | 0 | 0 | 0 | 0 | 0 | 0
12 | 30 | 4 | 0 | 0 | 0 | 0 | 0 | 0 | 0 | 0 | 0
12 | 30 | 5 | 0 | 0 | 0 | 0 | 0 | 0 | 0 | 0 | 0
12 | 30 | 6 | 0 | 0 | 0 | 0 | 0 | 0 | 0 | 0 | 0
12 | 30 | 7 | 0 | 0 | 0 | 0 | 0 | 0 | 0 | 0 | 0
12 | 30 | 8 | 0 | 0 | 0 | 0 | 0 | 0 | 0 | 0 | 0
12 | 30 | 9 | 0 | 0 | 0 | 0 | 0 | 0 | 0 | 0 | 0
12 | 30 | 10 | 0 | 0 | 0 | 0 | 0 | 0 | 0 | 0 | 0
12 | 30 | 11 | 0 | 0 | 0 | 0 | 0 | 0 | 0 | 0 | 0
12 | 30 | 12 | 0 | 0 | 0 | 0 | 0 | 0 | 0 | 0 | 0
12 | 30 | 13 | 0 | 0 | 0 | 0 | 0 | 0 | 0 | 0 | 0
12 | 30 | 14 | 0 | 0 | 0 | 0 | 0 | 0 | 0 | 0 | 0
12 | 30 | 15 | 0 | 0 | 0 | 0 | 0 | 0 | 0 | 0 | 0
12 | 30 | 16 | 0 | 0 | 0 | 0 | 0 | 0 | 0 | 0 | 0
12 | 30 | 17 | 0 | 0 | 0 | 0 | 0 | 0 | 0 | 0 | 0
12 | 30 | 18 | 0 | 0 | 0 | 0 | 0 | 0 | 0 | 0 | 0
12 | 30 | 19 | 0 | 0 | 0 | 0 | 0 | 0 | 0 | 0 | 0
12 | 30 | 20 | 0 | 0 | 0 | 0 | 0 | 0 | 0 | 0 | 0
12 | 30 | 21 | 0 | 0 | 0 | 0 | 0 | 0 | 0 | 0 | 0
12 | 30 | 22 | 0 | 0 | 0 | 0 | 0 | 0 | 0 | 0 | 0
12 | 30 | 23 | 0 | 0 | 0 | 0 | 0 | 0 | 0 | 0 | 0
12 | 30 | 24 | 0 | 0 | 0 | 0 | 0 | 0 | 0 | 0 | 0
12 | 31 | 1 | 0 | 0 | 0 | 0 | 0 | 0 | 0 | 0 | 0
12 | 31 | 2 | 0 | 0 | 0 | 0 | 0 | 0 | 0 | 0 | 0
12 | 31 | 3 | 0 | 0 | 0 | 0 | 0 | 0 | 0 | 0 | 0
12 | 31 | 4 | 0 | 0 | 0 | 0 | 0 | 0 | 0 | 0 | 0
12 | 31 | 5 | 0 | 0 | 0 | 0 | 0 | 0 | 0 | 0 | 0
12 | 31 | 6 | 0 | 0 | 0 | 0 | 0 | 0 | 0 | 0 | 0
12 | 31 | 7 | 0 | 0 | 0 | 0 | 0 | 0 | 0 | 0 | 0
12 | 31 | 8 | 0 | 0 | 0 | 0 | 0 | 0 | 0 | 0 | 0
12 | 31 | 9 | 0 | 0 | 0 | 0 | 0 | 0 | 0 | 0 | 0
12 | 31 | 10 | 0 | 0 | 0 | 0 | 0 | 0 | 0 | 0 | 0
12 | 31 | 11 | 0 | 0 | 0 | 0 | 0 | 0 | 0 | 0 | 0
12 | 31 | 12 | 0 | 0 | 0 | 0 | 0 | 0 | 0 | 0 | 0
12 | 31 | 13 | 0 | 0 | 0 | 0 | 0 | 0 | 0 | 0 | 0
12 | 31 | 14 | 0 | 0 | 0 | 0 | 0 | 0 | 0 | 0 | 0
12 | 31 | 15 | 0 | 0 | 0 | 0 | 0 | 0 | 0 | 0 | 0
12 | 31 | 16 | 0 | 0 | 0 | 0 | 0 | 0 | 0 | 0 | 0
12 | 31 | 17 | 0 | 0 | 0 | 0 | 0 | 0 | 0 | 0 | 0
12 | 31 | 18 | 0 | 0 | 0 | 0 | 0 | 0 | 0 | 0 | 0
12 | 31 | 19 | 0 | 0 | 0 | 0 | 0 | 0 | 0 | 0 | 0
12 | 31 | 20 | 0 | 0 | 0 | 0 | 0 | 0 | 0 | 0 | 0
12 | 31 | 21 | 0 | 0 | 0 | 0 | 0 | 0 | 0 | 0 | 0
12 | 31 | 22 | 0 | 0 | 0 | 0 | 0 | 0 | 0 | 0 | 0
12 | 31 | 23 | 0 | 0 | 0 | 0 | 0 | 0 | 0 | 0 | 0
12 | 31 | 24 | 0 | 0 | 0 | 0 | 0 | 0 | 0 | 0 | 0
Total |  |  | 0 | 0 | 0 | 0 | 0 | 0 | 0 | 0 | 0

## IEPR Form 1.1c
Form 1.1c - Statewide
California Energy Demand Forecast 2018 - 2030, Mid Demand Baseline Case, Mid AAEE and AAPV Savings
Electricity Deliveries to End Users by Agency (GWh)
Planning Area | Agency | 2016 | 2017 | 2018 | 2019 | 2020 | 2021 | 2022 | 2023 | 2024 | 2025 | 2026 | 2027 | 2028 | 2029 | 2030 | Average Annual Growth 2016 - 2030
PGE | Calaveras Public Power Agency | 33 | 33 | 33 | 33 | 33 | 33 | 34 | 34 | 34 | 35 | 35 | 35 | 35 | 36 | 36 | 0.6234%
| City of Alameda | 360 | 359.4698 | 354.3189 | 350.814 | 351.8441 | 351.6083 | 352.4625 | 352.4223 | 351.8892 | 352.4993 | 352.3277 | 352.2998 | 352.6177 | 352.1149 | 352.6693 | -0.1468%
| City of Biggs | 16 | 15.9764 | 15.8955 | 15.8055 | 15.7056 | 15.5948 | 15.4874 | 15.3418 | 15.2168 | 16.0982 | 15.9864 | 15.8803 | 15.7878 | 15.7019 | 15.6196 | -0.1717%
| City of Gridley | 33 | 32.9514 | 32.6889 | 32.4087 | 32.1218 | 31.8025 | 32.4755 | 32.0701 | 31.7182 | 32.3887 | 32.0816 | 31.7978 | 32.5518 | 32.3302 | 32.1141 | -0.1942%
| City of Healdsburg | 73 | 72.8925 | 72.0555 | 70.1838 | 70.2629 | 70.2772 | 70.3374 | 69.27 | 69.3319 | 69.4503 | 68.6357 | 68.8873 | 69.2392 | 68.6612 | 69.0966 | -0.3918%
| City of Lodi | 411 | 410.3947 | 405.2441 | 401.7802 | 401.9243 | 401.6488 | 402.3911 | 401.1289 | 399.3904 | 399.8093 | 398.4368 | 398.2637 | 397.4829 | 396.9231 | 396.3513 | -0.2589%
| City of Lompoc | 125 | 123.8159 | 123.0618 | 122.2169 | 122.2639 | 122.1964 | 123.1436 | 122.7772 | 122.5606 | 122.3829 | 122.257 | 122.1795 | 122.2093 | 122.2943 | 122.3865 | -0.1508%
| City of Palo Alto | 885 | 882.6967 | 867.7665 | 853.8303 | 848.6872 | 841.4553 | 837.4423 | 829.8543 | 821.6389 | 816.8618 | 809.6533 | 804.1674 | 797.7324 | 793.0236 | 788.011 | -0.8257%
| City of San Francisco | 949 | 946.6024 | 936.4274 | 926.6114 | 929.0567 | 927.7644 | 929.7581 | 928.5771 | 926.7168 | 927.3451 | 926.4556 | 925.9507 | 926.3161 | 926.1383 | 926.0735 | -0.1745%
| City of Ukiah | 103 | 102.8483 | 101.9663 | 100.984 | 100.8963 | 100.7032 | 100.5038 | 100.0345 | 99.674 | 99.3361 | 99.0345 | 98.7673 | 97.5823 | 97.4367 | 97.2522 | -0.4093%
| Department of Water Resources (North) | 1701 | 1572 | 1572 | 1572 | 1572 | 1572 | 1572 | 1572 | 1572 | 1572 | 1572 | 1572 | 1572 | 1572 | 1572 | -0.5618%
| Island Energy/Pittsburg | 20 | 19.9705 | 19.7571 | 19.5465 | 19.3263 | 20.0928 | 19.8714 | 19.609 | 19.3772 | 19.1595 | 19.9548 | 19.76 | 19.586 | 19.4238 | 19.2648 | -0.2672%
| Lassen Municipal Utility District | 152 | 150.7761 | 149.714 | 148.5488 | 148.3471 | 149.0254 | 148.7225 | 149.0558 | 148.5929 | 149.1926 | 148.8755 | 148.6241 | 149.5162 | 149.4851 | 149.4731 | -0.1197%
| Pacific Gas and Electric Company (Bundled) | 70430 | 62935.701 | 50746.5219 | 39974.4255 | 40124.2424 | 40030.4436 | 40111.5551 | 40010.1523 | 39851.3044 | 39855.2781 | 39734.6458 | 39635.6712 | 39500.0659 | 39400.731 | 39319.829 | -4.078%
| Pacific Gas and Electric Company (Direct Access) | 9520 | 9520 | 9520 | 9520 | 9520 | 9520 | 9520 | 9520 | 9520 | 9520 | 9520 | 9520 | 9520 | 9520 | 9520 | 0%
| Pacific Gas and Electric Company (Marin Clean Energy CCA) | 1966 | 2841.1042 | 5160.3787 | 5068.6794 | 5060.7326 | 5036.6282 | 5031.0841 | 5006.1262 | 4977.1924 | 4964.0074 | 4938.4882 | 4916.3722 | 4892.3931 | 4872.1057 | 4853.7549 | 6.668%
| Pacific Gas and Electric Company (Sonoma Clean Power CCA) | 2108 | 2312.8286 | 2664.6319 | 2617.3208 | 2613.2975 | 2601.0845 | 2597.7186 | 2584.9412 | 2569.8155 | 2563.5212 | 2550.1592 | 2538.5304 | 2526.4495 | 2515.8531 | 2506.6699 | 1.245%
| Pacific Gas and Electric Company (Clean Power San Francisco Clean CCA) | 176 | 524.2811 | 610.3567 | 599.4163 | 598.8405 | 595.5665 | 595.4279 | 592.1125 | 588.6119 | 587.2859 | 584.1892 | 581.2892 | 578.6888 | 576.6212 | 573.8262 | 8.808%
| Pacific Gas and Electric Company (Peninsula Clean Energy Authority CCA) | 146 | 2645.3726 | 3804.3595 | 3737.0772 | 3730.9403 | 3713.2527 | 3709.6849 | 3690.5262 | 3669.4702 | 3659.7282 | 3641.1792 | 3624.7159 | 3606.6107 | 3591.8694 | 3578.7742 | 25.67%
| Pacific Gas and Electric Company (Silicon Valley Clean Energy CCA) | 0 | 3325.4401 | 3712.5097 | 3646.2862 | 3640.2945 | 3623.8226 | 3619.5255 | 3601.7094 | 3580.9503 | 3571.4552 | 3553.1507 | 3536.9079 | 3519.8508 | 3505.2046 | 3492.1909 | --
| Pacific Gas and Electric Company (Redwood Coast Energy Authority CCA) | 0 | 187.7426 | 662.7013 | 651.1574 | 649.9493 | 646.9413 | 646.1426 | 642.9972 | 638.8036 | 637.7277 | 633.9831 | 631.3398 | 628.142 | 625.531 | 623.0598 | --
| Pacific Gas and Electric Company (Pioneer Community Energy CCA) | 0 | 0 | 1143.6782 | 1123.6614 | 1121.5 | 1115.9737 | 1114.7838 | 1109.2858 | 1103.305 | 1099.81 | 1094.5767 | 1089.6978 | 1084.4993 | 1079.4486 | 1075.4997 | --
| Pacific Gas and Electric Company (Monterrey Bay Community Power Authority CCA) | 0 | 0 | 2370.3175 | 3499.849 | 3472.5035 | 3456.379 | 3452.3549 | 3435.1777 | 3414.8614 | 3405.718 | 3388.653 | 3373.5849 | 3356.7421 | 3343.0299 | 3330.9084 | --
| Pacific Gas and Electric Company (East Bay Community Energy CCA) | 0 | 0 | 1415.2771 | 6447.1416 | 6396.3109 | 6366.6634 | 6359.0574 | 6327.2772 | 6290.39 | 6273.6911 | 6242.0215 | 6214.175 | 6183.381 | 6158.3485 | 6135.5265 | --
| Pacific Gas and Electric Company (Valley Clean Energy Alliance CCA) | 0 | 0 | 456.2861 | 762.4497 | 756.0241 | 752.5449 | 752.2678 | 748.4672 | 743.7499 | 742.2141 | 738.0168 | 734.9533 | 731.3863 | 728.4991 | 725.7713 | --
| Pacific Gas and Electric Company (San Jose City CCA) | 0 | 0 | 843.438 | 4497.5744 | 4461.8921 | 4441.0617 | 4436.5953 | 4414.0137 | 4388.5805 | 4376.7215 | 4354.299 | 4335.0829 | 4313.7043 | 4296.3426 | 4279.9287 | --
| Plumas-Sierra Rural Electric Cooperation | 142 | 142 | 142 | 141 | 142.9812 | 143.9462 | 145.9113 | 146.8765 | 148.842 | 149.8074 | 150.7728 | 152.7387 | 153.7051 | 154.6723 | 155.6403 | 0.6573%
| Port of Oakland | 48 | 47.9293 | 47.65 | 46.3399 | 46.9656 | 46.5286 | 47.0985 | 46.5496 | 47.0539 | 46.5647 | 47.0848 | 46.6148 | 47.1768 | 46.7513 | 46.3208 | -0.254%
| Port of Stockton | 20 | 20 | 20 | 20 | 20 | 20 | 20 | 21 | 21 | 21 | 21 | 21 | 22 | 22 | 22 | 0.6831%
| Silicon Valley Power | 3306 | 3297.1312 | 3255.7546 | 3221.3843 | 3222.9525 | 3216.3528 | 3220.3297 | 3210.035 | 3199.2651 | 3200.9666 | 3194.771 | 3192.6864 | 3190.216 | 3189.004 | 3190.1456 | -0.2545%
| Tuolumne County Public Power Agency | 23 | 23 | 23 | 23 | 23 | 23 | 24 | 24 | 24 | 24 | 24 | 25 | 25 | 25 | 25 | 0.5974%
| WAPA (CAISO) | 1305 | 1294 | 1305 | 1317 | 1328 | 1342 | 1357 | 1372 | 1385 | 1397 | 1408 | 1420 | 1435 | 1450 | 1463 | 0.8197%
PGE Total |  | 94051 | 93839.9256 | 92587.7567 | 91561.493 | 91575.8632 | 91329.3589 | 91399.1328 | 91129.3888 | 90774.303 | 90708.021 | 90419.6901 | 90183.9382 | 89902.6333 | 89682.5454 | 89494.1586 | -0.3541%
SCE | Anza Electric Cooperative, Inc. | 53 | 53 | 52 | 53 | 53 | 54 | 54 | 55 | 56 | 56 | 56 | 57 | 57 | 58 | 58 | 0.646%
| Azusa Light & Water | 266 | 262.6784 | 259.0681 | 257.3295 | 257.3728 | 256.1956 | 257.0514 | 257.424 | 256.0951 | 255.8689 | 253.7812 | 252.8687 | 252.2131 | 251.7328 | 251.211 | -0.4078%
| Bear Valley Electric Service | 129 | 128 | 127 | 128 | 128.9969 | 129.9911 | 131.9852 | 133.9792 | 134.9734 | 135.9675 | 136.9615 | 137.9557 | 138.95 | 139.9444 | 140.9389 | 0.6342%
| City of Anaheim | 2484 | 2456.9967 | 2421.6146 | 2403.6865 | 2397.5641 | 2391.9721 | 2392.5036 | 2396.1221 | 2386.0404 | 2377.092 | 2363.7561 | 2355.0168 | 2346.8186 | 2340.3071 | 2333.4787 | -0.4455%
| City of Banning | 134 | 132.838 | 131.0012 | 131.0643 | 130.9754 | 130.7189 | 131.4416 | 131.892 | 131.4963 | 131.1729 | 130.9322 | 130.7564 | 130.7052 | 130.7279 | 130.7575 | -0.1748%
| City of Cerritos | 75 | 75 | 74 | 75 | 74.9908 | 75.9731 | 76.9551 | 77.9372 | 78.9195 | 79.9017 | 79.8838 | 80.8663 | 80.8491 | 81.832 | 81.8153 | 0.6232%
| City of Colton | 371 | 366.5514 | 360.5358 | 358.3609 | 356.8418 | 355.9715 | 355.0277 | 355.3559 | 354.2703 | 352.6215 | 350.3648 | 349.4349 | 349.0039 | 347.9289 | 347.861 | -0.4589%
| City of Corona | 137 | 135.8344 | 134.1052 | 134.2857 | 134.3875 | 135.4067 | 135.4371 | 136.1895 | 137.0745 | 136.9972 | 136.9687 | 136.9855 | 137.1004 | 137.2663 | 137.4339 | 0.02259%
| City of Pasadena | 1154 | 1141.6048 | 1118.8454 | 1105.7322 | 1097.1058 | 1089.4625 | 1083.9144 | 1080.3716 | 1070.6629 | 1062.178 | 1052.8396 | 1045.5592 | 1038.8164 | 1033.1937 | 1026.2996 | -0.8342%
| City of Rancho Cucamonga | 77 | 75.9069 | 75.3261 | 74.705 | 74.9845 | 75.1504 | 75.2886 | 75.2546 | 74.2985 | 74.3742 | 74.4933 | 73.6541 | 73.8868 | 73.1642 | 73.4316 | -0.3384%
| City of Riverside | 2323 | 2298.1914 | 2258.7684 | 2237.0611 | 2226.0764 | 2216.1032 | 2213.5118 | 2214.3932 | 2203.8381 | 2194.0627 | 2182.2075 | 2173.3938 | 2166.4377 | 2161.573 | 2156.6805 | -0.5292%
| City of Vernon | 1118 | 1105.6483 | 1094.7492 | 1091.0006 | 1092.3002 | 1274.5277 | 1279.094 | 1284.7835 | 1285.0335 | 1285.8336 | 1285.1031 | 1284.8882 | 1285.5835 | 1285.8222 | 1287.1577 | 1.011%
| Department of Water Resources (South) | 5167 | 4953 | 4953 | 4953 | 4953 | 4953 | 4953 | 4953 | 4953 | 4953 | 4953 | 4953 | 4953 | 4953 | 4953 | -0.3017%
| Metropolitan Water District | 2071 | 2051 | 2043 | 2051 | 2069 | 2090 | 2115 | 2148 | 2166 | 2184 | 2198 | 2213 | 2228 | 2242 | 2256 | 0.613%
| Moreno Valley Utilities | 192 | 189.7679 | 187.2863 | 186.7157 | 186.8049 | 186.572 | 186.5109 | 187.1951 | 187.1715 | 186.2719 | 186.5044 | 185.8459 | 185.383 | 186.0411 | 185.7473 | -0.2362%
| Southern California Edison Company (Bundled) | 73260 | 72331.486 | 69215.9254 | 68770.7517 | 68567.23 | 68352.6814 | 68304.925 | 68327.8734 | 67922.7348 | 67481.2693 | 66936.7233 | 66426.2415 | 65925.0742 | 65421.217 | 64936.1165 | -0.8578%
| Southern California Edison Company (Direct Access) | 10929 | 10806 | 10451 | 10499 | 10599 | 10713 | 10852 | 11026 | 11129 | 11226 | 11302 | 11385 | 11465 | 11541 | 11618 | 0.4376%
| Southern California Edison Company (Lancaster Energy Clean CCA) | 640 | 633.094 | 623.4156 | 619.5123 | 616.7142 | 614.8895 | 614.0992 | 613.8341 | 610.0054 | 605.3218 | 599.9133 | 595.3763 | 591.0293 | 586.0358 | 581.179 | -0.6863%
| Southern California Edison Company (Apple Valley Choice Energy CCA) | 0 | 220.6842 | 215.3797 | 213.0184 | 212.3273 | 212.2606 | 211.2727 | 211.6988 | 210.3153 | 208.9481 | 206.7448 | 205.4222 | 203.3004 | 202.1105 | 200.119 | --
| Southern California Edison Company (Pico Rivera Innovative Municipal Energy CCA) | 0 | 76.89 | 75.0865 | 75.2405 | 74.3145 | 74.2436 | 74.1802 | 73.9559 | 73.7469 | 73.5354 | 72.449 | 72.246 | 71.198 | 71.0346 | 70.0417 | --
| Southern California Edison Company (Los Angeles Community Choice Energy CCA) | 0 | 0 | 2339.5374 | 2291.4138 | 2283.4832 | 2274.9009 | 2271.416 | 2270.4467 | 2256.1095 | 2240.1389 | 2221.1814 | 2203.0665 | 2185.6933 | 2168.248 | 2151.2793 | --
| Victorville Municipal | 93 | 92.8876 | 91.3854 | 91.8269 | 91.2122 | 91.534 | 91.8578 | 92.9895 | 93.2147 | 93.4708 | 92.7652 | 93.0953 | 93.4971 | 92.9385 | 93.3834 | 0.02939%
SCE Total |  | 100673 | 99587.0597 | 98302.0303 | 97800.7052 | 97677.6824 | 97748.5548 | 97860.4725 | 98103.6965 | 97770.0005 | 97394.0261 | 96872.5732 | 96410.6734 | 95958.5399 | 95505.1182 | 95069.9317 | -0.4082%
SDGE | San Diego Gas and Electric Company (Bundled) | 15653 | 15188.3337 | 15016.3597 | 14916.28 | 14834.3553 | 14751.3942 | 14860.618 | 14870.2487 | 14883.3427 | 14863.5982 | 14787.375 | 14679.5806 | 14570.7743 | 14447.8417 | 14318.3805 | -0.6345%
| San Diego Gas and Electric Company (Direct Access) | 3516 | 3416 | 3414 | 3432 | 3459 | 3490 | 3562 | 3562 | 3562 | 3562 | 3562 | 3562 | 3562 | 3562 | 3562 | 0.09289%
SDGE Total |  | 19169 | 18604.3337 | 18430.3597 | 18348.28 | 18293.3553 | 18241.3942 | 18422.618 | 18432.2487 | 18445.3427 | 18425.5982 | 18349.375 | 18241.5806 | 18132.7743 | 18009.8417 | 17880.3805 | -0.4958%
Northern California Non-CAISO | City of Redding | 745 | 738.2265 | 736.3206 | 734.6139 | 730.8263 | 726.9149 | 725.4945 | 720.3985 | 715.8681 | 710.9073 | 707.5909 | 704.2453 | 704.2598 | 704.2202 | 704.425 | -0.3992%
| City of Roseville | 1173 | 1162.2077 | 1156.0265 | 1149.6534 | 1140.0726 | 1130.113 | 1122.0449 | 1109.5103 | 1097.173 | 1086.3185 | 1076.8785 | 1068.2127 | 1063.5197 | 1058.8584 | 1053.2057 | -0.7665%
| City of Shasta Lake | 197 | 195.531 | 195.5709 | 195.402 | 193.6795 | 193.4289 | 192.1975 | 191.1592 | 189.5424 | 188.0899 | 186.8321 | 185.7667 | 185.0477 | 184.5429 | 184.1253 | -0.4816%
| Merced Irrigation District | 460 | 460.905 | 456.2079 | 454.0089 | 451.0628 | 448.3572 | 446.7588 | 442.3968 | 439.0643 | 435.1016 | 431.5287 | 428.2669 | 425.6988 | 422.4986 | 419.4191 | -0.6575%
| Modesto Irrigation District | 2487 | 2464.0797 | 2459.3405 | 2453.4478 | 2440.4039 | 2428.2023 | 2418.9304 | 2397.5277 | 2377.0656 | 2358.214 | 2339.7054 | 2325.9448 | 2319.6018 | 2315.1209 | 2309.1277 | -0.5286%
| Sacramento Municipal Utility District | 10485 | 10506.1826 | 10499.8174 | 10517.3492 | 10535.2408 | 10550.5242 | 10575.2351 | 10566.9378 | 10565.4953 | 10573.0474 | 10571.2476 | 10585.1714 | 10624.8163 | 10676.7104 | 10723.6752 | 0.1609%
| Turlock Irrigation District | 2059 | 2063.0986 | 2040.6414 | 2027.092 | 2009.6001 | 1994.1403 | 1980.9904 | 1958.8202 | 1937.0983 | 1916.498 | 1896.8008 | 1877.7428 | 1863.0118 | 1845.1696 | 1824.7872 | -0.8588%
| WAPA (BANC) | 381 | 382 | 388 | 393 | 398.9265 | 404.7889 | 410.644 | 417.4956 | 422.349 | 428.2031 | 435.0584 | 439.9164 | 444.7779 | 449.6433 | 453.513 | 1.252%
Northern California Non-CAISO Total |  | 17987 | 17972.2312 | 17931.9253 | 17924.5672 | 17899.8126 | 17876.4698 | 17872.2956 | 17804.2462 | 17743.656 | 17696.3798 | 17645.6424 | 17615.267 | 17630.7339 | 17656.7644 | 17672.2782 | -0.126%
LADWP | Los Angeles Department of Water and Power | 23495 | 22986.6979 | 22458.7047 | 22281.8974 | 22188.5444 | 22118.4898 | 22087.6149 | 21821.7395 | 21676.3366 | 21425.435 | 21338.1945 | 21153.8365 | 21001.0648 | 20834.7027 | 20646.5222 | -0.9189%
BUGL | City of Burbank | 1047 | 1048.2677 | 1048.1689 | 1049.1352 | 1053.0176 | 1057.3617 | 1072.3348 | 1078.3111 | 1082.4294 | 1092.8884 | 1097.2366 | 1103.505 | 1115.2173 | 1128.8835 | 1145.0072 | 0.6412%
| City of Glendale | 1066 | 1066.2362 | 1067.9656 | 1069.9502 | 1074.5501 | 1080.7379 | 1096.9854 | 1105.3109 | 1113.0782 | 1127.0373 | 1135.1759 | 1146.3 | 1162.0581 | 1180.8876 | 1202.7039 | 0.8656%
BUGL Total |  | 2113 | 2114.5039 | 2116.1345 | 2119.0854 | 2127.5676 | 2138.0995 | 2169.3202 | 2183.6221 | 2195.5076 | 2219.9256 | 2232.4125 | 2249.8049 | 2277.2754 | 2309.7711 | 2347.7111 | 0.7552%
IID | Imperial Irrigation District | 3386 | 3406.3967 | 3426.123 | 3423.3291 | 3437.008 | 3436.0966 | 3447.7002 | 3444.45 | 3438.626 | 3439.6641 | 3434.645 | 3428.3375 | 3426.0552 | 3419.132 | 3409.487 | 0.04939%
VEA | Valley Electric Association, Inc. | 10 | 10 | 11 | 11 | 11 | 11 | 11 | 12 | 12 | 12 | 12 | 12 | 13 | 13 | 13 | 1.892%
OTHER | Kirkwood Meadows Public Utility District | 7 | 7 | 7 | 7 | 7 | 7 | 7 | 7 | 7 | 7 | 7 | 7 | 7 | 7 | 7 | 0%
| Lathrop Irrigation District | 4 | 4 | 4 | 4 | 4 | 4 | 4 | 4 | 4 | 4 | 4 | 4 | 4 | 4 | 4 | 0%
| Liberty Utilities | 558 | 557 | 555 | 554 | 560 | 565 | 572 | 578 | 583 | 588 | 593 | 598 | 602 | 606 | 610 | 0.6385%
| City of Needles | 36 | 36 | 36 | 36 | 36 | 36 | 37 | 37 | 38 | 38 | 38 | 38 | 39 | 39 | 39 | 0.5734%
| PacifiCorp | 740 | 739 | 736 | 735 | 743 | 749 | 758 | 767 | 774 | 780 | 786 | 793 | 798 | 804 | 809 | 0.6388%
| Surprise Valley Electrification Corporation | 102 | 102 | 102 | 102 | 103 | 104 | 105 | 106 | 107 | 108 | 109 | 110 | 111 | 111 | 112 | 0.6703%
| Truckee-Donner Public Utility District | 163 | 163 | 162 | 162 | 164 | 165 | 167 | 169 | 171 | 172 | 174 | 175 | 176 | 177 | 179 | 0.6711%
OTHER Total |  | 1610 | 1608 | 1602 | 1600 | 1617 | 1630 | 1650 | 1668 | 1684 | 1697 | 1711 | 1725 | 1737 | 1748 | 1760 | 0.6383%
Statewide Total |  | 262494 | 260129.1486 | 256866.0342 | 255070.3573 | 254827.8335 | 254529.4635 | 254920.1542 | 254599.3917 | 253739.7723 | 253018.0498 | 252015.5327 | 251020.4381 | 250079.0769 | 249178.8755 | 248293.4693 | -0.3965%
Total Pumping Load |  | 8939 | 8576 | 8567 | 8575 | 8593 | 8614 | 8640 | 8672 | 8691 | 8709 | 8723 | 8738 | 8753 | 8767 | 8781 | -0.1273%
Total Statewide Retail Deliveries excluding pumping |  | 253555 | 251553.1486 | 248299.0342 | 246495.3573 | 246234.8335 | 245915.4635 | 246280.1542 | 245927.3917 | 245048.7723 | 244309.0498 | 243292.5327 | 242282.4381 | 241326.0769 | 240411.8755 | 239512.4693 | -0.4061%
This table includes retail sales and other deliveries only measured at the customer level. Losses and consumption served by self-generation are excluded. Table developed based on actual 2016 data.
Table includes sales from entities outside of California control area. Thus, total sales in row 85 are higher than state totals given in Form 1.1b.
Pacific Gas and Electric Company (Direct Access) includes BART.

## Data Sources
Data Sources
1. Hourly Profiles (Renewable Profiles and Load Profiles)
Variable renewable profiles are created using NREL weather data (NSRDB / Wind Toolkit), and NREL's System Advisor Model (SAM), assuming 2007 weather
Historical Load profiles are based on 2007 CAISO loads
RESOLVE uses the same hourly data sources as this GHG calculator but models 37 different days from 2007-2008-2009, sampled such that these 37 days represent the full distribution as closely as possible
2. Load Modifiers Shapes
Load modifier shapes (shown in the Load Profiles tab) are taken from the RESOLVE User Interface, released on 2017-09-07, LOADS_HourlyProfiles tab
3. Emissions Factors
Values in the Emissions Factors tab are based on hourly average GHG emissions from dispatchable GHG-emitting resources in the 42mmt_Ref_20170831 scenario, released on 2017-09-07 as part of the CPUC Public Release
The CAISO Import Emissions Offset is based on data in the RESOLVE User Interface, released on 2017-09-07, tab SYS_RPS_GHG_Targets
4. Hydro Dispatch
The hydro dispatch tables on the Hydro Dispatch tab are based on the modeled dispatch patterns of the CAISO Hydro resource in the 42mmt_Ref_20170831 scenario
5. Battery Storage and Pumped Storage Dispatch
The storage charge/discharge tables on the (Pumped) Storage Dispatch tab are based on the modeled charge/discharge patterns of the Storage Mandate Batteries (1325 MW, 4 hours duration) and the Pumped Storage resources in the 42mmt_Ref_20170831 scenario
6. IEPR Form 1.1c
CEC 2017 IEPR data: TN222582 LSE and BA Tables Mid Baseline Mid AAEE-AAPV (Revised CCA). Available here:
http://docketpublic.energy.ca.gov/PublicDocuments/17-IEPR-03/TN222582_20180216T094947_LSE_and_BA_Tables_Mid_Baseline_Demand_Mid_AAEEAAPV_Revised_CCA.xlsx
7. IEPR CAISO Load Modifiers
CEC 2017 IEPR data: TN222501 CAISO Load Modifiers (Corrected) Mid Baseline Mid AAEE-AAPV CED 2017. Available here:
http://docketpublic.energy.ca.gov/PublicDocuments/17-IEPR-03/TN222501_20180209T074222_CAISO_Load_Modifiers_Corrected_Mid_Baseline_Mid_AAEEAAPV_CED_20.xlsx

## Calculations
Clean Net Short Calculations
|  |  | Load (MW) |  |  |  | Owned and Contracted Fossil (MW) |  |  |  | Large Hydro (MW) |  |  |  | Nuclear (MW) |  |  |  | Renewables (MW) |  |  |  | User-specified GHG-free Power (MW) |  |  |  | Battery Storage (MW) |  |  |  | Pumped Storage (MW) |  |  |  | Clean Net Short (MW) |  |  |  | Emission Intensity (tCO2/MWh) |  |  |  | Emissions from Clean Net Short (tCO2)
Month | Day | Hour | 2018 | 2022 | 2026 | 2030 | 2018 | 2022 | 2026 | 2030 | 2018 | 2022 | 2026 | 2030 | 2018 | 2022 | 2026 | 2030 | 2018 | 2022 | 2026 | 2030 | 2018 | 2022 | 2026 | 2030 | 2018 | 2022 | 2026 | 2030 | 2018 | 2022 | 2026 | 2030 | 2018 | 2022 | 2026 | 2030 | 2018 | 2022 | 2026 | 2030 | 2018 | 2022 | 2026 | 2030
1 | 1 | 1 | 395.285 | 401.1073 | 408.8017 | 415.0776 | 0 | 0 | 0 | 0 | 120.9653 | 202.2497 | 0 | 0 | 0 | 0 | 0 | 0 | 107.9568 | 44.4182 | 119.9551 | 119.9551 | 0 | 0 | 0 | 0 | 0 | -2.3248 | 42.2546 | 113.0864 | 0 | 0 | 0 | 0 | 166.3629 | 156.7643 | 246.592 | 182.0361 | 0.399 | 0.39187 | 0.38588 | 0.36679 | 66.3787 | 61.4312 | 95.1549 | 66.7682
1 | 1 | 2 | 372.0847 | 375.7359 | 380.9681 | 385.1033 | 0 | 0 | 0 | 0 | 117.4288 | 178.9076 | 0 | 0 | 0 | 0 | 0 | 0 | 103.6842 | 38.9901 | 118.3464 | 118.3464 | 0 | 0 | 0 | 0 | 0 | 7.4913 | -14.5559 | -3.425 | 0 | 0 | 0 | 0 | 150.9717 | 150.3468 | 277.1776 | 270.1819 | 0.39922 | 0.39186 | 0.38422 | 0.36646 | 60.2714 | 58.9155 | 106.497 | 99.0116
1 | 1 | 3 | 356.5186 | 358.3188 | 361.4709 | 363.7984 | 0 | 0 | 0 | 0 | 117.9642 | 175.5302 | 0 | 0 | 0 | 0 | 0 | 0 | 106.5736 | 41.4136 | 119.5546 | 119.5546 | 0 | 0 | 0 | 0 | 0 | -8.1025 | 183.4873 | -126.8523 | 0 | 0 | 0 | 0 | 131.9808 | 149.4775 | 58.4289 | 371.0961 | 0.39872 | 0.3916 | 0.38238 | 0.3658 | 52.6236 | 58.5347 | 22.3423 | 135.7467
1 | 1 | 4 | 347.8372 | 348.034 | 349.3843 | 350.121 | 0 | 0 | 0 | 0 | 112.608 | 182.492 | 0 | 0 | 0 | 0 | 0 | 0 | 113.8353 | 47.8954 | 122.0741 | 122.0741 | 0 | 0 | 0 | 0 | 0 | -1.5744 | -59.2242 | -65.1822 | 0 | 0 | 0 | 0 | 121.3939 | 119.221 | 286.5344 | 293.2292 | 0.39774 | 0.39105 | 0.38218 | 0.36579 | 48.2835 | 46.6209 | 109.5088 | 107.2589
1 | 1 | 5 | 346.8911 | 345.5126 | 345.1211 | 344.3137 | 0 | 0 | 0 | 0 | 104.748 | 201.9031 | 0 | 0 | 0 | 0 | 0 | 0 | 117.2328 | 53.9048 | 129.069 | 129.069 | 0 | 0 | 0 | 0 | 0 | -1.7514 | 25.0086 | -29.5615 | 0 | 0 | 0 | 0 | 124.9104 | 91.4561 | 191.0435 | 244.8062 | 0.39572 | 0.38832 | 0.382 | 0.36494 | 49.4295 | 35.5138 | 72.9785 | 89.3404
1 | 1 | 6 | 353.4679 | 350.1777 | 347.7529 | 345.1975 | 0 | 0 | 0 | 0 | 134.6835 | 214.8058 | 0 | 0 | 0 | 0 | 0 | 0 | 114.994 | 54.766 | 133.4194 | 133.4194 | 0 | 0 | 0 | 0 | 0 | 43.166 | -7.5589 | -48.9395 | 0 | 0 | 0 | 0 | 103.7905 | 37.4399 | 221.8923 | 260.7175 | 0.39561 | 0.38891 | 0.3827 | 0.36553 | 41.0609 | 14.5607 | 84.9181 | 95.3013
1 | 1 | 7 | 364.2382 | 359.6368 | 356.0084 | 352.6198 | 0 | 0 | 0 | 0 | 148.0121 | 244.0354 | 0 | 0 | 0 | 0 | 0 | 0 | 119.228 | 60.9479 | 139.1653 | 139.1656 | 0 | 0 | 0 | 0 | 0 | 50.4687 | 211.36 | 134.0994 | 0 | 0 | 0 | 0 | 96.998 | 4.1849 | 5.4831 | 79.3548 | 0.39512 | 0.39346 | 0.38571 | 0.37033 | 38.3255 | 1.6466 | 2.1149 | 29.3874
1 | 1 | 8 | 366.829 | 361.8037 | 358.1167 | 355.1518 | 0 | 0 | 0 | 0 | 134.6569 | 202.1677 | 0 | 0 | 0 | 0 | 0 | 0 | 177.8482 | 154.2971 | 246.9466 | 252.2036 | 0 | 0 | 0 | 0 | 0 | -4.0117 | 42.2797 | -29.0425 | 0 | 0 | 0 | 0 | 54.3238 | 9.3506 | 68.8903 | 131.9907 | 0.39371 | 0.38507 | 0.38401 | 0.3747 | 21.3876 | 3.6006 | 26.4542 | 49.4574
1 | 1 | 9 | 380.9251 | 376.954 | 374.8627 | 373.7582 | 0 | 0 | 0 | 0 | 113.26 | 154.4817 | 0 | 0 | 0 | 0 | 0 | 0 | 272.2372 | 352.7089 | 630.9832 | 652.8168 | 0 | 0 | 0 | 0 | 0 | -39.8076 | -84.7197 | -51.4651 | 0 | 0 | 0 | 0 | -4.5721 | -90.429 | -171.4008 | -227.5935 | 0.37693 | 0.19574 | 0.19483 | 0.1952 | -1.7234 | -17.7004 | -33.3932 | -44.4267
1 | 1 | 10 | 395.5835 | 391.9445 | 390.2333 | 389.4057 | 0 | 0 | 0 | 0 | 117.3122 | 149.4386 | 0 | 0 | 0 | 0 | 0 | 0 | 345.3552 | 489.2189 | 855.2186 | 890.5005 | 0 | 0 | 0 | 0 | 0 | -34.3563 | -236.5524 | -380.0086 | 0 | 0 | 0 | 0 | -67.0839 | -212.3567 | -228.4328 | -121.0861 | 0.37868 | 0.19544 | 0.19523 | 0.10268 | -25.4031 | -41.5026 | -44.598 | -12.4335
1 | 1 | 11 | 405.4131 | 402.0861 | 400.4907 | 399.4399 | 0 | 0 | 0 | 0 | 105.7226 | 140.5713 | 0 | 0 | 0 | 0 | 0 | 0 | 378.0514 | 566.3196 | 1015.265 | 1058.9318 | 0 | 0 | 0 | 0 | 0 | -48.8293 | -311.2125 | -355.2909 | 0 | 0 | 0 | 0 | -78.361 | -255.9754 | -303.5618 | -304.2011 | 0.37978 | 0.19887 | 0.19965 | 0.10268 | -29.7596 | -50.9049 | -60.6061 | -31.2363
1 | 1 | 12 | 408.7845 | 405.8111 | 404.4216 | 403.3143 | 0 | 0 | 0 | 0 | 98.75 | 141.0091 | 0 | 0 | 0 | 0 | 0 | 0 | 399.9806 | 608.6018 | 1086.3104 | 1133.9348 | 0 | 0 | 0 | 0 | 0 | -48.5577 | -328.5467 | -366.3532 | 0 | 0 | 0 | 0 | -89.9461 | -295.2421 | -353.3421 | -364.2672 | 0.37904 | 0.19928 | 0.19965 | 0.10268 | -34.0935 | -58.8357 | -70.5448 | -37.404
1 | 1 | 13 | 408.4205 | 406.6645 | 406.5499 | 406.4915 | 0 | 0 | 0 | 0 | 102.5017 | 140.9817 | 0 | 0 | 0 | 0 | 0 | 0 | 440.2237 | 644.9886 | 1106.1003 | 1155.1128 | 0 | 0 | 0 | 0 | 0 | -47.8328 | -325.016 | -359.2497 | 0 | 0 | 0 | 0 | -134.3049 | -331.4729 | -374.5344 | -389.3716 | 0.37914 | 0.19928 | 0.19965 | 0.10268 | -50.9209 | -66.0557 | -74.7758 | -39.9818
1 | 1 | 14 | 404.721 | 403.621 | 404.2445 | 404.8758 | 0 | 0 | 0 | 0 | 108.057 | 144.5794 | 0 | 0 | 0 | 0 | 0 | 0 | 437.5709 | 609.1204 | 1048.1985 | 1093.251 | 0 | 0 | 0 | 0 | 0 | -50.6032 | -294.9653 | -282.1515 | 0 | 0 | 0 | 0 | -140.9069 | -299.4755 | -348.9886 | -406.2237 | 0.37923 | 0.19925 | 0.19951 | 0.10268 | -53.4368 | -59.6716 | -69.6279 | -41.7123
1 | 1 | 15 | 400.1758 | 399.8473 | 401.2811 | 402.6051 | 0 | 0 | 0 | 0 | 109.5899 | 150.4251 | 0 | 0 | 0 | 0 | 0 | 0 | 418.3971 | 557.1467 | 959.0448 | 997.862 | 0 | 0 | 0 | 0 | 0 | -36.6384 | -215.2765 | -220.3125 | 0 | 0 | 0 | 0 | -127.8112 | -271.0862 | -342.4872 | -374.9444 | 0.37903 | 0.19565 | 0.19571 | 0.097328 | -48.4445 | -53.0372 | -67.0288 | -36.4927
1 | 1 | 16 | 400.1084 | 401.6824 | 405.2223 | 408.4204 | 0 | 0 | 0 | 0 | 112.0594 | 173.8324 | 0 | 0 | 0 | 0 | 0 | 0 | 375.5405 | 445.4241 | 727.1031 | 752.3522 | 0 | 0 | 0 | 0 | 0 | -20.5472 | -9.9417 | -30.2117 | 0 | 0 | 0 | 0 | -87.4915 | -197.0269 | -311.9391 | -313.7201 | 0.37973 | 0.1927 | 0.19404 | 0.18663 | -33.2236 | -37.9673 | -60.5299 | -58.5484
1 | 1 | 17 | 418.4396 | 421.7979 | 427.3295 | 432.2238 | 0 | 0 | 0 | 0 | 139.0248 | 211.4701 | 0 | 0 | 0 | 0 | 0 | 0 | 275.7525 | 230.7297 | 335.5289 | 340.5655 | 0 | 0 | 0 | 0 | 0 | -1.3057 | -12.5879 | 86.1391 | 0 | 0 | 0 | 0 | 3.6623 | -19.0962 | 104.3885 | 5.5193 | 0.39657 | 0.40209 | 0.39866 | 0.38696 | 1.4524 | -7.6785 | 41.6158 | 2.1357
1 | 1 | 18 | 492.0328 | 499.2561 | 509.2993 | 518.1076 | 0 | 0 | 0 | 0 | 162.9455 | 252.0645 | 0 | 0 | 0 | 0 | 0 | 0 | 253.2186 | 158.669 | 143.9835 | 143.9835 | 0 | 0 | 0 | 0 | 0 | 29.1308 | 123.5002 | 285.1707 | 0 | 0 | 0 | 0 | 75.8687 | 59.3917 | 241.8155 | 88.9534 | 0.40419 | 0.40413 | 0.39849 | 0.38211 | 30.665 | 24.0017 | 96.361 | 33.9904
1 | 1 | 19 | 508.44 | 517.793 | 530.2176 | 541.0892 | 0 | 0 | 0 | 0 | 168.7921 | 246.4077 | 0 | 0 | 0 | 0 | 0 | 0 | 249.6392 | 158.2673 | 149.4234 | 149.4234 | 0 | 0 | 0 | 0 | 0 | 26.4216 | 161.7987 | 245.9221 | 0 | 0 | 0 | 0 | 90.0086 | 86.6964 | 218.9955 | 145.7437 | 0.40616 | 0.40567 | 0.40134 | 0.38379 | 36.5577 | 35.1706 | 87.8911 | 55.9357
1 | 1 | 20 | 501.6936 | 511.5433 | 524.4048 | 535.5652 | 0 | 0 | 0 | 0 | 159.852 | 259.8245 | 0 | 0 | 0 | 0 | 0 | 0 | 249.8675 | 160.6152 | 153.7864 | 153.7864 | 0 | 0 | 0 | 0 | 0 | 4.2291 | 77.3766 | 210.5379 | 0 | 0 | 0 | 0 | 91.9741 | 86.8745 | 293.2417 | 171.2408 | 0.40529 | 0.40498 | 0.3998 | 0.38283 | 37.2765 | 35.1827 | 117.2393 | 65.5557
1 | 1 | 21 | 488.2959 | 498.0405 | 510.6331 | 521.4424 | 0 | 0 | 0 | 0 | 162.4558 | 245.7711 | 0 | 0 | 0 | 0 | 0 | 0 | 236.5686 | 149.5168 | 153.5782 | 153.5782 | 0 | 0 | 0 | 0 | 0 | 7.2681 | 63.4491 | 267.2471 | 0 | 0 | 0 | 0 | 89.2715 | 95.4845 | 293.6058 | 100.6171 | 0.40397 | 0.40336 | 0.39852 | 0.38167 | 36.0626 | 38.5146 | 117.0084 | 38.4025
1 | 1 | 22 | 463.2904 | 473.1144 | 485.6667 | 496.4194 | 0 | 0 | 0 | 0 | 158.637 | 246.8204 | 0 | 0 | 0 | 0 | 0 | 0 | 224.5927 | 135.7263 | 146.9273 | 146.9273 | 0 | 0 | 0 | 0 | 0 | 25.2784 | 197.6252 | 59.3941 | 0 | 0 | 0 | 0 | 80.0607 | 65.2892 | 141.1141 | 290.098 | 0.40092 | 0.40074 | 0.39596 | 0.37797 | 32.0982 | 26.1641 | 55.8751 | 109.648
1 | 1 | 23 | 427.7895 | 437.0824 | 448.8812 | 458.9515 | 0 | 0 | 0 | 0 | 147.9937 | 239.9787 | 0 | 0 | 0 | 0 | 0 | 0 | 216.2485 | 125.8692 | 138.7058 | 138.7058 | 0 | 0 | 0 | 0 | 0 | 28.0084 | 60.4986 | 209.6362 | 0 | 0 | 0 | 0 | 63.5474 | 43.226 | 249.6767 | 110.6095 | 0.39777 | 0.39563 | 0.3915 | 0.37266 | 25.2774 | 17.1014 | 97.7488 | 41.2202
1 | 1 | 24 | 388.0349 | 395.3767 | 404.8234 | 412.778 | 0 | 0 | 0 | 0 | 124.0264 | 237.0061 | 0 | 0 | 0 | 0 | 0 | 0 | 192.5447 | 103.0214 | 134.5443 | 134.5443 | 0 | 0 | 0 | 0 | 0 | 23.0216 | 171.9063 | 97.9226 | 0 | 0 | 0 | 0 | 71.4639 | 32.3275 | 98.3727 | 180.3111 | 0.39698 | 0.39267 | 0.38667 | 0.36903 | 28.3698 | 12.6942 | 38.0375 | 66.541
1 | 2 | 1 | 361.7103 | 366.4336 | 372.7954 | 377.9184 | 0 | 0 | 0 | 0 | 120.9653 | 202.2497 | 0 | 0 | 0 | 0 | 0 | 0 | 176.7461 | 82.4446 | 131.5967 | 131.5967 | 0 | 0 | 0 | 0 | 0 | -2.3248 | 42.2546 | 113.0864 | 0 | 0 | 0 | 0 | 63.9989 | 84.0641 | 198.9441 | 133.2353 | 0.399 | 0.39187 | 0.38588 | 0.36679 | 25.5355 | 32.9422 | 76.7685 | 48.8688
1 | 2 | 2 | 346.7224 | 349.5433 | 353.769 | 357.0332 | 0 | 0 | 0 | 0 | 117.4288 | 178.9076 | 0 | 0 | 0 | 0 | 0 | 0 | 172.0739 | 79.7258 | 131.8377 | 131.8377 | 0 | 0 | 0 | 0 | 0 | 7.4913 | -14.5559 | -3.425 | 0 | 0 | 0 | 0 | 57.2197 | 83.4186 | 236.4872 | 228.6206 | 0.39922 | 0.39186 | 0.38422 | 0.36646 | 22.8434 | 32.6887 | 90.863 | 83.7809
1 | 2 | 3 | 340.2751 | 341.5436 | 344.0509 | 345.8207 | 0 | 0 | 0 | 0 | 117.9642 | 175.5302 | 0 | 0 | 0 | 0 | 0 | 0 | 162.2833 | 71.2755 | 127.3381 | 127.3381 | 0 | 0 | 0 | 0 | 0 | -8.1025 | 183.4873 | -126.8523 | 0 | 0 | 0 | 0 | 60.0276 | 102.8405 | 33.2255 | 345.3349 | 0.39872 | 0.3916 | 0.38238 | 0.3658 | 23.9343 | 40.2718 | 12.7049 | 126.3233
1 | 2 | 4 | 339.081 | 338.9912 | 339.9939 | 340.4299 | 0 | 0 | 0 | 0 | 112.608 | 182.492 | 0 | 0 | 0 | 0 | 0 | 0 | 148.7501 | 56.7477 | 125.6585 | 125.6585 | 0 | 0 | 0 | 0 | 0 | -1.5744 | -59.2242 | -65.1822 | 0 | 0 | 0 | 0 | 77.7228 | 101.3258 | 273.5596 | 279.9537 | 0.39774 | 0.39105 | 0.38218 | 0.36579 | 30.9137 | 39.623 | 104.5501 | 102.4029
1 | 2 | 5 | 349.8099 | 348.5269 | 348.2512 | 347.5441 | 0 | 0 | 0 | 0 | 104.748 | 201.9031 | 0 | 0 | 0 | 0 | 0 | 0 | 138.5169 | 46.9135 | 125.508 | 125.508 | 0 | 0 | 0 | 0 | 0 | -1.7514 | 25.0086 | -29.5615 | 0 | 0 | 0 | 0 | 106.545 | 101.4617 | 197.7346 | 251.5976 | 0.39572 | 0.38832 | 0.382 | 0.36494 | 42.1619 | 39.3991 | 75.5345 | 91.8188
1 | 2 | 6 | 380.8425 | 378.4484 | 377.1101 | 375.4947 | 0 | 0 | 0 | 0 | 134.6835 | 214.8058 | 0 | 0 | 0 | 0 | 0 | 0 | 122.9186 | 42.3629 | 125.835 | 125.835 | 0 | 0 | 0 | 0 | 0 | 43.166 | -7.5589 | -48.9395 | 0 | 0 | 0 | 0 | 123.2404 | 78.1138 | 258.834 | 298.5992 | 0.39561 | 0.38891 | 0.3827 | 0.36553 | 48.7556 | 30.3792 | 99.0556 | 109.1484
1 | 2 | 7 | 426.8916 | 424.3412 | 423.1995 | 421.9623 | 0 | 0 | 0 | 0 | 148.0121 | 244.0354 | 0 | 0 | 0 | 0 | 0 | 0 | 119.6984 | 41.3001 | 126.1843 | 126.1845 | 0 | 0 | 0 | 0 | 0 | 50.4687 | 211.36 | 134.0994 | 0 | 0 | 0 | 0 | 159.1811 | 88.537 | 85.6552 | 161.6783 | 0.39512 | 0.39346 | 0.38571 | 0.37033 | 62.8951 | 34.8355 | 33.0384 | 59.8743
1 | 2 | 8 | 453.1588 | 450.9594 | 450.6989 | 450.6984 | 0 | 0 | 0 | 0 | 134.6569 | 202.1677 | 0 | 0 | 0 | 0 | 0 | 0 | 155.2933 | 101.8588 | 197.8341 | 201.9583 | 0 | 0 | 0 | 0 | 0 | -4.0117 | 42.2797 | -29.0425 | 0 | 0 | 0 | 0 | 163.2085 | 150.9447 | 210.5851 | 277.7826 | 0.39371 | 0.38507 | 0.38401 | 0.3747 | 64.2561 | 58.1236 | 80.8657 | 104.0862
1 | 2 | 9 | 474.7784 | 473.8795 | 475.5134 | 477.6315 | 0 | 0 | 0 | 0 | 113.26 | 154.4817 | 0 | 0 | 0 | 0 | 0 | 0 | 213.459 | 231.1845 | 463.5143 | 480.3865 | 0 | 0 | 0 | 0 | 0 | -39.8076 | -84.7197 | -51.4651 | 0 | 0 | 0 | 0 | 148.0594 | 128.0209 | 96.7188 | 48.7101 | 0.37693 | 0.19574 | 0.19483 | 0.1952 | 55.8085 | 25.0585 | 18.8433 | 9.5083
1 | 2 | 10 | 488.1858 | 487.5782 | 489.5425 | 491.8946 | 0 | 0 | 0 | 0 | 117.3122 | 149.4386 | 0 | 0 | 0 | 0 | 0 | 0 | 252.0842 | 348.5472 | 703.9301 | 733.0138 | 0 | 0 | 0 | 0 | 0 | -34.3563 | -236.5524 | -380.0086 | 0 | 0 | 0 | 0 | 118.7894 | 23.9487 | 22.1648 | 138.8895 | 0.37868 | 0.19544 | 0.19523 | 0.10268 | 44.9828 | 4.6805 | 4.3273 | 14.2616
1 | 2 | 11 | 498.5412 | 498.2627 | 500.3637 | 502.5106 | 0 | 0 | 0 | 0 | 105.7226 | 140.5713 | 0 | 0 | 0 | 0 | 0 | 0 | 278.934 | 422.8897 | 839.3686 | 876.6933 | 0 | 0 | 0 | 0 | 0 | -48.8293 | -311.2125 | -355.2909 | 0 | 0 | 0 | 0 | 113.8845 | -16.3689 | -27.7925 | -18.8918 | 0.37978 | 0.19887 | 0.19965 | 0.10268 | 43.2507 | -3.2552 | -5.5488 | -1.9399
1 | 2 | 12 | 498.8488 | 498.8236 | 501.0089 | 502.9942 | 0 | 0 | 0 | 0 | 98.75 | 141.0091 | 0 | 0 | 0 | 0 | 0 | 0 | 309.1122 | 462.1256 | 915.5108 | 957.743 | 0 | 0 | 0 | 0 | 0 | -48.5577 | -328.5467 | -366.3532 | 0 | 0 | 0 | 0 | 90.9866 | -55.7533 | -85.9552 | -88.3957 | 0.37904 | 0.19928 | 0.19965 | 0.10268 | 34.4879 | -11.1105 | -17.161 | -9.0767
1 | 2 | 13 | 494.007 | 495.0526 | 498.335 | 501.2155 | 0 | 0 | 0 | 0 | 102.5017 | 140.9817 | 0 | 0 | 0 | 0 | 0 | 0 | 340.2289 | 473.9937 | 920.764 | 962.8456 | 0 | 0 | 0 | 0 | 0 | -47.8328 | -325.016 | -359.2497 | 0 | 0 | 0 | 0 | 51.2765 | -72.0899 | -97.413 | -102.3805 | 0.37914 | 0.19928 | 0.19965 | 0.10268 | 19.4412 | -14.366 | -19.4485 | -10.5127
1 | 2 | 14 | 490.1443 | 491.8406 | 495.8547 | 499.4192 | 0 | 0 | 0 | 0 | 108.057 | 144.5794 | 0 | 0 | 0 | 0 | 0 | 0 | 358.6348 | 436.2111 | 820.0969 | 857.4609 | 0 | 0 | 0 | 0 | 0 | -50.6032 | -294.9653 | -282.1515 | 0 | 0 | 0 | 0 | 23.4525 | -38.3466 | -29.277 | -75.8903 | 0.37923 | 0.19925 | 0.19951 | 0.10268 | 8.894 | -7.6407 | -5.8411 | -7.7926
1 | 2 | 15 | 487.7564 | 490.2948 | 495.2049 | 499.5361 | 0 | 0 | 0 | 0 | 109.5899 | 150.4251 | 0 | 0 | 0 | 0 | 0 | 0 | 341.5981 | 354.8091 | 706.9783 | 737.5867 | 0 | 0 | 0 | 0 | 0 | -36.6384 | -215.2765 | -220.3125 | 0 | 0 | 0 | 0 | 36.5684 | 21.699 | 3.503 | -17.738 | 0.37903 | 0.19565 | 0.19571 | 0.097328 | 13.8606 | 4.2453 | 0.68558 | -1.7264
1 | 2 | 16 | 483.447 | 487.749 | 494.5966 | 500.6563 | 0 | 0 | 0 | 0 | 112.0594 | 173.8324 | 0 | 0 | 0 | 0 | 0 | 0 | 291.7364 | 252.5706 | 542.8327 | 562.3973 | 0 | 0 | 0 | 0 | 0 | -20.5472 | -9.9417 | -30.2117 | 0 | 0 | 0 | 0 | 79.6512 | 81.8931 | -38.2944 | -31.5292 | 0.37973 | 0.1927 | 0.19404 | 0.18663 | 30.2463 | 15.7809 | -7.4308 | -5.8842
1 | 2 | 17 | 490.3207 | 496.0319 | 504.4166 | 511.7791 | 0 | 0 | 0 | 0 | 139.0248 | 211.4701 | 0 | 0 | 0 | 0 | 0 | 0 | 200.8431 | 79.1114 | 249.1022 | 252.1634 | 0 | 0 | 0 | 0 | 0 | -1.3057 | -12.5879 | 86.1391 | 0 | 0 | 0 | 0 | 150.4527 | 206.7561 | 267.9023 | 173.4766 | 0.39657 | 0.40209 | 0.39866 | 0.38696 | 59.6648 | 83.1354 | 106.8026 | 67.1287
1 | 2 | 18 | 553.9067 | 563.1554 | 575.6544 | 586.5874 | 0 | 0 | 0 | 0 | 162.9455 | 252.0645 | 0 | 0 | 0 | 0 | 0 | 0 | 166.0483 | 31.6141 | 147.1391 | 147.1391 | 0 | 0 | 0 | 0 | 0 | 29.1308 | 123.5002 | 285.1707 | 0 | 0 | 0 | 0 | 224.9129 | 250.3459 | 305.0151 | 154.2776 | 0.40419 | 0.40413 | 0.39849 | 0.38211 | 90.9065 | 101.1712 | 121.5454 | 58.9517
1 | 2 | 19 | 564.4401 | 575.6262 | 590.2736 | 603.0681 | 0 | 0 | 0 | 0 | 168.7921 | 246.4077 | 0 | 0 | 0 | 0 | 0 | 0 | 158.2312 | 34.2817 | 155.5159 | 155.5159 | 0 | 0 | 0 | 0 | 0 | 26.4216 | 161.7987 | 245.9221 | 0 | 0 | 0 | 0 | 237.4168 | 268.5153 | 272.959 | 201.6302 | 0.40616 | 0.40567 | 0.40134 | 0.38379 | 96.4287 | 108.9299 | 109.5487 | 77.3846
1 | 2 | 20 | 553.1978 | 564.7335 | 579.6392 | 592.5681 | 0 | 0 | 0 | 0 | 159.852 | 259.8245 | 0 | 0 | 0 | 0 | 0 | 0 | 159.753 | 35.6458 | 158.7672 | 158.7672 | 0 | 0 | 0 | 0 | 0 | 4.2291 | 77.3766 | 210.5379 | 0 | 0 | 0 | 0 | 233.5928 | 265.0341 | 343.4953 | 223.263 | 0.40529 | 0.40498 | 0.3998 | 0.38283 | 94.6735 | 107.3343 | 137.3309 | 85.4712
1 | 2 | 21 | 533.4187 | 544.6404 | 559.0239 | 571.3827 | 0 | 0 | 0 | 0 | 162.4558 | 245.7711 | 0 | 0 | 0 | 0 | 0 | 0 | 156.2456 | 38.8141 | 165.1282 | 165.1282 | 0 | 0 | 0 | 0 | 0 | 7.2681 | 63.4491 | 267.2471 | 0 | 0 | 0 | 0 | 214.7173 | 252.7871 | 330.4467 | 139.0074 | 0.40397 | 0.40336 | 0.39852 | 0.38167 | 86.7384 | 101.964 | 131.6903 | 53.0549
1 | 2 | 22 | 500.3639 | 511.4016 | 525.4253 | 537.451 | 0 | 0 | 0 | 0 | 158.637 | 246.8204 | 0 | 0 | 0 | 0 | 0 | 0 | 147.2384 | 43.5799 | 174.6597 | 174.6597 | 0 | 0 | 0 | 0 | 0 | 25.2784 | 197.6252 | 59.3941 | 0 | 0 | 0 | 0 | 194.4885 | 195.7229 | 153.1404 | 303.3972 | 0.40092 | 0.40074 | 0.39596 | 0.37797 | 77.975 | 78.4344 | 60.637 | 114.6747
1 | 2 | 23 | 458.8262 | 469.135 | 482.1657 | 493.3018 | 0 | 0 | 0 | 0 | 147.9937 | 239.9787 | 0 | 0 | 0 | 0 | 0 | 0 | 148.4719 | 48.8343 | 185.1687 | 185.1687 | 0 | 0 | 0 | 0 | 0 | 28.0084 | 60.4986 | 209.6362 | 0 | 0 | 0 | 0 | 162.3606 | 152.3135 | 236.4984 | 98.4969 | 0.39777 | 0.39563 | 0.3915 | 0.37266 | 64.5825 | 60.2594 | 92.5895 | 36.7063
1 | 2 | 24 | 416.5336 | 424.8082 | 435.386 | 444.3192 | 0 | 0 | 0 | 0 | 124.0264 | 237.0061 | 0 | 0 | 0 | 0 | 0 | 0 | 142.322 | 52.8304 | 193.1608 | 193.1608 | 0 | 0 | 0 | 0 | 0 | 23.0216 | 171.9063 | 97.9226 | 0 | 0 | 0 | 0 | 150.1852 | 111.9501 | 70.3189 | 153.2359 | 0.39698 | 0.39267 | 0.38667 | 0.36903 | 59.6207 | 43.9599 | 27.19 | 56.5493
1 | 3 | 1 | 387.3446 | 392.907 | 400.2862 | 406.2894 | 0 | 0 | 0 | 0 | 120.9653 | 202.2497 | 0 | 0 | 0 | 0 | 0 | 0 | 126.5165 | 58.076 | 204.2708 | 204.2708 | 0 | 0 | 0 | 0 | 0 | -2.3248 | 42.2546 | 113.0864 | 0 | 0 | 0 | 0 | 139.8628 | 134.9061 | 153.7608 | 88.9322 | 0.399 | 0.39187 | 0.38588 | 0.36679 | 55.8052 | 52.8656 | 59.3332 | 32.619
1 | 3 | 2 | 370.0542 | 373.639 | 378.7907 | 382.8561 | 0 | 0 | 0 | 0 | 117.4288 | 178.9076 | 0 | 0 | 0 | 0 | 0 | 0 | 120.888 | 59.7138 | 213.4378 | 213.4378 | 0 | 0 | 0 | 0 | 0 | 7.4913 | -14.5559 | -3.425 | 0 | 0 | 0 | 0 | 131.7375 | 127.5262 | 179.9087 | 172.8433 | 0.39922 | 0.39186 | 0.38422 | 0.36646 | 52.5927 | 49.9729 | 69.1244 | 63.3406
1 | 3 | 3 | 360.8151 | 362.756 | 366.0786 | 368.5537 | 0 | 0 | 0 | 0 | 117.9642 | 175.5302 | 0 | 0 | 0 | 0 | 0 | 0 | 110.4546 | 62.2253 | 235.6919 | 235.6919 | 0 | 0 | 0 | 0 | 0 | -8.1025 | 183.4873 | -126.8523 | 0 | 0 | 0 | 0 | 132.3964 | 133.103 | -53.1007 | 259.7141 | 0.39872 | 0.3916 | 0.38238 | 0.3658 | 52.7894 | 52.1225 | -20.3048 | 95.0032
1 | 3 | 4 | 359.5485 | 360.1287 | 361.9438 | 363.0826 | 0 | 0 | 0 | 0 | 112.608 | 182.492 | 0 | 0 | 0 | 0 | 0 | 0 | 104.7456 | 65.3964 | 264.0616 | 264.0616 | 0 | 0 | 0 | 0 | 0 | -1.5744 | -59.2242 | -65.1822 | 0 | 0 | 0 | 0 | 142.1949 | 113.8147 | 157.1064 | 164.2033 | 0.39774 | 0.39105 | 0.38218 | 0.36579 | 56.5569 | 44.5068 | 60.0435 | 60.0631
1 | 3 | 5 | 369.0628 | 368.41 | 368.8985 | 368.8524 | 0 | 0 | 0 | 0 | 104.748 | 201.9031 | 0 | 0 | 0 | 0 | 0 | 0 | 105.4663 | 70.779 | 296.0445 | 296.0445 | 0 | 0 | 0 | 0 | 0 | -1.7514 | 25.0086 | -29.5615 | 0 | 0 | 0 | 0 | 158.8485 | 97.4793 | 47.8455 | 102.3695 | 0.39572 | 0.38832 | 0.382 | 0.36494 | 62.8595 | 37.8527 | 18.2769 | 37.3591
1 | 3 | 6 | 398.0287 | 396.1972 | 395.541 | 394.5157 | 0 | 0 | 0 | 0 | 134.6835 | 214.8058 | 0 | 0 | 0 | 0 | 0 | 0 | 114.5799 | 80.0921 | 310.6844 | 310.6844 | 0 | 0 | 0 | 0 | 0 | 43.166 | -7.5589 | -48.9395 | 0 | 0 | 0 | 0 | 148.7653 | 58.1333 | 92.4155 | 132.7708 | 0.39561 | 0.38891 | 0.3827 | 0.36553 | 58.8536 | 22.6086 | 35.3674 | 48.5323
1 | 3 | 7 | 443.6246 | 441.6219 | 441.1444 | 440.4817 | 0 | 0 | 0 | 0 | 148.0121 | 244.0354 | 0 | 0 | 0 | 0 | 0 | 0 | 141.8664 | 91.2333 | 306.3545 | 306.3545 | 0 | 0 | 0 | 0 | 0 | 50.4687 | 211.36 | 134.0994 | 0 | 0 | 0 | 0 | 153.7461 | 55.8845 | -76.5701 | 0.027788 | 0.39512 | 0.39346 | 0.38571 | 0.37033 | 60.7476 | 21.9882 | -29.5341 | 0.010291
1 | 3 | 8 | 474.6415 | 473.1454 | 473.7376 | 474.4747 | 0 | 0 | 0 | 0 | 134.6569 | 202.1677 | 0 | 0 | 0 | 0 | 0 | 0 | 191.0757 | 137.4516 | 395.216 | 397.3777 | 0 | 0 | 0 | 0 | 0 | -4.0117 | 42.2797 | -29.0425 | 0 | 0 | 0 | 0 | 148.9088 | 137.5378 | 36.2418 | 106.1395 | 0.39371 | 0.38507 | 0.38401 | 0.3747 | 58.6263 | 52.9611 | 13.917 | 39.7709
1 | 3 | 9 | 491.747 | 491.4036 | 493.711 | 496.4118 | 0 | 0 | 0 | 0 | 113.26 | 154.4817 | 0 | 0 | 0 | 0 | 0 | 0 | 282.1122 | 327.3939 | 784.452 | 802.178 | 0 | 0 | 0 | 0 | 0 | -39.8076 | -84.7197 | -51.4651 | 0 | 0 | 0 | 0 | 96.3749 | 49.3356 | -206.0214 | -254.3011 | 0.37693 | 0.19574 | 0.19483 | 0.1952 | 36.3269 | 9.6568 | -40.1382 | -49.64
1 | 3 | 10 | 499.8971 | 499.6728 | 502.102 | 504.8562 | 0 | 0 | 0 | 0 | 117.3122 | 149.4386 | 0 | 0 | 0 | 0 | 0 | 0 | 353.1499 | 466.8413 | 1011.6833 | 1043.6825 | 0 | 0 | 0 | 0 | 0 | -34.3563 | -236.5524 | -380.0086 | 0 | 0 | 0 | 0 | 29.435 | -82.2508 | -273.0289 | -158.8177 | 0.37868 | 0.19544 | 0.19523 | 0.10268 | 11.1463 | -16.075 | -53.3047 | -16.3079
1 | 3 | 11 | 507.098 | 507.0997 | 509.5402 | 511.981 | 0 | 0 | 0 | 0 | 105.7226 | 140.5713 | 0 | 0 | 0 | 0 | 0 | 0 | 398.0287 | 546.6918 | 1143.9042 | 1184.2075 | 0 | 0 | 0 | 0 | 0 | -48.8293 | -311.2125 | -355.2909 | 0 | 0 | 0 | 0 | 3.3467 | -131.3342 | -323.1515 | -316.9356 | 0.37978 | 0.19887 | 0.19965 | 0.10268 | 1.271 | -26.1179 | -64.5172 | -32.5439
1 | 3 | 12 | 507.4419 | 507.698 | 510.2244 | 512.5047 | 0 | 0 | 0 | 0 | 98.75 | 141.0091 | 0 | 0 | 0 | 0 | 0 | 0 | 426.5212 | 584.356 | 1194.1525 | 1238.3329 | 0 | 0 | 0 | 0 | 0 | -48.5577 | -328.5467 | -366.3532 | 0 | 0 | 0 | 0 | -17.8293 | -169.1094 | -355.3814 | -359.475 | 0.37904 | 0.19928 | 0.19965 | 0.10268 | -6.7581 | -33.7 | -70.9519 | -36.912
1 | 3 | 13 | 505.392 | 506.8102 | 510.5445 | 513.8159 | 0 | 0 | 0 | 0 | 102.5017 | 140.9817 | 0 | 0 | 0 | 0 | 0 | 0 | 432.9956 | 594.4103 | 1213.0673 | 1257.7472 | 0 | 0 | 0 | 0 | 0 | -47.8328 | -325.016 | -359.2497 | 0 | 0 | 0 | 0 | -30.1053 | -180.7489 | -377.5068 | -384.6816 | 0.37914 | 0.19928 | 0.19965 | 0.10268 | -11.4142 | -36.0195 | -75.3692 | -39.5003
1 | 3 | 14 | 503.886 | 506.0322 | 510.5916 | 514.628 | 0 | 0 | 0 | 0 | 108.057 | 144.5794 | 0 | 0 | 0 | 0 | 0 | 0 | 422.6345 | 580.632 | 1174.6378 | 1217.0322 | 0 | 0 | 0 | 0 | 0 | -50.6032 | -294.9653 | -282.1515 | 0 | 0 | 0 | 0 | -26.8055 | -168.576 | -369.0808 | -420.2528 | 0.37923 | 0.19925 | 0.19951 | 0.10268 | -10.1656 | -33.5894 | -73.6366 | -43.1528
1 | 3 | 15 | 498.3075 | 501.1912 | 506.5201 | 511.2136 | 0 | 0 | 0 | 0 | 109.5899 | 150.4251 | 0 | 0 | 0 | 0 | 0 | 0 | 396.1627 | 523.9531 | 1066.0508 | 1101.5913 | 0 | 0 | 0 | 0 | 0 | -36.6384 | -215.2765 | -220.3125 | 0 | 0 | 0 | 0 | -7.4451 | -136.5486 | -344.2543 | -370.0651 | 0.37903 | 0.19565 | 0.19571 | 0.097328 | -2.8219 | -26.7153 | -67.3747 | -36.0178
1 | 3 | 16 | 491.9132 | 496.4923 | 503.676 | 510.0264 | 0 | 0 | 0 | 0 | 112.0594 | 173.8324 | 0 | 0 | 0 | 0 | 0 | 0 | 380.1283 | 424.4081 | 851.1997 | 874.5469 | 0 | 0 | 0 | 0 | 0 | -20.5472 | -9.9417 | -30.2117 | 0 | 0 | 0 | 0 | -0.2746 | -81.2011 | -337.582 | -334.3088 | 0.37973 | 0.1927 | 0.19404 | 0.18663 | -0.10428 | -15.6475 | -65.5057 | -62.3908
1 | 3 | 17 | 496.9377 | 502.8656 | 511.5128 | 519.1026 | 0 | 0 | 0 | 0 | 139.0248 | 211.4701 | 0 | 0 | 0 | 0 | 0 | 0 | 321.9141 | 251.6788 | 504.0475 | 509.1888 | 0 | 0 | 0 | 0 | 0 | -1.3057 | -12.5879 | 86.1391 | 0 | 0 | 0 | 0 | 35.9988 | 41.0224 | 20.0532 | -76.2253 | 0.39657 | 0.40209 | 0.39866 | 0.38696 | 14.276 | 16.4948 | 7.9945 | -29.4962
1 | 3 | 18 | 555.502 | 564.803 | 577.3653 | 588.353 | 0 | 0 | 0 | 0 | 162.9455 | 252.0645 | 0 | 0 | 0 | 0 | 0 | 0 | 295.9058 | 188.7484 | 327.0611 | 327.0611 | 0 | 0 | 0 | 0 | 0 | 29.1308 | 123.5002 | 285.1707 | 0 | 0 | 0 | 0 | 96.6507 | 94.8592 | 126.804 | -23.8788 | 0.40419 | 0.40413 | 0.39849 | 0.38211 | 39.0648 | 38.3351 | 50.5301 | -9.1244
1 | 3 | 19 | 564.0775 | 575.2518 | 589.8847 | 602.6668 | 0 | 0 | 0 | 0 | 168.7921 | 246.4077 | 0 | 0 | 0 | 0 | 0 | 0 | 290.0713 | 192.4834 | 333.8467 | 333.8467 | 0 | 0 | 0 | 0 | 0 | 26.4216 | 161.7987 | 245.9221 | 0 | 0 | 0 | 0 | 105.2142 | 109.9392 | 94.2393 | 22.898 | 0.40616 | 0.40567 | 0.40134 | 0.38379 | 42.7335 | 44.5996 | 37.8218 | 8.7881
1 | 3 | 20 | 557.1499 | 568.815 | 583.8775 | 596.9421 | 0 | 0 | 0 | 0 | 159.852 | 259.8245 | 0 | 0 | 0 | 0 | 0 | 0 | 293.6372 | 192.1241 | 313.5238 | 313.5238 | 0 | 0 | 0 | 0 | 0 | 4.2291 | 77.3766 | 210.5379 | 0 | 0 | 0 | 0 | 103.6606 | 112.6372 | 192.9771 | 72.8805 | 0.40529 | 0.40498 | 0.3998 | 0.38283 | 42.0129 | 45.6162 | 77.1531 | 27.9006
1 | 3 | 21 | 539.1293 | 550.5379 | 565.1481 | 577.703 | 0 | 0 | 0 | 0 | 162.4558 | 245.7711 | 0 | 0 | 0 | 0 | 0 | 0 | 280.3951 | 188.1771 | 314.392 | 314.392 | 0 | 0 | 0 | 0 | 0 | 7.2681 | 63.4491 | 267.2471 | 0 | 0 | 0 | 0 | 96.2784 | 109.3216 | 187.307 | -3.9361 | 0.40397 | 0.40336 | 0.39852 | 0.38167 | 38.8932 | 44.0959 | 74.646 | -1.5023
1 | 3 | 22 | 508.7032 | 520.0138 | 534.3686 | 546.6807 | 0 | 0 | 0 | 0 | 158.637 | 246.8204 | 0 | 0 | 0 | 0 | 0 | 0 | 287.9383 | 202.9324 | 341.3488 | 341.3488 | 0 | 0 | 0 | 0 | 0 | 25.2784 | 197.6252 | 59.3941 | 0 | 0 | 0 | 0 | 62.1279 | 44.9826 | -4.6054 | 145.9377 | 0.40092 | 0.40074 | 0.39596 | 0.37797 | 24.9086 | 18.0264 | -1.8236 | 55.1599
1 | 3 | 23 | 466.0415 | 476.5865 | 489.9035 | 501.2874 | 0 | 0 | 0 | 0 | 147.9937 | 239.9787 | 0 | 0 | 0 | 0 | 0 | 0 | 293.5764 | 219.3248 | 354.379 | 354.379 | 0 | 0 | 0 | 0 | 0 | 28.0084 | 60.4986 | 209.6362 | 0 | 0 | 0 | 0 | 24.4714 | -10.7255 | 75.0259 | -62.7279 | 0.39777 | 0.39563 | 0.3915 | 0.37266 | 9.7341 | -4.2433 | 29.3727 | -23.3764
1 | 3 | 24 | 422.5524 | 431.024 | 441.8407 | 450.9806 | 0 | 0 | 0 | 0 | 124.0264 | 237.0061 | 0 | 0 | 0 | 0 | 0 | 0 | 304.0979 | 215.588 | 368.4447 | 368.4447 | 0 | 0 | 0 | 0 | 0 | 23.0216 | 171.9063 | 97.9226 | 0 | 0 | 0 | 0 | -5.5719 | -44.5917 | -98.5104 | -15.3867 | 0.39698 | 0.39267 | 0.38667 | 0.36903 | -2.2119 | -17.51 | -38.0907 | -5.6782
1 | 4 | 1 | 389.7194 | 395.3596 | 402.8331 | 408.9179 | 0 | 0 | 0 | 0 | 120.9653 | 202.2497 | 0 | 0 | 0 | 0 | 0 | 0 | 300.6704 | 202.2917 | 386.818 | 386.818 | 0 | 0 | 0 | 0 | 0 | -2.3248 | 42.2546 | 113.0864 | 0 | 0 | 0 | 0 | -31.9163 | -6.857 | -26.2395 | -90.9865 | 0.399 | 0.39187 | 0.38588 | 0.36679 | -12.7346 | -2.6871 | -10.1253 | -33.3726
1 | 4 | 2 | 371.2145 | 374.8372 | 380.0349 | 384.1402 | 0 | 0 | 0 | 0 | 117.4288 | 178.9076 | 0 | 0 | 0 | 0 | 0 | 0 | 283.4876 | 196.3909 | 393.9381 | 393.9381 | 0 | 0 | 0 | 0 | 0 | 7.4913 | -14.5559 | -3.425 | 0 | 0 | 0 | 0 | -29.7019 | -7.9527 | 0.65274 | -6.3729 | 0.39922 | 0.39186 | 0.38422 | 0.36646 | -11.8577 | -3.1164 | 0.25079 | -2.3354
1 | 4 | 3 | 360.4888 | 362.419 | 365.7286 | 368.1925 | 0 | 0 | 0 | 0 | 117.9642 | 175.5302 | 0 | 0 | 0 | 0 | 0 | 0 | 277.0405 | 194.6039 | 380.5468 | 380.5468 | 0 | 0 | 0 | 0 | 0 | -8.1025 | 183.4873 | -126.8523 | 0 | 0 | 0 | 0 | -34.5159 | 0.38738 | -198.3055 | 114.498 | 0.39872 | 0.3916 | 0.38238 | 0.3658 | -13.7623 | 0.1517 | -75.8288 | 41.8833
1 | 4 | 4 | 357.9894 | 358.5185 | 360.2718 | 361.3571 | 0 | 0 | 0 | 0 | 112.608 | 182.492 | 0 | 0 | 0 | 0 | 0 | 0 | 277.0067 | 199.7387 | 355.6831 | 355.6831 | 0 | 0 | 0 | 0 | 0 | -1.5744 | -59.2242 | -65.1822 | 0 | 0 | 0 | 0 | -31.6254 | -22.1377 | 63.8129 | 70.8562 | 0.39774 | 0.39105 | 0.38218 | 0.36579 | -12.5787 | -8.6569 | 24.3883 | 25.9182
1 | 4 | 5 | 366.4703 | 365.7327 | 366.1183 | 365.9832 | 0 | 0 | 0 | 0 | 104.748 | 201.9031 | 0 | 0 | 0 | 0 | 0 | 0 | 263.7071 | 207.7761 | 339.016 | 339.016 | 0 | 0 | 0 | 0 | 0 | -1.7514 | 25.0086 | -29.5615 | 0 | 0 | 0 | 0 | -1.9848 | -42.1952 | 2.0938 | 56.5288 | 0.39572 | 0.38832 | 0.382 | 0.36494 | -0.78542 | -16.385 | 0.79983 | 20.6298
1 | 4 | 6 | 395.3457 | 393.4263 | 392.6637 | 391.5462 | 0 | 0 | 0 | 0 | 134.6835 | 214.8058 | 0 | 0 | 0 | 0 | 0 | 0 | 275.7039 | 217.0419 | 327.5967 | 327.5967 | 0 | 0 | 0 | 0 | 0 | 43.166 | -7.5589 | -48.9395 | 0 | 0 | 0 | 0 | -15.0417 | -81.5874 | 72.6258 | 112.8889 | 0.39561 | 0.38891 | 0.3827 | 0.36553 | -5.9507 | -31.7301 | 27.7939 | 41.2648
1 | 4 | 7 | 439.4731 | 437.3345 | 436.6922 | 435.887 | 0 | 0 | 0 | 0 | 148.0121 | 244.0354 | 0 | 0 | 0 | 0 | 0 | 0 | 267.5634 | 217.1413 | 364.294 | 364.2941 | 0 | 0 | 0 | 0 | 0 | 50.4687 | 211.36 | 134.0994 | 0 | 0 | 0 | 0 | 23.8976 | -74.3109 | -138.9618 | -62.5066 | 0.39512 | 0.39346 | 0.38571 | 0.37033 | 9.4423 | -29.2382 | -53.5994 | -23.148
1 | 4 | 8 | 473.4994 | 471.9659 | 472.5127 | 473.2107 | 0 | 0 | 0 | 0 | 134.6569 | 202.1677 | 0 | 0 | 0 | 0 | 0 | 0 | 290.5447 | 282.3323 | 439.6572 | 444.5841 | 0 | 0 | 0 | 0 | 0 | -4.0117 | 42.2797 | -29.0425 | 0 | 0 | 0 | 0 | 48.2978 | -8.5224 | -9.4242 | 57.6691 | 0.39371 | 0.38507 | 0.38401 | 0.3747 | 19.0151 | -3.2817 | -3.6189 | 21.6088
1 | 4 | 9 | 493.995 | 493.7251 | 496.1218 | 498.8998 | 0 | 0 | 0 | 0 | 113.26 | 154.4817 | 0 | 0 | 0 | 0 | 0 | 0 | 345.1115 | 392.2523 | 602.5462 | 619.3449 | 0 | 0 | 0 | 0 | 0 | -39.8076 | -84.7197 | -51.4651 | 0 | 0 | 0 | 0 | 35.6236 | -13.2013 | -21.7048 | -68.98 | 0.37693 | 0.19574 | 0.19483 | 0.1952 | 13.4277 | -2.584 | -4.2286 | -13.465
1 | 4 | 10 | 505.0457 | 504.99 | 507.6235 | 510.5544 | 0 | 0 | 0 | 0 | 117.3122 | 149.4386 | 0 | 0 | 0 | 0 | 0 | 0 | 394.072 | 469.1503 | 645.7103 | 671.0306 | 0 | 0 | 0 | 0 | 0 | -34.3563 | -236.5524 | -380.0086 | 0 | 0 | 0 | 0 | -6.3385 | -79.2427 | 98.4656 | 219.5325 | 0.37868 | 0.19544 | 0.19523 | 0.10268 | -2.4002 | -15.4871 | 19.2239 | 22.5423
1 | 4 | 11 | 512.6636 | 512.8474 | 515.5089 | 518.1408 | 0 | 0 | 0 | 0 | 105.7226 | 140.5713 | 0 | 0 | 0 | 0 | 0 | 0 | 449.7447 | 512.5188 | 638.5344 | 667.5764 | 0 | 0 | 0 | 0 | 0 | -48.8293 | -311.2125 | -355.2909 | 0 | 0 | 0 | 0 | -42.8037 | -91.4134 | 188.187 | 205.8552 | 0.37978 | 0.19887 | 0.19965 | 0.10268 | -16.2558 | -18.179 | 37.5715 | 21.1378
1 | 4 | 12 | 514.8748 | 515.3741 | 518.1956 | 520.7311 | 0 | 0 | 0 | 0 | 98.75 | 141.0091 | 0 | 0 | 0 | 0 | 0 | 0 | 504.8459 | 543.5675 | 693.5926 | 725.6925 | 0 | 0 | 0 | 0 | 0 | -48.5577 | -328.5467 | -366.3532 | 0 | 0 | 0 | 0 | -88.7212 | -120.6448 | 153.1496 | 161.3918 | 0.37904 | 0.19928 | 0.19965 | 0.10268 | -33.6292 | -24.042 | 30.5763 | 16.5722
1 | 4 | 13 | 510.6675 | 512.2584 | 516.2021 | 519.6547 | 0 | 0 | 0 | 0 | 102.5017 | 140.9817 | 0 | 0 | 0 | 0 | 0 | 0 | 556.5391 | 569.2999 | 694.8215 | 728.2107 | 0 | 0 | 0 | 0 | 0 | -47.8328 | -325.016 | -359.2497 | 0 | 0 | 0 | 0 | -148.3733 | -150.1903 | 146.3966 | 150.6936 | 0.37914 | 0.19928 | 0.19965 | 0.10268 | -56.2548 | -29.9298 | 29.2281 | 15.4737
1 | 4 | 14 | 508.527 | 510.8251 | 515.5687 | 519.7644 | 0 | 0 | 0 | 0 | 108.057 | 144.5794 | 0 | 0 | 0 | 0 | 0 | 0 | 568.7006 | 564.8868 | 695.9994 | 727.0276 | 0 | 0 | 0 | 0 | 0 | -50.6032 | -294.9653 | -282.1515 | 0 | 0 | 0 | 0 | -168.2306 | -148.0379 | 114.5347 | 74.8884 | 0.37923 | 0.19925 | 0.19951 | 0.10268 | -63.7989 | -29.4971 | 22.8512 | 7.6898
1 | 4 | 15 | 502.5134 | 505.5348 | 511.0306 | 515.8686 | 0 | 0 | 0 | 0 | 109.5899 | 150.4251 | 0 | 0 | 0 | 0 | 0 | 0 | 546.9896 | 540.9152 | 719.0827 | 746.1664 | 0 | 0 | 0 | 0 | 0 | -36.6384 | -215.2765 | -220.3125 | 0 | 0 | 0 | 0 | -154.0662 | -149.1671 | 7.2243 | -9.9854 | 0.37903 | 0.19565 | 0.19571 | 0.097328 | -58.3959 | -29.1841 | 1.4139 | -0.97186
1 | 4 | 16 | 500.4337 | 505.2918 | 512.8137 | 519.4567 | 0 | 0 | 0 | 0 | 112.0594 | 173.8324 | 0 | 0 | 0 | 0 | 0 | 0 | 485.9051 | 449.7281 | 697.4712 | 715.1292 | 0 | 0 | 0 | 0 | 0 | -20.5472 | -9.9417 | -30.2117 | 0 | 0 | 0 | 0 | -97.5308 | -97.7215 | -174.7158 | -165.4608 | 0.37973 | 0.1927 | 0.19404 | 0.18663 | -37.0359 | -18.8311 | -33.9025 | -30.8793
1 | 4 | 17 | 515.8099 | 522.3555 | 531.7519 | 539.9896 | 0 | 0 | 0 | 0 | 139.0248 | 211.4701 | 0 | 0 | 0 | 0 | 0 | 0 | 395.1341 | 283.6464 | 508.0017 | 511.1668 | 0 | 0 | 0 | 0 | 0 | -1.3057 | -12.5879 | 86.1391 | 0 | 0 | 0 | 0 | -18.3491 | 28.5447 | 36.338 | -57.3163 | 0.39657 | 0.40209 | 0.39866 | 0.38696 | -7.2767 | 11.4776 | 14.4866 | -22.1791
1 | 4 | 18 | 569.6244 | 579.3877 | 592.5106 | 603.9832 | 0 | 0 | 0 | 0 | 162.9455 | 252.0645 | 0 | 0 | 0 | 0 | 0 | 0 | 358.3233 | 230.5399 | 471.8501 | 471.8501 | 0 | 0 | 0 | 0 | 0 | 29.1308 | 123.5002 | 285.1707 | 0 | 0 | 0 | 0 | 48.3556 | 67.6524 | -2.8398 | -153.0377 | 0.40419 | 0.40413 | 0.39849 | 0.38211 | 19.5446 | 27.3401 | -1.1316 | -58.4779
1 | 4 | 19 | 578.8888 | 590.5479 | 605.7688 | 619.0594 | 0 | 0 | 0 | 0 | 168.7921 | 246.4077 | 0 | 0 | 0 | 0 | 0 | 0 | 344.2183 | 218.8052 | 458.4909 | 458.4909 | 0 | 0 | 0 | 0 | 0 | 26.4216 | 161.7987 | 245.9221 | 0 | 0 | 0 | 0 | 65.8784 | 98.9135 | -14.5209 | -85.3536 | 0.40616 | 0.40567 | 0.40134 | 0.38379 | 26.757 | 40.1267 | -5.8278 | -32.7583
1 | 4 | 20 | 568.7886 | 580.8347 | 596.3592 | 609.8234 | 0 | 0 | 0 | 0 | 159.852 | 259.8245 | 0 | 0 | 0 | 0 | 0 | 0 | 325.6963 | 204.7385 | 464.4008 | 464.4008 | 0 | 0 | 0 | 0 | 0 | 4.2291 | 77.3766 | 210.5379 | 0 | 0 | 0 | 0 | 83.2402 | 112.0425 | 54.5818 | -65.1152 | 0.40529 | 0.40498 | 0.3998 | 0.38283 | 33.7367 | 45.3753 | 21.822 | -24.9279
1 | 4 | 21 | 551.2938 | 563.1006 | 578.1936 | 591.1662 | 0 | 0 | 0 | 0 | 162.4558 | 245.7711 | 0 | 0 | 0 | 0 | 0 | 0 | 286.9348 | 178.521 | 464.7682 | 464.7682 | 0 | 0 | 0 | 0 | 0 | 7.2681 | 63.4491 | 267.2471 | 0 | 0 | 0 | 0 | 101.9032 | 131.5404 | 49.9763 | -140.8491 | 0.40397 | 0.40336 | 0.39852 | 0.38167 | 41.1654 | 53.058 | 19.9167 | -53.7578
1 | 4 | 22 | 520.3964 | 532.0897 | 546.9086 | 559.6222 | 0 | 0 | 0 | 0 | 158.637 | 246.8204 | 0 | 0 | 0 | 0 | 0 | 0 | 284.3709 | 180.0921 | 480.7895 | 480.7895 | 0 | 0 | 0 | 0 | 0 | 25.2784 | 197.6252 | 59.3941 | 0 | 0 | 0 | 0 | 77.3885 | 79.8988 | -131.5061 | 19.4386 | 0.40092 | 0.40074 | 0.39596 | 0.37797 | 31.0269 | 32.0188 | -52.0707 | 7.3472
1 | 4 | 23 | 476.8826 | 487.7824 | 501.5298 | 513.2859 | 0 | 0 | 0 | 0 | 147.9937 | 239.9787 | 0 | 0 | 0 | 0 | 0 | 0 | 350.5789 | 230.2375 | 493.1504 | 493.1504 | 0 | 0 | 0 | 0 | 0 | 28.0084 | 60.4986 | 209.6362 | 0 | 0 | 0 | 0 | -21.69 | -10.4423 | -52.1192 | -189.5007 | 0.39777 | 0.39563 | 0.3915 | 0.37266 | -8.6277 | -4.1312 | -20.4047 | -70.6202
1 | 4 | 24 | 430.7647 | 439.5052 | 450.6479 | 460.0697 | 0 | 0 | 0 | 0 | 124.0264 | 237.0061 | 0 | 0 | 0 | 0 | 0 | 0 | 381.769 | 255.8167 | 501.2532 | 501.2532 | 0 | 0 | 0 | 0 | 0 | 23.0216 | 171.9063 | 97.9226 | 0 | 0 | 0 | 0 | -75.0306 | -76.3392 | -222.5116 | -139.106 | 0.39698 | 0.39267 | 0.38667 | 0.36903 | -29.7857 | -29.9764 | -86.038 | -51.3349
1 | 5 | 1 | 398.8202 | 404.7582 | 412.5929 | 418.9902 | 0 | 0 | 0 | 0 | 120.9653 | 202.2497 | 0 | 0 | 0 | 0 | 0 | 0 | 370.5526 | 246.7385 | 501.3281 | 501.3281 | 0 | 0 | 0 | 0 | 0 | -2.3248 | 42.2546 | 113.0864 | 0 | 0 | 0 | 0 | -92.6978 | -41.9052 | -130.9897 | -195.4243 | 0.399 | 0.39187 | 0.38588 | 0.36679 | -36.9864 | -16.4214 | -50.5463 | -71.6788
1 | 5 | 2 | 382.2369 | 386.2204 | 391.8556 | 396.3394 | 0 | 0 | 0 | 0 | 117.4288 | 178.9076 | 0 | 0 | 0 | 0 | 0 | 0 | 341.2106 | 224.6927 | 500.9246 | 500.9246 | 0 | 0 | 0 | 0 | 0 | 7.4913 | -14.5559 | -3.425 | 0 | 0 | 0 | 0 | -76.4025 | -24.8713 | -94.5131 | -101.1602 | 0.39922 | 0.39186 | 0.38422 | 0.36646 | -30.5017 | -9.7462 | -36.3138 | -37.0715
1 | 5 | 3 | 371.8194 | 374.1205 | 377.8798 | 380.7328 | 0 | 0 | 0 | 0 | 117.9642 | 175.5302 | 0 | 0 | 0 | 0 | 0 | 0 | 347.7409 | 232.3148 | 501.9251 | 501.9251 | 0 | 0 | 0 | 0 | 0 | -8.1025 | 183.4873 | -126.8523 | 0 | 0 | 0 | 0 | -93.8857 | -25.622 | -307.5326 | 5.66 | 0.39872 | 0.3916 | 0.38238 | 0.3658 | -37.4343 | -10.0335 | -117.5955 | 2.0704
1 | 5 | 4 | 372.1481 | 373.1407 | 375.4559 | 377.0274 | 0 | 0 | 0 | 0 | 112.608 | 182.492 | 0 | 0 | 0 | 0 | 0 | 0 | 359.5141 | 240.3164 | 502.1469 | 502.1469 | 0 | 0 | 0 | 0 | 0 | -1.5744 | -59.2242 | -65.1822 | 0 | 0 | 0 | 0 | -99.974 | -48.0933 | -67.4668 | -59.9373 | 0.39774 | 0.39105 | 0.38218 | 0.36579 | -39.7639 | -18.8067 | -25.7847 | -21.9242
1 | 5 | 5 | 381.2817 | 381.0288 | 382.0023 | 382.3758 | 0 | 0 | 0 | 0 | 104.748 | 201.9031 | 0 | 0 | 0 | 0 | 0 | 0 | 363.2198 | 245.7048 | 497.275 | 497.275 | 0 | 0 | 0 | 0 | 0 | -1.7514 | 25.0086 | -29.5615 | 0 | 0 | 0 | 0 | -86.6861 | -64.8277 | -140.2813 | -85.3377 | 0.39572 | 0.38832 | 0.382 | 0.36494 | -34.3034 | -25.1736 | -53.5873 | -31.1434
1 | 5 | 6 | 411.1541 | 409.7522 | 409.617 | 409.0423 | 0 | 0 | 0 | 0 | 134.6835 | 214.8058 | 0 | 0 | 0 | 0 | 0 | 0 | 340.3055 | 236.2324 | 482.848 | 482.848 | 0 | 0 | 0 | 0 | 0 | 43.166 | -7.5589 | -48.9395 | 0 | 0 | 0 | 0 | -63.8349 | -84.4519 | -65.6722 | -24.8662 | 0.39561 | 0.38891 | 0.3827 | 0.36553 | -25.254 | -32.8441 | -25.1327 | -9.0895
1 | 5 | 7 | 455.354 | 453.7352 | 453.7233 | 453.4634 | 0 | 0 | 0 | 0 | 148.0121 | 244.0354 | 0 | 0 | 0 | 0 | 0 | 0 | 324.4446 | 234.1249 | 476.8553 | 476.8554 | 0 | 0 | 0 | 0 | 0 | 50.4687 | 211.36 | 134.0994 | 0 | 0 | 0 | 0 | -17.1027 | -74.8937 | -234.492 | -157.4915 | 0.39512 | 0.39346 | 0.38571 | 0.37033 | -6.7576 | -29.4675 | -90.4467 | -58.3238
1 | 5 | 8 | 486.099 | 484.9779 | 486.0248 | 487.1554 | 0 | 0 | 0 | 0 | 134.6569 | 202.1677 | 0 | 0 | 0 | 0 | 0 | 0 | 380.278 | 303.2178 | 565.1496 | 569.6057 | 0 | 0 | 0 | 0 | 0 | -4.0117 | 42.2797 | -29.0425 | 0 | 0 | 0 | 0 | -28.8359 | -16.3959 | -121.4045 | -53.4078 | 0.39371 | 0.38507 | 0.38401 | 0.3747 | -11.3529 | -6.3135 | -46.6199 | -20.0121
1 | 5 | 9 | 502.5156 | 502.5246 | 505.2594 | 508.33 | 0 | 0 | 0 | 0 | 113.26 | 154.4817 | 0 | 0 | 0 | 0 | 0 | 0 | 503.9267 | 517.5494 | 977.1294 | 998.335 | 0 | 0 | 0 | 0 | 0 | -39.8076 | -84.7197 | -51.4651 | 0 | 0 | 0 | 0 | -114.6711 | -129.6988 | -387.1502 | -438.5399 | 0.37693 | 0.19574 | 0.19483 | 0.1952 | -43.2233 | -25.387 | -75.4267 | -85.6038
1 | 5 | 10 | 512.116 | 512.2917 | 515.2058 | 518.3795 | 0 | 0 | 0 | 0 | 117.3122 | 149.4386 | 0 | 0 | 0 | 0 | 0 | 0 | 573.4682 | 660.7045 | 1194.411 | 1229.5084 | 0 | 0 | 0 | 0 | 0 | -34.3563 | -236.5524 | -380.0086 | 0 | 0 | 0 | 0 | -178.6645 | -263.4952 | -442.6528 | -331.1202 | 0.37868 | 0.19544 | 0.19523 | 0.10268 | -67.6561 | -51.497 | -86.4211 | -34.0004
1 | 5 | 11 | 515.1835 | 515.4498 | 518.2113 | 520.9297 | 0 | 0 | 0 | 0 | 105.7226 | 140.5713 | 0 | 0 | 0 | 0 | 0 | 0 | 589.7104 | 724.7074 | 1302.5058 | 1345.7732 | 0 | 0 | 0 | 0 | 0 | -48.8293 | -311.2125 | -355.2909 | 0 | 0 | 0 | 0 | -180.2495 | -300.9996 | -473.082 | -469.5526 | 0.37978 | 0.19887 | 0.19965 | 0.10268 | -68.4545 | -59.8587 | -94.4508 | -48.2151
1 | 5 | 12 | 513.0438 | 513.4832 | 516.2319 | 518.7046 | 0 | 0 | 0 | 0 | 98.75 | 141.0091 | 0 | 0 | 0 | 0 | 0 | 0 | 597.0629 | 753.6675 | 1363.4731 | 1411.6168 | 0 | 0 | 0 | 0 | 0 | -48.5577 | -328.5467 | -366.3532 | 0 | 0 | 0 | 0 | -182.7691 | -332.6356 | -518.6945 | -526.5591 | 0.37904 | 0.19928 | 0.19965 | 0.10268 | -69.2775 | -66.2874 | -103.5574 | -54.0687
1 | 5 | 13 | 504.7756 | 506.1737 | 509.8835 | 513.1337 | 0 | 0 | 0 | 0 | 102.5017 | 140.9817 | 0 | 0 | 0 | 0 | 0 | 0 | 621.1529 | 765.3237 | 1387.6454 | 1437.7989 | 0 | 0 | 0 | 0 | 0 | -47.8328 | -325.016 | -359.2497 | 0 | 0 | 0 | 0 | -218.879 | -352.2989 | -552.7459 | -565.4155 | 0.37914 | 0.19928 | 0.19965 | 0.10268 | -82.9866 | -70.2059 | -110.3557 | -58.0586
1 | 5 | 14 | 496.8702 | 498.7866 | 503.0676 | 506.863 | 0 | 0 | 0 | 0 | 108.057 | 144.5794 | 0 | 0 | 0 | 0 | 0 | 0 | 617.7791 | 741.9128 | 1344.3924 | 1392.3057 | 0 | 0 | 0 | 0 | 0 | -50.6032 | -294.9653 | -282.1515 | 0 | 0 | 0 | 0 | -228.9659 | -337.1023 | -546.3595 | -603.2911 | 0.37923 | 0.19925 | 0.19951 | 0.10268 | -86.8319 | -67.1689 | -109.0061 | -61.9477
1 | 5 | 15 | 492.1799 | 494.8631 | 499.9487 | 504.4319 | 0 | 0 | 0 | 0 | 109.5899 | 150.4251 | 0 | 0 | 0 | 0 | 0 | 0 | 591.8342 | 680.8527 | 1230.9109 | 1272.1932 | 0 | 0 | 0 | 0 | 0 | -36.6384 | -215.2765 | -220.3125 | 0 | 0 | 0 | 0 | -209.2442 | -299.7763 | -515.6857 | -547.4489 | 0.37903 | 0.19565 | 0.19571 | 0.097328 | -79.3101 | -58.6503 | -100.9259 | -53.2823
1 | 5 | 16 | 487.0184 | 491.4373 | 498.4267 | 504.609 | 0 | 0 | 0 | 0 | 112.0594 | 173.8324 | 0 | 0 | 0 | 0 | 0 | 0 | 536.0184 | 536.7194 | 954.7043 | 981.9412 | 0 | 0 | 0 | 0 | 0 | -20.5472 | -9.9417 | -30.2117 | 0 | 0 | 0 | 0 | -161.0595 | -198.5673 | -446.336 | -447.1205 | 0.37973 | 0.1927 | 0.19404 | 0.18663 | -61.1599 | -38.2642 | -86.6088 | -83.4445
1 | 5 | 17 | 497.8623 | 503.8204 | 512.5044 | 520.1259 | 0 | 0 | 0 | 0 | 139.0248 | 211.4701 | 0 | 0 | 0 | 0 | 0 | 0 | 456.0293 | 319.3737 | 578.0399 | 584.5923 | 0 | 0 | 0 | 0 | 0 | -1.3057 | -12.5879 | 86.1391 | 0 | 0 | 0 | 0 | -97.1919 | -25.7177 | -52.9476 | -150.6055 | 0.39657 | 0.40209 | 0.39866 | 0.38696 | -38.5432 | -10.3409 | -21.1082 | -58.2784
1 | 5 | 18 | 554.2511 | 563.5111 | 576.0238 | 586.9686 | 0 | 0 | 0 | 0 | 162.9455 | 252.0645 | 0 | 0 | 0 | 0 | 0 | 0 | 404.7736 | 196.9847 | 316.3588 | 316.3588 | 0 | 0 | 0 | 0 | 0 | 29.1308 | 123.5002 | 285.1707 | 0 | 0 | 0 | 0 | -13.468 | 85.3311 | 136.1648 | -14.5609 | 0.40419 | 0.40413 | 0.39849 | 0.38211 | -5.4436 | 34.4845 | 54.2603 | -5.5639
1 | 5 | 19 | 568.4104 | 579.7264 | 594.5313 | 607.4622 | 0 | 0 | 0 | 0 | 168.7921 | 246.4077 | 0 | 0 | 0 | 0 | 0 | 0 | 390.279 | 191.8643 | 317.8959 | 317.8959 | 0 | 0 | 0 | 0 | 0 | 26.4216 | 161.7987 | 245.9221 | 0 | 0 | 0 | 0 | 9.3393 | 115.0329 | 114.8367 | 43.6442 | 0.40616 | 0.40567 | 0.40134 | 0.38379 | 3.7932 | 46.666 | 46.0883 | 16.7504
1 | 5 | 20 | 556.3703 | 568.0099 | 583.0415 | 596.0793 | 0 | 0 | 0 | 0 | 159.852 | 259.8245 | 0 | 0 | 0 | 0 | 0 | 0 | 367.3326 | 173.2631 | 304.0423 | 304.0423 | 0 | 0 | 0 | 0 | 0 | 4.2291 | 77.3766 | 210.5379 | 0 | 0 | 0 | 0 | 29.1857 | 130.6931 | 201.6226 | 81.4992 | 0.40529 | 0.40498 | 0.3998 | 0.38283 | 11.8288 | 52.9285 | 80.6096 | 31.2001
1 | 5 | 21 | 540.4164 | 551.8672 | 566.5285 | 579.1275 | 0 | 0 | 0 | 0 | 162.4558 | 245.7711 | 0 | 0 | 0 | 0 | 0 | 0 | 339.2759 | 152.8256 | 286.7705 | 286.7705 | 0 | 0 | 0 | 0 | 0 | 7.2681 | 63.4491 | 267.2471 | 0 | 0 | 0 | 0 | 38.6848 | 146.0024 | 216.3089 | 25.11 | 0.40397 | 0.40336 | 0.39852 | 0.38167 | 15.6273 | 58.8914 | 86.2039 | 9.5837
1 | 5 | 22 | 518.656 | 530.2924 | 545.0422 | 557.696 | 0 | 0 | 0 | 0 | 158.637 | 246.8204 | 0 | 0 | 0 | 0 | 0 | 0 | 316.4922 | 143.2091 | 291.8681 | 291.8681 | 0 | 0 | 0 | 0 | 0 | 25.2784 | 197.6252 | 59.3941 | 0 | 0 | 0 | 0 | 43.5267 | 114.9844 | 55.5489 | 206.4338 | 0.40092 | 0.40074 | 0.39596 | 0.37797 | 17.4509 | 46.0791 | 21.9949 | 78.0255
1 | 5 | 23 | 487.8868 | 499.1469 | 513.331 | 525.465 | 0 | 0 | 0 | 0 | 147.9937 | 239.9787 | 0 | 0 | 0 | 0 | 0 | 0 | 304.9719 | 178.0941 | 359.6289 | 359.6289 | 0 | 0 | 0 | 0 | 0 | 28.0084 | 60.4986 | 209.6362 | 0 | 0 | 0 | 0 | 34.9212 | 53.0656 | 93.2035 | -43.8001 | 0.39777 | 0.39563 | 0.3915 | 0.37266 | 13.8907 | 20.9942 | 36.4893 | -16.3228
1 | 5 | 24 | 444.2526 | 453.4346 | 465.1127 | 474.9976 | 0 | 0 | 0 | 0 | 124.0264 | 237.0061 | 0 | 0 | 0 | 0 | 0 | 0 | 269.5341 | 155.42 | 319.5109 | 319.5109 | 0 | 0 | 0 | 0 | 0 | 23.0216 | 171.9063 | 97.9226 | 0 | 0 | 0 | 0 | 50.6921 | 37.9869 | -26.3045 | 57.5642 | 0.39698 | 0.39267 | 0.38667 | 0.36903 | 20.1238 | 14.9164 | -10.1711 | 21.2432
1 | 6 | 1 | 414.5016 | 420.953 | 429.4101 | 436.3459 | 0 | 0 | 0 | 0 | 120.9653 | 202.2497 | 0 | 0 | 0 | 0 | 0 | 0 | 220.9155 | 107.4728 | 250.3274 | 250.3274 | 0 | 0 | 0 | 0 | 0 | -2.3248 | 42.2546 | 113.0864 | 0 | 0 | 0 | 0 | 72.6208 | 113.5553 | 136.8281 | 72.932 | 0.399 | 0.39187 | 0.38588 | 0.36679 | 28.9757 | 44.4989 | 52.7992 | 26.7504
1 | 6 | 2 | 394.1294 | 398.5022 | 404.6095 | 409.5016 | 0 | 0 | 0 | 0 | 117.4288 | 178.9076 | 0 | 0 | 0 | 0 | 0 | 0 | 201.7268 | 86.2483 | 215.2207 | 215.2207 | 0 | 0 | 0 | 0 | 0 | 7.4913 | -14.5559 | -3.425 | 0 | 0 | 0 | 0 | 74.9738 | 125.855 | 203.9447 | 197.706 | 0.39922 | 0.39186 | 0.38422 | 0.36646 | 29.9313 | 49.3181 | 78.3595 | 72.4519
1 | 6 | 3 | 385.0534 | 387.7878 | 392.0724 | 395.3798 | 0 | 0 | 0 | 0 | 117.9642 | 175.5302 | 0 | 0 | 0 | 0 | 0 | 0 | 182.7523 | 74.5078 | 204.2748 | 204.2748 | 0 | 0 | 0 | 0 | 0 | -8.1025 | 183.4873 | -126.8523 | 0 | 0 | 0 | 0 | 84.3369 | 145.8523 | 4.3103 | 317.9573 | 0.39872 | 0.3916 | 0.38238 | 0.3658 | 33.627 | 57.115 | 1.6482 | 116.3086
1 | 6 | 4 | 379.9254 | 381.1726 | 383.7965 | 385.635 | 0 | 0 | 0 | 0 | 112.608 | 182.492 | 0 | 0 | 0 | 0 | 0 | 0 | 165.7764 | 61.8235 | 192.3257 | 192.3257 | 0 | 0 | 0 | 0 | 0 | -1.5744 | -59.2242 | -65.1822 | 0 | 0 | 0 | 0 | 101.5409 | 138.4315 | 250.6949 | 258.4915 | 0.39774 | 0.39105 | 0.38218 | 0.36579 | 40.3871 | 54.1331 | 95.8116 | 94.5523
1 | 6 | 5 | 379.7951 | 379.4936 | 380.4081 | 380.7306 | 0 | 0 | 0 | 0 | 104.748 | 201.9031 | 0 | 0 | 0 | 0 | 0 | 0 | 176.1577 | 52.7063 | 173.3437 | 173.3437 | 0 | 0 | 0 | 0 | 0 | -1.7514 | 25.0086 | -29.5615 | 0 | 0 | 0 | 0 | 98.8894 | 126.6356 | 182.0559 | 236.9484 | 0.39572 | 0.38832 | 0.382 | 0.36494 | 39.1325 | 49.1746 | 69.5452 | 86.4727
1 | 6 | 6 | 392.5901 | 390.5805 | 389.7085 | 388.4964 | 0 | 0 | 0 | 0 | 134.6835 | 214.8058 | 0 | 0 | 0 | 0 | 0 | 0 | 190.5519 | 50.8815 | 167.3654 | 167.3654 | 0 | 0 | 0 | 0 | 0 | 43.166 | -7.5589 | -48.9395 | 0 | 0 | 0 | 0 | 67.3547 | 81.7273 | 229.902 | 270.0705 | 0.39561 | 0.38891 | 0.3827 | 0.36553 | 26.6464 | 31.7845 | 87.9834 | 98.7202
1 | 6 | 7 | 414.8359 | 411.8908 | 410.2707 | 408.6195 | 0 | 0 | 0 | 0 | 148.0121 | 244.0354 | 0 | 0 | 0 | 0 | 0 | 0 | 195.5045 | 50.4502 | 164.4812 | 164.4814 | 0 | 0 | 0 | 0 | 0 | 50.4687 | 211.36 | 134.0994 | 0 | 0 | 0 | 0 | 71.3192 | 66.9366 | 34.4295 | 110.0387 | 0.39512 | 0.39346 | 0.38571 | 0.37033 | 28.1794 | 26.3367 | 13.2799 | 40.7506
1 | 6 | 8 | 425.5122 | 422.4079 | 421.05 | 420.1002 | 0 | 0 | 0 | 0 | 134.6569 | 202.1677 | 0 | 0 | 0 | 0 | 0 | 0 | 233.1092 | 125.3526 | 265.2901 | 270.3737 | 0 | 0 | 0 | 0 | 0 | -4.0117 | 42.2797 | -29.0425 | 0 | 0 | 0 | 0 | 57.746 | 98.8993 | 113.4802 | 178.7691 | 0.39371 | 0.38507 | 0.38401 | 0.3747 | 22.7349 | 38.0827 | 43.577 | 66.9855
1 | 6 | 9 | 445.8447 | 443.9986 | 444.4841 | 445.6088 | 0 | 0 | 0 | 0 | 113.26 | 154.4817 | 0 | 0 | 0 | 0 | 0 | 0 | 312.7347 | 321.3204 | 708.0053 | 730.5254 | 0 | 0 | 0 | 0 | 0 | -39.8076 | -84.7197 | -51.4651 | 0 | 0 | 0 | 0 | 19.85 | 8.0041 | -178.8015 | -233.4515 | 0.37693 | 0.19574 | 0.19483 | 0.1952 | 7.4821 | 1.5667 | -34.8351 | -45.5702
1 | 6 | 10 | 461.1738 | 459.6819 | 460.5741 | 461.9986 | 0 | 0 | 0 | 0 | 117.3122 | 149.4386 | 0 | 0 | 0 | 0 | 0 | 0 | 376.8419 | 454.2177 | 983.5941 | 1020.0459 | 0 | 0 | 0 | 0 | 0 | -34.3563 | -236.5524 | -380.0086 | 0 | 0 | 0 | 0 | -32.9804 | -109.6181 | -286.4676 | -178.0386 | 0.37868 | 0.19544 | 0.19523 | 0.10268 | -12.4889 | -21.4236 | -55.9284 | -18.2815
1 | 6 | 11 | 465.746 | 464.3941 | 465.1933 | 466.2142 | 0 | 0 | 0 | 0 | 105.7226 | 140.5713 | 0 | 0 | 0 | 0 | 0 | 0 | 412.0908 | 531.3714 | 1132.8927 | 1177.6035 | 0 | 0 | 0 | 0 | 0 | -48.8293 | -311.2125 | -355.2909 | 0 | 0 | 0 | 0 | -52.0674 | -158.7193 | -356.4869 | -356.0984 | 0.37978 | 0.19887 | 0.19965 | 0.10268 | -19.774 | -31.5639 | -71.1726 | -36.5652
1 | 6 | 12 | 461.0138 | 459.7501 | 460.4337 | 461.1198 | 0 | 0 | 0 | 0 | 98.75 | 141.0091 | 0 | 0 | 0 | 0 | 0 | 0 | 430.6912 | 578.3748 | 1223.7569 | 1272.7378 | 0 | 0 | 0 | 0 | 0 | -48.5577 | -328.5467 | -366.3532 | 0 | 0 | 0 | 0 | -68.4273 | -211.0761 | -434.7765 | -445.2648 | 0.37904 | 0.19928 | 0.19965 | 0.10268 | -25.9369 | -42.0631 | -86.8031 | -45.7211
1 | 6 | 13 | 452.8182 | 452.5155 | 454.163 | 455.6292 | 0 | 0 | 0 | 0 | 102.5017 | 140.9817 | 0 | 0 | 0 | 0 | 0 | 0 | 424.2303 | 589.39 | 1244.4025 | 1293.9842 | 0 | 0 | 0 | 0 | 0 | -47.8328 | -325.016 | -359.2497 | 0 | 0 | 0 | 0 | -73.9138 | -230.0234 | -465.2235 | -479.1054 | 0.37914 | 0.19928 | 0.19965 | 0.10268 | -28.024 | -45.8389 | -92.8819 | -49.196
1 | 6 | 14 | 444.242 | 444.4357 | 446.6278 | 448.6161 | 0 | 0 | 0 | 0 | 108.057 | 144.5794 | 0 | 0 | 0 | 0 | 0 | 0 | 396.8531 | 568.7347 | 1209.7484 | 1256.4709 | 0 | 0 | 0 | 0 | 0 | -50.6032 | -294.9653 | -282.1515 | 0 | 0 | 0 | 0 | -60.6682 | -218.2752 | -468.1553 | -525.7032 | 0.37923 | 0.19925 | 0.19951 | 0.10268 | -23.0075 | -43.4921 | -93.4033 | -53.9808
1 | 6 | 15 | 436.4335 | 437.2919 | 440.1649 | 442.7339 | 0 | 0 | 0 | 0 | 109.5899 | 150.4251 | 0 | 0 | 0 | 0 | 0 | 0 | 381.5449 | 503.7861 | 1100.8499 | 1140.4347 | 0 | 0 | 0 | 0 | 0 | -36.6384 | -215.2765 | -220.3125 | 0 | 0 | 0 | 0 | -54.7012 | -180.2809 | -445.4086 | -477.3883 | 0.37903 | 0.19565 | 0.19571 | 0.097328 | -20.7335 | -35.2714 | -87.1718 | -46.4634
1 | 6 | 16 | 433.937 | 436.6183 | 441.5008 | 445.8605 | 0 | 0 | 0 | 0 | 112.0594 | 173.8324 | 0 | 0 | 0 | 0 | 0 | 0 | 321.4466 | 381.3022 | 877.1371 | 903.454 | 0 | 0 | 0 | 0 | 0 | -20.5472 | -9.9417 | -30.2117 | 0 | 0 | 0 | 0 | 0.4309 | -97.9692 | -425.6945 | -427.3818 | 0.37973 | 0.1927 | 0.19404 | 0.18663 | 0.16363 | -18.8788 | -82.6034 | -79.7607
1 | 6 | 17 | 448.7511 | 453.1016 | 459.8363 | 465.7715 | 0 | 0 | 0 | 0 | 139.0248 | 211.4701 | 0 | 0 | 0 | 0 | 0 | 0 | 220.1782 | 188.6073 | 533.2924 | 540.0266 | 0 | 0 | 0 | 0 | 0 | -1.3057 | -12.5879 | 86.1391 | 0 | 0 | 0 | 0 | 89.548 | 54.3299 | -60.8682 | -160.3942 | 0.39657 | 0.40209 | 0.39866 | 0.38696 | 35.5119 | 21.8457 | -24.2659 | -62.0663
1 | 6 | 18 | 513.1529 | 521.0676 | 531.9491 | 541.4826 | 0 | 0 | 0 | 0 | 162.9455 | 252.0645 | 0 | 0 | 0 | 0 | 0 | 0 | 163.6063 | 100.5716 | 288.675 | 288.6751 | 0 | 0 | 0 | 0 | 0 | 29.1308 | 123.5002 | 285.1707 | 0 | 0 | 0 | 0 | 186.6011 | 139.3006 | 119.7738 | -32.3632 | 0.40419 | 0.40413 | 0.39849 | 0.38211 | 75.4214 | 56.295 | 47.7286 | -12.3665
1 | 6 | 19 | 526.3151 | 536.2532 | 549.3873 | 560.8727 | 0 | 0 | 0 | 0 | 168.7921 | 246.4077 | 0 | 0 | 0 | 0 | 0 | 0 | 155.5406 | 109.0004 | 305.5009 | 305.5009 | 0 | 0 | 0 | 0 | 0 | 26.4216 | 161.7987 | 245.9221 | 0 | 0 | 0 | 0 | 201.9824 | 154.4235 | 82.0877 | 9.4498 | 0.40616 | 0.40567 | 0.40134 | 0.38379 | 82.0367 | 62.6458 | 32.9449 | 3.6268
1 | 6 | 20 | 517.2119 | 527.5697 | 541.047 | 552.7403 | 0 | 0 | 0 | 0 | 159.852 | 259.8245 | 0 | 0 | 0 | 0 | 0 | 0 | 143.2798 | 106.1852 | 299.8704 | 299.8704 | 0 | 0 | 0 | 0 | 0 | 4.2291 | 77.3766 | 210.5379 | 0 | 0 | 0 | 0 | 214.08 | 157.3308 | 163.8 | 42.332 | 0.40529 | 0.40498 | 0.3998 | 0.38283 | 86.7652 | 63.7163 | 65.4879 | 16.2058
1 | 6 | 21 | 504.9926 | 515.2838 | 528.5391 | 539.9217 | 0 | 0 | 0 | 0 | 162.4558 | 245.7711 | 0 | 0 | 0 | 0 | 0 | 0 | 143.8232 | 105.6637 | 301.5665 | 301.5665 | 0 | 0 | 0 | 0 | 0 | 7.2681 | 63.4491 | 267.2471 | 0 | 0 | 0 | 0 | 198.7136 | 156.5809 | 163.5235 | -28.8919 | 0.40397 | 0.40336 | 0.39852 | 0.38167 | 80.2735 | 63.1583 | 65.1677 | -11.0271
1 | 6 | 22 | 484.1386 | 494.6451 | 508.0248 | 519.4934 | 0 | 0 | 0 | 0 | 158.637 | 246.8204 | 0 | 0 | 0 | 0 | 0 | 0 | 159.0069 | 111.5505 | 315.9749 | 315.9749 | 0 | 0 | 0 | 0 | 0 | 25.2784 | 197.6252 | 59.3941 | 0 | 0 | 0 | 0 | 166.4947 | 110.9957 | -5.5753 | 144.1244 | 0.40092 | 0.40074 | 0.39596 | 0.37797 | 66.7517 | 44.4806 | -2.2076 | 54.4745
1 | 6 | 23 | 453.7682 | 463.9115 | 476.7414 | 487.7038 | 0 | 0 | 0 | 0 | 147.9937 | 239.9787 | 0 | 0 | 0 | 0 | 0 | 0 | 160.0887 | 124.4369 | 349.088 | 349.088 | 0 | 0 | 0 | 0 | 0 | 28.0084 | 60.4986 | 209.6362 | 0 | 0 | 0 | 0 | 145.6859 | 71.4874 | 67.1548 | -71.0204 | 0.39777 | 0.39563 | 0.3915 | 0.37266 | 57.9498 | 28.2824 | 26.2912 | -26.4668
1 | 6 | 24 | 417.3494 | 425.6507 | 436.2609 | 445.2221 | 0 | 0 | 0 | 0 | 124.0264 | 237.0061 | 0 | 0 | 0 | 0 | 0 | 0 | 175.2961 | 135.1004 | 382.9025 | 382.9025 | 0 | 0 | 0 | 0 | 0 | 23.0216 | 171.9063 | 97.9226 | 0 | 0 | 0 | 0 | 118.0268 | 30.5226 | -118.5479 | -35.6029 | 0.39698 | 0.39267 | 0.38667 | 0.36903 | 46.8544 | 11.9854 | -45.8386 | -13.1387
1 | 7 | 1 | 387.3083 | 392.8695 | 400.2473 | 406.2493 | 0 | 0 | 0 | 0 | 120.9653 | 202.2497 | 0 | 0 | 0 | 0 | 0 | 0 | 161.7655 | 136.0867 | 375.9387 | 375.9387 | 0 | 0 | 0 | 0 | 0 | -2.3248 | 42.2546 | 113.0864 | 0 | 0 | 0 | 0 | 104.5775 | 56.8579 | -17.946 | -82.7758 | 0.399 | 0.39187 | 0.38588 | 0.36679 | 41.7264 | 22.2809 | -6.925 | -30.361
1 | 7 | 2 | 369.1841 | 372.7403 | 377.8574 | 381.893 | 0 | 0 | 0 | 0 | 117.4288 | 178.9076 | 0 | 0 | 0 | 0 | 0 | 0 | 159.313 | 126.5195 | 347.1313 | 347.1313 | 0 | 0 | 0 | 0 | 0 | 7.4913 | -14.5559 | -3.425 | 0 | 0 | 0 | 0 | 92.4422 | 59.8219 | 45.2821 | 38.1867 | 0.39922 | 0.39186 | 0.38422 | 0.36646 | 36.9051 | 23.442 | 17.3982 | 13.994
1 | 7 | 3 | 358.6034 | 360.4719 | 363.7067 | 366.1058 | 0 | 0 | 0 | 0 | 117.9642 | 175.5302 | 0 | 0 | 0 | 0 | 0 | 0 | 165.1678 | 121.7814 | 362.4721 | 362.4721 | 0 | 0 | 0 | 0 | 0 | -8.1025 | 183.4873 | -126.8523 | 0 | 0 | 0 | 0 | 75.4714 | 71.2628 | -182.2527 | 130.486 | 0.39872 | 0.3916 | 0.38238 | 0.3658 | 30.0921 | 27.9062 | -69.6905 | 47.7317
1 | 7 | 4 | 353.856 | 354.2498 | 355.839 | 356.7824 | 0 | 0 | 0 | 0 | 112.608 | 182.492 | 0 | 0 | 0 | 0 | 0 | 0 | 170.3494 | 127.5344 | 406.0075 | 406.0075 | 0 | 0 | 0 | 0 | 0 | -1.5744 | -59.2242 | -65.1822 | 0 | 0 | 0 | 0 | 70.8986 | 45.7979 | 9.0558 | 15.9572 | 0.39774 | 0.39105 | 0.38218 | 0.36579 | 28.1994 | 17.9091 | 3.461 | 5.8369
1 | 7 | 5 | 354.0702 | 352.9266 | 352.8201 | 352.2592 | 0 | 0 | 0 | 0 | 104.748 | 201.9031 | 0 | 0 | 0 | 0 | 0 | 0 | 187.8443 | 124.6882 | 409.52 | 409.52 | 0 | 0 | 0 | 0 | 0 | -1.7514 | 25.0086 | -29.5615 | 0 | 0 | 0 | 0 | 61.4779 | 28.0867 | -81.7085 | -27.6993 | 0.39572 | 0.38832 | 0.382 | 0.36494 | 24.328 | 10.9065 | -31.2126 | -10.1087
1 | 7 | 6 | 361.6259 | 358.6028 | 356.5017 | 354.2264 | 0 | 0 | 0 | 0 | 134.6835 | 214.8058 | 0 | 0 | 0 | 0 | 0 | 0 | 199.1437 | 123.0494 | 413.7543 | 413.7543 | 0 | 0 | 0 | 0 | 0 | 43.166 | -7.5589 | -48.9395 | 0 | 0 | 0 | 0 | 27.7988 | -22.4184 | -49.6937 | -10.5884 | 0.39561 | 0.38891 | 0.3827 | 0.36553 | 10.9976 | -8.7187 | -19.0177 | -3.8704
1 | 7 | 7 | 373.8284 | 369.5409 | 366.2931 | 363.2339 | 0 | 0 | 0 | 0 | 148.0121 | 244.0354 | 0 | 0 | 0 | 0 | 0 | 0 | 199.1058 | 110.667 | 372.1239 | 372.1241 | 0 | 0 | 0 | 0 | 0 | 50.4687 | 211.36 | 134.0994 | 0 | 0 | 0 | 0 | 26.7104 | -35.6302 | -217.1908 | -142.9896 | 0.39512 | 0.39346 | 0.38571 | 0.37033 | 10.5537 | -14.0189 | -83.7734 | -52.9533
1 | 7 | 8 | 381.2415 | 376.688 | 373.573 | 371.103 | 0 | 0 | 0 | 0 | 134.6569 | 202.1677 | 0 | 0 | 0 | 0 | 0 | 0 | 243.5562 | 157.0181 | 387.0495 | 392.0147 | 0 | 0 | 0 | 0 | 0 | -4.0117 | 42.2797 | -29.0425 | 0 | 0 | 0 | 0 | 3.0283 | 21.5138 | -55.7563 | 8.1308 | 0.39371 | 0.38507 | 0.38401 | 0.3747 | 1.1923 | 8.2842 | -21.4107 | 3.0467
1 | 7 | 9 | 401.302 | 397.9979 | 396.7154 | 396.3106 | 0 | 0 | 0 | 0 | 113.26 | 154.4817 | 0 | 0 | 0 | 0 | 0 | 0 | 329.3578 | 336.7853 | 742.5767 | 764.994 | 0 | 0 | 0 | 0 | 0 | -39.8076 | -84.7197 | -51.4651 | 0 | 0 | 0 | 0 | -41.3157 | -53.4615 | -261.1416 | -317.2183 | 0.37693 | 0.19574 | 0.19483 | 0.1952 | -15.5733 | -10.4644 | -50.877 | -61.9216
1 | 7 | 10 | 413.096 | 410.0303 | 409.0142 | 408.7879 | 0 | 0 | 0 | 0 | 117.3122 | 149.4386 | 0 | 0 | 0 | 0 | 0 | 0 | 380.2615 | 462.8657 | 964.3874 | 1000.9056 | 0 | 0 | 0 | 0 | 0 | -34.3563 | -236.5524 | -380.0086 | 0 | 0 | 0 | 0 | -84.4778 | -167.9177 | -318.8208 | -212.1091 | 0.37868 | 0.19544 | 0.19523 | 0.10268 | -31.9898 | -32.8175 | -62.2449 | -21.78
1 | 7 | 11 | 425.1917 | 422.5122 | 421.7018 | 421.3301 | 0 | 0 | 0 | 0 | 105.7226 | 140.5713 | 0 | 0 | 0 | 0 | 0 | 0 | 407.8867 | 542.7467 | 1119.6616 | 1164.9105 | 0 | 0 | 0 | 0 | 0 | -48.8293 | -311.2125 | -355.2909 | 0 | 0 | 0 | 0 | -88.4176 | -211.9765 | -386.7473 | -388.2895 | 0.37978 | 0.19887 | 0.19965 | 0.10268 | -33.5789 | -42.155 | -77.2141 | -39.8707
1 | 7 | 12 | 426.297 | 423.8968 | 423.2025 | 422.6965 | 0 | 0 | 0 | 0 | 98.75 | 141.0091 | 0 | 0 | 0 | 0 | 0 | 0 | 412.9452 | 589.3576 | 1195.3084 | 1245.647 | 0 | 0 | 0 | 0 | 0 | -48.5577 | -328.5467 | -366.3532 | 0 | 0 | 0 | 0 | -85.3982 | -257.9121 | -443.5592 | -456.5973 | 0.37904 | 0.19928 | 0.19965 | 0.10268 | -32.3696 | -51.3966 | -88.5566 | -46.8848
1 | 7 | 13 | 422.5429 | 421.2492 | 421.6951 | 422.1217 | 0 | 0 | 0 | 0 | 102.5017 | 140.9817 | 0 | 0 | 0 | 0 | 0 | 0 | 421.204 | 605.4255 | 1220.5555 | 1271.7808 | 0 | 0 | 0 | 0 | 0 | -47.8328 | -325.016 | -359.2497 | 0 | 0 | 0 | 0 | -101.1627 | -277.3252 | -473.8444 | -490.4095 | 0.37914 | 0.19928 | 0.19965 | 0.10268 | -38.3552 | -55.2652 | -94.603 | -50.3567
1 | 7 | 14 | 415.4714 | 414.7234 | 415.7735 | 416.774 | 0 | 0 | 0 | 0 | 108.057 | 144.5794 | 0 | 0 | 0 | 0 | 0 | 0 | 424.8679 | 594.4405 | 1201.1645 | 1250.0536 | 0 | 0 | 0 | 0 | 0 | -50.6032 | -294.9653 | -282.1515 | 0 | 0 | 0 | 0 | -117.4535 | -273.6933 | -490.4256 | -551.1282 | 0.37923 | 0.19925 | 0.19951 | 0.10268 | -44.5425 | -54.5344 | -97.8465 | -56.5915
1 | 7 | 15 | 411.035 | 411.0619 | 412.9268 | 414.6237 | 0 | 0 | 0 | 0 | 109.5899 | 150.4251 | 0 | 0 | 0 | 0 | 0 | 0 | 381.5408 | 532.6249 | 1096.4575 | 1138.2081 | 0 | 0 | 0 | 0 | 0 | -36.6384 | -215.2765 | -220.3125 | 0 | 0 | 0 | 0 | -80.0958 | -235.3496 | -468.2542 | -503.2719 | 0.37903 | 0.19565 | 0.19571 | 0.097328 | -30.3588 | -46.0455 | -91.6429 | -48.9826
1 | 7 | 16 | 411.8016 | 413.7583 | 417.7623 | 421.3619 | 0 | 0 | 0 | 0 | 112.0594 | 173.8324 | 0 | 0 | 0 | 0 | 0 | 0 | 320.5016 | 393.0893 | 844.5913 | 872.0897 | 0 | 0 | 0 | 0 | 0 | -20.5472 | -9.9417 | -30.2117 | 0 | 0 | 0 | 0 | -20.7595 | -132.6162 | -416.8873 | -420.5161 | 0.37973 | 0.1927 | 0.19404 | 0.18663 | -7.8831 | -25.5553 | -80.8944 | -78.4794
1 | 7 | 17 | 428.3561 | 432.039 | 437.9642 | 443.199 | 0 | 0 | 0 | 0 | 139.0248 | 211.4701 | 0 | 0 | 0 | 0 | 0 | 0 | 238.2573 | 184.8064 | 489.1035 | 496.4776 | 0 | 0 | 0 | 0 | 0 | -1.3057 | -12.5879 | 86.1391 | 0 | 0 | 0 | 0 | 51.074 | 37.0682 | -38.5514 | -139.4177 | 0.39657 | 0.40209 | 0.39866 | 0.38696 | 20.2543 | 14.9049 | -15.369 | -53.9492
1 | 7 | 18 | 497.5439 | 504.9477 | 515.2096 | 524.2072 | 0 | 0 | 0 | 0 | 162.9455 | 252.0645 | 0 | 0 | 0 | 0 | 0 | 0 | 209.7577 | 89.4982 | 246.0788 | 246.079 | 0 | 0 | 0 | 0 | 0 | 29.1308 | 123.5002 | 285.1707 | 0 | 0 | 0 | 0 | 124.8407 | 134.2541 | 145.6306 | -7.0425 | 0.40419 | 0.40413 | 0.39849 | 0.38211 | 50.4588 | 54.2555 | 58.0323 | -2.691
1 | 7 | 19 | 519.2629 | 528.9702 | 541.8244 | 553.0677 | 0 | 0 | 0 | 0 | 168.7921 | 246.4077 | 0 | 0 | 0 | 0 | 0 | 0 | 201.1643 | 86.6921 | 267.8842 | 267.8842 | 0 | 0 | 0 | 0 | 0 | 26.4216 | 161.7987 | 245.9221 | 0 | 0 | 0 | 0 | 149.3065 | 169.4488 | 112.1415 | 39.2614 | 0.40616 | 0.40567 | 0.40134 | 0.38379 | 60.642 | 68.7411 | 45.0066 | 15.0683
1 | 7 | 20 | 512.4078 | 522.6082 | 535.8949 | 547.4232 | 0 | 0 | 0 | 0 | 159.852 | 259.8245 | 0 | 0 | 0 | 0 | 0 | 0 | 201.4477 | 92.3354 | 281.3931 | 281.3931 | 0 | 0 | 0 | 0 | 0 | 4.2291 | 77.3766 | 210.5379 | 0 | 0 | 0 | 0 | 151.1081 | 166.2193 | 177.1252 | 55.4922 | 0.40529 | 0.40498 | 0.3998 | 0.38283 | 61.243 | 67.316 | 70.8154 | 21.2439
1 | 7 | 21 | 499.1188 | 509.2177 | 522.2399 | 533.4209 | 0 | 0 | 0 | 0 | 162.4558 | 245.7711 | 0 | 0 | 0 | 0 | 0 | 0 | 198.5098 | 101.2613 | 313.5649 | 313.5649 | 0 | 0 | 0 | 0 | 0 | 7.2681 | 63.4491 | 267.2471 | 0 | 0 | 0 | 0 | 138.1532 | 154.9173 | 145.2259 | -47.3911 | 0.40397 | 0.40336 | 0.39852 | 0.38167 | 55.8092 | 62.4873 | 57.8758 | -18.0877
1 | 7 | 22 | 471.539 | 481.633 | 494.5127 | 505.5487 | 0 | 0 | 0 | 0 | 158.637 | 246.8204 | 0 | 0 | 0 | 0 | 0 | 0 | 196.9982 | 110.4919 | 347.4937 | 347.4937 | 0 | 0 | 0 | 0 | 0 | 25.2784 | 197.6252 | 59.3941 | 0 | 0 | 0 | 0 | 115.9038 | 99.0423 | -50.6061 | 98.6609 | 0.40092 | 0.40074 | 0.39596 | 0.37797 | 46.4686 | 39.6904 | -20.0378 | 37.2907
1 | 7 | 23 | 438.2137 | 447.8477 | 460.0603 | 470.4886 | 0 | 0 | 0 | 0 | 147.9937 | 239.9787 | 0 | 0 | 0 | 0 | 0 | 0 | 189.2459 | 115.3141 | 366.6531 | 366.6531 | 0 | 0 | 0 | 0 | 0 | 28.0084 | 60.4986 | 209.6362 | 0 | 0 | 0 | 0 | 100.974 | 64.5465 | 32.9086 | -105.8007 | 0.39777 | 0.39563 | 0.3915 | 0.37266 | 40.1647 | 25.5363 | 12.8838 | -39.4282
1 | 7 | 24 | 400.979 | 408.7444 | 418.7049 | 427.104 | 0 | 0 | 0 | 0 | 124.0264 | 237.0061 | 0 | 0 | 0 | 0 | 0 | 0 | 190.349 | 114.604 | 352.2426 | 352.2426 | 0 | 0 | 0 | 0 | 0 | 23.0216 | 171.9063 | 97.9226 | 0 | 0 | 0 | 0 | 86.6036 | 34.1127 | -105.4441 | -23.0612 | 0.39698 | 0.39267 | 0.38667 | 0.36903 | 34.38 | 13.3952 | -40.7718 | -8.5104
1 | 8 | 1 | 374.7269 | 379.8762 | 386.7546 | 392.3246 | 0 | 0 | 0 | 0 | 120.9653 | 202.2497 | 0 | 0 | 0 | 0 | 0 | 0 | 202.7849 | 112.7138 | 318.5726 | 318.5726 | 0 | 0 | 0 | 0 | 0 | -2.3248 | 42.2546 | 113.0864 | 0 | 0 | 0 | 0 | 50.9766 | 67.2375 | 25.9275 | -39.3344 | 0.399 | 0.39187 | 0.38588 | 0.36679 | 20.3397 | 26.3484 | 10.0049 | -14.4273
1 | 8 | 2 | 361.6062 | 364.9143 | 369.7307 | 373.5061 | 0 | 0 | 0 | 0 | 117.4288 | 178.9076 | 0 | 0 | 0 | 0 | 0 | 0 | 203.5523 | 110.8589 | 308.054 | 308.054 | 0 | 0 | 0 | 0 | 0 | 7.4913 | -14.5559 | -3.425 | 0 | 0 | 0 | 0 | 40.625 | 67.6565 | 76.2327 | 68.8771 | 0.39922 | 0.39186 | 0.38422 | 0.36646 | 16.2185 | 26.5122 | 29.2901 | 25.2409
1 | 8 | 3 | 356.2285 | 358.0193 | 361.1598 | 363.4774 | 0 | 0 | 0 | 0 | 117.9642 | 175.5302 | 0 | 0 | 0 | 0 | 0 | 0 | 204.9419 | 109.0906 | 309.2707 | 309.2707 | 0 | 0 | 0 | 0 | 0 | -8.1025 | 183.4873 | -126.8523 | 0 | 0 | 0 | 0 | 33.3225 | 81.5009 | -131.5983 | 181.059 | 0.39872 | 0.3916 | 0.38238 | 0.3658 | 13.2864 | 31.9154 | -50.3211 | 66.2312
1 | 8 | 4 | 357.3911 | 357.9007 | 359.6302 | 360.695 | 0 | 0 | 0 | 0 | 112.608 | 182.492 | 0 | 0 | 0 | 0 | 0 | 0 | 200.0809 | 108.3989 | 323.4254 | 323.4254 | 0 | 0 | 0 | 0 | 0 | -1.5744 | -59.2242 | -65.1822 | 0 | 0 | 0 | 0 | 44.7022 | 68.5842 | 95.429 | 102.4518 | 0.39774 | 0.39105 | 0.38218 | 0.36579 | 17.78 | 26.8196 | 36.4714 | 37.4753
1 | 8 | 5 | 370.5675 | 369.9639 | 370.5122 | 370.5178 | 0 | 0 | 0 | 0 | 104.748 | 201.9031 | 0 | 0 | 0 | 0 | 0 | 0 | 196.8211 | 108.086 | 345.599 | 345.599 | 0 | 0 | 0 | 0 | 0 | -1.7514 | 25.0086 | -29.5615 | 0 | 0 | 0 | 0 | 68.9984 | 61.7263 | -0.095327 | 54.4804 | 0.39572 | 0.38832 | 0.382 | 0.36494 | 27.304 | 23.9693 | -0.036415 | 19.8822
1 | 8 | 6 | 408.7248 | 407.2434 | 407.0118 | 406.3537 | 0 | 0 | 0 | 0 | 134.6835 | 214.8058 | 0 | 0 | 0 | 0 | 0 | 0 | 186.9613 | 107.2252 | 357.15 | 357.15 | 0 | 0 | 0 | 0 | 0 | 43.166 | -7.5589 | -48.9395 | 0 | 0 | 0 | 0 | 87.08 | 42.0465 | 57.4207 | 98.1432 | 0.39561 | 0.38891 | 0.3827 | 0.36553 | 34.4501 | 16.3523 | 21.9749 | 35.8748
1 | 8 | 7 | 466.1951 | 464.9312 | 465.3496 | 465.4619 | 0 | 0 | 0 | 0 | 148.0121 | 244.0354 | 0 | 0 | 0 | 0 | 0 | 0 | 169.9457 | 102.458 | 341.2053 | 341.2054 | 0 | 0 | 0 | 0 | 0 | 50.4687 | 211.36 | 134.0994 | 0 | 0 | 0 | 0 | 148.2373 | 67.9692 | -87.2157 | -9.843 | 0.39512 | 0.39346 | 0.38571 | 0.37033 | 58.571 | 26.743 | -33.6403 | -3.6451
1 | 8 | 8 | 491.8458 | 490.9129 | 492.1879 | 493.5158 | 0 | 0 | 0 | 0 | 134.6569 | 202.1677 | 0 | 0 | 0 | 0 | 0 | 0 | 199.3154 | 178.314 | 436.4633 | 441.4157 | 0 | 0 | 0 | 0 | 0 | -4.0117 | 42.2797 | -29.0425 | 0 | 0 | 0 | 0 | 157.8735 | 114.4429 | 13.4449 | 81.1426 | 0.39371 | 0.38507 | 0.38401 | 0.3747 | 62.1557 | 44.068 | 5.1629 | 30.4045
1 | 8 | 9 | 499.9413 | 499.8661 | 502.4987 | 505.4809 | 0 | 0 | 0 | 0 | 113.26 | 154.4817 | 0 | 0 | 0 | 0 | 0 | 0 | 268.5202 | 380.2255 | 847.1704 | 869.321 | 0 | 0 | 0 | 0 | 0 | -39.8076 | -84.7197 | -51.4651 | 0 | 0 | 0 | 0 | 118.1611 | 4.9665 | -259.9521 | -312.375 | 0.37693 | 0.19574 | 0.19483 | 0.1952 | 44.5388 | 0.97213 | -50.6453 | -60.9762
1 | 8 | 10 | 507.8738 | 507.9107 | 510.6564 | 513.6845 | 0 | 0 | 0 | 0 | 117.3122 | 149.4386 | 0 | 0 | 0 | 0 | 0 | 0 | 307.4649 | 515.4845 | 1074.573 | 1110.9987 | 0 | 0 | 0 | 0 | 0 | -34.3563 | -236.5524 | -380.0086 | 0 | 0 | 0 | 0 | 83.0967 | -122.6562 | -327.3642 | -217.3056 | 0.37868 | 0.19544 | 0.19523 | 0.10268 | 31.4668 | -23.9717 | -63.9128 | -22.3136
1 | 8 | 11 | 514.1683 | 514.4014 | 517.1226 | 519.8061 | 0 | 0 | 0 | 0 | 105.7226 | 140.5713 | 0 | 0 | 0 | 0 | 0 | 0 | 326.3769 | 589.1498 | 1199.2285 | 1244.2143 | 0 | 0 | 0 | 0 | 0 | -48.8293 | -311.2125 | -355.2909 | 0 | 0 | 0 | 0 | 82.0688 | -166.4904 | -370.8935 | -369.1173 | 0.37978 | 0.19887 | 0.19965 | 0.10268 | 31.1678 | -33.1093 | -74.0489 | -37.9021
1 | 8 | 12 | 514.6572 | 515.1495 | 517.9623 | 520.4903 | 0 | 0 | 0 | 0 | 98.75 | 141.0091 | 0 | 0 | 0 | 0 | 0 | 0 | 325.9752 | 624.8958 | 1252.2479 | 1301.8756 | 0 | 0 | 0 | 0 | 0 | -48.5577 | -328.5467 | -366.3532 | 0 | 0 | 0 | 0 | 89.9321 | -202.1977 | -405.739 | -415.0321 | 0.37904 | 0.19928 | 0.19965 | 0.10268 | 34.0882 | -40.2938 | -81.0058 | -42.6167
1 | 8 | 13 | 515.0184 | 516.7518 | 520.8682 | 524.4701 | 0 | 0 | 0 | 0 | 102.5017 | 140.9817 | 0 | 0 | 0 | 0 | 0 | 0 | 318.7445 | 629.9151 | 1264.0899 | 1314.7267 | 0 | 0 | 0 | 0 | 0 | -47.8328 | -325.016 | -359.2497 | 0 | 0 | 0 | 0 | 93.7722 | -206.3122 | -418.2057 | -431.0069 | 0.37914 | 0.19928 | 0.19965 | 0.10268 | 35.5532 | -41.1138 | -83.4948 | -44.2571
1 | 8 | 14 | 513.4218 | 515.8801 | 520.818 | 525.1818 | 0 | 0 | 0 | 0 | 108.057 | 144.5794 | 0 | 0 | 0 | 0 | 0 | 0 | 306.1284 | 604.8191 | 1208.63 | 1256.6125 | 0 | 0 | 0 | 0 | 0 | -50.6032 | -294.9653 | -282.1515 | 0 | 0 | 0 | 0 | 99.2364 | -182.9151 | -392.8467 | -449.2792 | 0.37923 | 0.19925 | 0.19951 | 0.10268 | 37.6339 | -36.4465 | -78.3782 | -46.1333
1 | 8 | 15 | 508.3509 | 511.5634 | 517.2909 | 522.3293 | 0 | 0 | 0 | 0 | 109.5899 | 150.4251 | 0 | 0 | 0 | 0 | 0 | 0 | 283.4392 | 541.9535 | 1085.0856 | 1126.1493 | 0 | 0 | 0 | 0 | 0 | -36.6384 | -215.2765 | -220.3125 | 0 | 0 | 0 | 0 | 115.3218 | -144.1767 | -352.5183 | -383.5075 | 0.37903 | 0.19565 | 0.19571 | 0.097328 | 43.7106 | -28.2077 | -68.992 | -37.3262
1 | 8 | 16 | 502.1016 | 507.0142 | 514.6023 | 521.3026 | 0 | 0 | 0 | 0 | 112.0594 | 173.8324 | 0 | 0 | 0 | 0 | 0 | 0 | 228.5505 | 404.0471 | 838.9578 | 866.7405 | 0 | 0 | 0 | 0 | 0 | -20.5472 | -9.9417 | -30.2117 | 0 | 0 | 0 | 0 | 161.4917 | -50.3181 | -314.4137 | -315.2262 | 0.37973 | 0.1927 | 0.19404 | 0.18663 | 61.324 | -9.6964 | -61.0101 | -58.8295
1 | 8 | 17 | 506.5098 | 512.751 | 521.7782 | 529.6966 | 0 | 0 | 0 | 0 | 139.0248 | 211.4701 | 0 | 0 | 0 | 0 | 0 | 0 | 139.9769 | 182.403 | 445.4838 | 453.7451 | 0 | 0 | 0 | 0 | 0 | -1.3057 | -12.5879 | 86.1391 | 0 | 0 | 0 | 0 | 227.508 | 120.1836 | 88.8822 | -10.1876 | 0.39657 | 0.40209 | 0.39866 | 0.38696 | 90.2225 | 48.3251 | 35.434 | -3.9422
1 | 8 | 18 | 561.0494 | 570.532 | 583.3145 | 594.4928 | 0 | 0 | 0 | 0 | 162.9455 | 252.0645 | 0 | 0 | 0 | 0 | 0 | 0 | 105.6393 | 59.797 | 128.1692 | 128.1696 | 0 | 0 | 0 | 0 | 0 | 29.1308 | 123.5002 | 285.1707 | 0 | 0 | 0 | 0 | 292.4646 | 229.5396 | 331.6451 | 181.1524 | 0.40419 | 0.40413 | 0.39849 | 0.38211 | 118.2099 | 92.7629 | 132.1571 | 69.221
1 | 8 | 19 | 572.3987 | 583.8454 | 598.8086 | 611.8764 | 0 | 0 | 0 | 0 | 168.7921 | 246.4077 | 0 | 0 | 0 | 0 | 0 | 0 | 121.4516 | 69.4225 | 129.2629 | 129.2629 | 0 | 0 | 0 | 0 | 0 | 26.4216 | 161.7987 | 245.9221 | 0 | 0 | 0 | 0 | 282.155 | 241.5936 | 307.747 | 236.6914 | 0.40616 | 0.40567 | 0.40134 | 0.38379 | 114.5994 | 98.0085 | 123.5105 | 90.8409
1 | 8 | 20 | 558.6727 | 570.3876 | 585.5106 | 598.6275 | 0 | 0 | 0 | 0 | 159.852 | 259.8245 | 0 | 0 | 0 | 0 | 0 | 0 | 120.0691 | 70.952 | 132.929 | 132.929 | 0 | 0 | 0 | 0 | 0 | 4.2291 | 77.3766 | 210.5379 | 0 | 0 | 0 | 0 | 278.7515 | 235.382 | 375.2051 | 255.1607 | 0.40529 | 0.40498 | 0.3998 | 0.38283 | 112.9761 | 95.3257 | 150.0086 | 97.6825
1 | 8 | 21 | 540.5796 | 552.0357 | 566.7035 | 579.3081 | 0 | 0 | 0 | 0 | 162.4558 | 245.7711 | 0 | 0 | 0 | 0 | 0 | 0 | 117.7653 | 72.6433 | 141.4904 | 141.4904 | 0 | 0 | 0 | 0 | 0 | 7.2681 | 63.4491 | 267.2471 | 0 | 0 | 0 | 0 | 260.3585 | 226.3533 | 361.764 | 170.5707 | 0.40397 | 0.40336 | 0.39852 | 0.38167 | 105.1759 | 91.3017 | 144.171 | 65.1016
1 | 8 | 22 | 509.374 | 520.7065 | 535.088 | 547.423 | 0 | 0 | 0 | 0 | 158.637 | 246.8204 | 0 | 0 | 0 | 0 | 0 | 0 | 110.7726 | 66.7889 | 148.741 | 148.741 | 0 | 0 | 0 | 0 | 0 | 25.2784 | 197.6252 | 59.3941 | 0 | 0 | 0 | 0 | 239.9644 | 181.8188 | 188.7217 | 339.2879 | 0.40092 | 0.40074 | 0.39596 | 0.37797 | 96.2074 | 72.8625 | 74.7256 | 128.2403
1 | 8 | 23 | 464.6637 | 475.1636 | 488.426 | 499.7625 | 0 | 0 | 0 | 0 | 147.9937 | 239.9787 | 0 | 0 | 0 | 0 | 0 | 0 | 104.7969 | 70.9727 | 166.4072 | 166.4072 | 0 | 0 | 0 | 0 | 0 | 28.0084 | 60.4986 | 209.6362 | 0 | 0 | 0 | 0 | 211.8731 | 136.2038 | 261.5201 | 123.719 | 0.39777 | 0.39563 | 0.3915 | 0.37266 | 84.2772 | 53.8859 | 102.3855 | 46.1057
1 | 8 | 24 | 423.7126 | 432.2222 | 443.085 | 452.2647 | 0 | 0 | 0 | 0 | 124.0264 | 237.0061 | 0 | 0 | 0 | 0 | 0 | 0 | 89.7881 | 56.5523 | 160.529 | 160.529 | 0 | 0 | 0 | 0 | 0 | 23.0216 | 171.9063 | 97.9226 | 0 | 0 | 0 | 0 | 209.8981 | 115.6422 | 110.6497 | 193.8132 | 0.39698 | 0.39267 | 0.38667 | 0.36903 | 83.3256 | 45.4097 | 42.7846 | 71.5238
1 | 9 | 1 | 392.0399 | 397.756 | 405.3216 | 411.4861 | 0 | 0 | 0 | 0 | 120.9653 | 202.2497 | 0 | 0 | 0 | 0 | 0 | 0 | 82.0132 | 35.2457 | 134.3727 | 134.3727 | 0 | 0 | 0 | 0 | 0 | -2.3248 | 42.2546 | 113.0864 | 0 | 0 | 0 | 0 | 189.0615 | 162.5854 | 228.6944 | 164.027 | 0.399 | 0.39187 | 0.38588 | 0.36679 | 75.4354 | 63.7124 | 88.2486 | 60.1628
1 | 9 | 2 | 375.8192 | 379.5927 | 384.9732 | 389.2366 | 0 | 0 | 0 | 0 | 117.4288 | 178.9076 | 0 | 0 | 0 | 0 | 0 | 0 | 82.7847 | 28.2859 | 128.843 | 128.843 | 0 | 0 | 0 | 0 | 0 | 7.4913 | -14.5559 | -3.425 | 0 | 0 | 0 | 0 | 175.6058 | 164.9079 | 270.686 | 263.8185 | 0.39922 | 0.39186 | 0.38422 | 0.36646 | 70.1059 | 64.6215 | 104.0028 | 96.6797
1 | 9 | 3 | 368.4836 | 370.6756 | 374.3025 | 377.0409 | 0 | 0 | 0 | 0 | 117.9642 | 175.5302 | 0 | 0 | 0 | 0 | 0 | 0 | 84.0944 | 27.0269 | 130.931 | 130.931 | 0 | 0 | 0 | 0 | 0 | -8.1025 | 183.4873 | -126.8523 | 0 | 0 | 0 | 0 | 166.425 | 176.221 | 59.8843 | 372.9623 | 0.39872 | 0.3916 | 0.38238 | 0.3658 | 66.3573 | 69.0073 | 22.8988 | 136.4294
1 | 9 | 4 | 368.0328 | 368.8907 | 371.0426 | 372.4728 | 0 | 0 | 0 | 0 | 112.608 | 182.492 | 0 | 0 | 0 | 0 | 0 | 0 | 83.5641 | 22.7997 | 128.6242 | 128.6242 | 0 | 0 | 0 | 0 | 0 | -1.5744 | -59.2242 | -65.1822 | 0 | 0 | 0 | 0 | 171.8606 | 165.1734 | 301.6426 | 309.0308 | 0.39774 | 0.39105 | 0.38218 | 0.36579 | 68.3563 | 64.5904 | 115.2829 | 113.0388
1 | 9 | 5 | 378.1997 | 377.846 | 378.6972 | 378.9649 | 0 | 0 | 0 | 0 | 104.748 | 201.9031 | 0 | 0 | 0 | 0 | 0 | 0 | 82.7834 | 21.3939 | 129.4336 | 129.4336 | 0 | 0 | 0 | 0 | 0 | -1.7514 | 25.0086 | -29.5615 | 0 | 0 | 0 | 0 | 190.6683 | 156.3005 | 224.2551 | 279.0928 | 0.39572 | 0.38832 | 0.382 | 0.36494 | 75.4512 | 60.6939 | 85.6653 | 101.853
1 | 9 | 6 | 412.4775 | 411.1189 | 411.0362 | 410.507 | 0 | 0 | 0 | 0 | 134.6835 | 214.8058 | 0 | 0 | 0 | 0 | 0 | 0 | 90.83 | 21.184 | 129.828 | 129.828 | 0 | 0 | 0 | 0 | 0 | 43.166 | -7.5589 | -48.9395 | 0 | 0 | 0 | 0 | 186.964 | 131.9632 | 288.7671 | 329.6185 | 0.39561 | 0.38891 | 0.3827 | 0.36553 | 73.9655 | 51.3217 | 110.511 | 120.4871
1 | 9 | 7 | 467.4278 | 466.2043 | 466.6716 | 466.8263 | 0 | 0 | 0 | 0 | 148.0121 | 244.0354 | 0 | 0 | 0 | 0 | 0 | 0 | 102.3993 | 21.5336 | 130.2129 | 130.213 | 0 | 0 | 0 | 0 | 0 | 50.4687 | 211.36 | 134.0994 | 0 | 0 | 0 | 0 | 217.0164 | 150.1666 | 125.0987 | 202.5139 | 0.39512 | 0.39346 | 0.38571 | 0.37033 | 85.7468 | 59.0842 | 48.2523 | 74.9969
1 | 9 | 8 | 492.2628 | 491.3435 | 492.6351 | 493.9773 | 0 | 0 | 0 | 0 | 134.6569 | 202.1677 | 0 | 0 | 0 | 0 | 0 | 0 | 150.5656 | 100.3077 | 247.9837 | 252.8426 | 0 | 0 | 0 | 0 | 0 | -4.0117 | 42.2797 | -29.0425 | 0 | 0 | 0 | 0 | 207.0402 | 192.8798 | 202.3716 | 270.1772 | 0.39371 | 0.38507 | 0.38401 | 0.3747 | 81.5129 | 74.2714 | 77.7117 | 101.2365
1 | 9 | 9 | 500.0319 | 499.9597 | 502.5959 | 505.5812 | 0 | 0 | 0 | 0 | 113.26 | 154.4817 | 0 | 0 | 0 | 0 | 0 | 0 | 233.7977 | 301.8684 | 683.9052 | 705.7802 | 0 | 0 | 0 | 0 | 0 | -39.8076 | -84.7197 | -51.4651 | 0 | 0 | 0 | 0 | 152.9743 | 83.4172 | -96.5896 | -148.7339 | 0.37693 | 0.19574 | 0.19483 | 0.1952 | 57.6611 | 16.3279 | -18.8181 | -29.0331
1 | 9 | 10 | 505.4445 | 505.4019 | 508.0512 | 510.9959 | 0 | 0 | 0 | 0 | 117.3122 | 149.4386 | 0 | 0 | 0 | 0 | 0 | 0 | 278.3011 | 434.3673 | 930.4861 | 966.1452 | 0 | 0 | 0 | 0 | 0 | -34.3563 | -236.5524 | -380.0086 | 0 | 0 | 0 | 0 | 109.8312 | -44.0478 | -185.8825 | -75.1408 | 0.37868 | 0.19544 | 0.19523 | 0.10268 | 41.5905 | -8.6086 | -36.2907 | -7.7157
1 | 9 | 11 | 514.5127 | 514.7571 | 517.492 | 520.1873 | 0 | 0 | 0 | 0 | 105.7226 | 140.5713 | 0 | 0 | 0 | 0 | 0 | 0 | 301.8005 | 509.4225 | 1064.8249 | 1109.1355 | 0 | 0 | 0 | 0 | 0 | -48.8293 | -311.2125 | -355.2909 | 0 | 0 | 0 | 0 | 106.9896 | -86.4074 | -236.1204 | -233.6573 | 0.37978 | 0.19887 | 0.19965 | 0.10268 | 40.6321 | -17.1835 | -47.1414 | -23.9926
1 | 9 | 12 | 517.159 | 517.7331 | 520.6452 | 523.2592 | 0 | 0 | 0 | 0 | 98.75 | 141.0091 | 0 | 0 | 0 | 0 | 0 | 0 | 304.6289 | 545.0073 | 1129.6229 | 1177.8685 | 0 | 0 | 0 | 0 | 0 | -48.5577 | -328.5467 | -366.3532 | 0 | 0 | 0 | 0 | 113.7801 | -119.7255 | -280.431 | -288.2561 | 0.37904 | 0.19928 | 0.19965 | 0.10268 | 43.1276 | -23.8588 | -55.9881 | -29.599
1 | 9 | 13 | 518.4085 | 520.2528 | 524.5038 | 528.2221 | 0 | 0 | 0 | 0 | 102.5017 | 140.9817 | 0 | 0 | 0 | 0 | 0 | 0 | 307.1325 | 555.8477 | 1139.8694 | 1189.3291 | 0 | 0 | 0 | 0 | 0 | -47.8328 | -325.016 | -359.2497 | 0 | 0 | 0 | 0 | 108.7743 | -128.7437 | -290.3496 | -301.8572 | 0.37914 | 0.19928 | 0.19965 | 0.10268 | 41.2411 | -25.656 | -57.9683 | -30.9956
1 | 9 | 14 | 518.8605 | 521.4968 | 526.6506 | 531.2011 | 0 | 0 | 0 | 0 | 108.057 | 144.5794 | 0 | 0 | 0 | 0 | 0 | 0 | 300.7431 | 531.9974 | 1095.134 | 1141.7193 | 0 | 0 | 0 | 0 | 0 | -50.6032 | -294.9653 | -282.1515 | 0 | 0 | 0 | 0 | 110.0603 | -104.4767 | -273.518 | -328.3667 | 0.37923 | 0.19925 | 0.19951 | 0.10268 | 41.7387 | -20.8174 | -54.5705 | -33.7177
1 | 9 | 15 | 513.6264 | 517.0116 | 522.9485 | 528.168 | 0 | 0 | 0 | 0 | 109.5899 | 150.4251 | 0 | 0 | 0 | 0 | 0 | 0 | 284.8831 | 466.1048 | 986.635 | 1025.9659 | 0 | 0 | 0 | 0 | 0 | -36.6384 | -215.2765 | -220.3125 | 0 | 0 | 0 | 0 | 119.1533 | -62.8799 | -248.4101 | -277.4854 | 0.37903 | 0.19565 | 0.19571 | 0.097328 | 45.1628 | -12.3023 | -48.6168 | -27.0072
1 | 9 | 16 | 505.6367 | 510.6651 | 518.3935 | 525.2152 | 0 | 0 | 0 | 0 | 112.0594 | 173.8324 | 0 | 0 | 0 | 0 | 0 | 0 | 259.3723 | 342.7807 | 766.918 | 793.2964 | 0 | 0 | 0 | 0 | 0 | -20.5472 | -9.9417 | -30.2117 | 0 | 0 | 0 | 0 | 134.205 | 14.5992 | -238.5828 | -237.8696 | 0.37973 | 0.1927 | 0.19404 | 0.18663 | 50.9623 | 2.8133 | -46.2955 | -44.3927
1 | 9 | 17 | 508.8665 | 515.1849 | 524.3056 | 532.305 | 0 | 0 | 0 | 0 | 139.0248 | 211.4701 | 0 | 0 | 0 | 0 | 0 | 0 | 203.2093 | 160.0242 | 457.0249 | 464.9722 | 0 | 0 | 0 | 0 | 0 | -1.3057 | -12.5879 | 86.1391 | 0 | 0 | 0 | 0 | 166.6324 | 144.9962 | 79.8686 | -18.8063 | 0.39657 | 0.40209 | 0.39866 | 0.38696 | 66.0811 | 58.3021 | 31.8406 | -7.2773
1 | 9 | 18 | 562.7173 | 572.2545 | 585.1032 | 596.3387 | 0 | 0 | 0 | 0 | 162.9455 | 252.0645 | 0 | 0 | 0 | 0 | 0 | 0 | 163.7956 | 46.4023 | 177.3132 | 177.3137 | 0 | 0 | 0 | 0 | 0 | 29.1308 | 123.5002 | 285.1707 | 0 | 0 | 0 | 0 | 235.9762 | 244.6567 | 284.2898 | 133.8543 | 0.40419 | 0.40413 | 0.39849 | 0.38211 | 95.3781 | 98.8721 | 113.2865 | 51.1477
1 | 9 | 19 | 573.9578 | 585.4555 | 600.4806 | 613.6019 | 0 | 0 | 0 | 0 | 168.7921 | 246.4077 | 0 | 0 | 0 | 0 | 0 | 0 | 167.0897 | 52.4372 | 177.0833 | 177.0833 | 0 | 0 | 0 | 0 | 0 | 26.4216 | 161.7987 | 245.9221 | 0 | 0 | 0 | 0 | 238.0759 | 260.1891 | 261.5986 | 190.5965 | 0.40616 | 0.40567 | 0.40134 | 0.38379 | 96.6964 | 105.5522 | 104.9894 | 73.1499
1 | 9 | 20 | 561.1563 | 572.9526 | 588.1742 | 601.3763 | 0 | 0 | 0 | 0 | 159.852 | 259.8245 | 0 | 0 | 0 | 0 | 0 | 0 | 156.4279 | 66.5095 | 194.0859 | 194.0859 | 0 | 0 | 0 | 0 | 0 | 4.2291 | 77.3766 | 210.5379 | 0 | 0 | 0 | 0 | 244.8764 | 242.3895 | 316.7116 | 196.7525 | 0.40529 | 0.40498 | 0.3998 | 0.38283 | 99.2467 | 98.1636 | 126.6226 | 75.3223
1 | 9 | 21 | 541.1416 | 552.6161 | 567.3062 | 579.9301 | 0 | 0 | 0 | 0 | 162.4558 | 245.7711 | 0 | 0 | 0 | 0 | 0 | 0 | 169.5265 | 81.8609 | 213.2419 | 213.2419 | 0 | 0 | 0 | 0 | 0 | 7.2681 | 63.4491 | 267.2471 | 0 | 0 | 0 | 0 | 209.1594 | 217.716 | 290.6152 | 99.4412 | 0.40397 | 0.40336 | 0.39852 | 0.38167 | 84.4932 | 87.8178 | 115.8166 | 37.9537
1 | 9 | 22 | 507.9599 | 519.2462 | 533.5715 | 545.858 | 0 | 0 | 0 | 0 | 158.637 | 246.8204 | 0 | 0 | 0 | 0 | 0 | 0 | 195.2933 | 95.2819 | 228.0023 | 228.0023 | 0 | 0 | 0 | 0 | 0 | 25.2784 | 197.6252 | 59.3941 | 0 | 0 | 0 | 0 | 154.0296 | 151.8654 | 107.944 | 258.4616 | 0.40092 | 0.40074 | 0.39596 | 0.37797 | 61.7541 | 60.8589 | 42.7411 | 97.6904
1 | 9 | 23 | 465.0444 | 475.5568 | 488.8342 | 500.1838 | 0 | 0 | 0 | 0 | 147.9937 | 239.9787 | 0 | 0 | 0 | 0 | 0 | 0 | 216.6828 | 106.1422 | 238.9187 | 238.9187 | 0 | 0 | 0 | 0 | 0 | 28.0084 | 60.4986 | 209.6362 | 0 | 0 | 0 | 0 | 100.3679 | 101.4274 | 189.4169 | 51.6289 | 0.39777 | 0.39563 | 0.3915 | 0.37266 | 39.9236 | 40.1274 | 74.157 | 19.2403
1 | 9 | 24 | 421.7909 | 430.2376 | 441.0242 | 450.1379 | 0 | 0 | 0 | 0 | 124.0264 | 237.0061 | 0 | 0 | 0 | 0 | 0 | 0 | 219.9077 | 120.1947 | 264.896 | 264.896 | 0 | 0 | 0 | 0 | 0 | 23.0216 | 171.9063 | 97.9226 | 0 | 0 | 0 | 0 | 77.8569 | 50.0152 | 4.2218 | 87.3192 | 0.39698 | 0.39267 | 0.38667 | 0.36903 | 30.9077 | 19.6397 | 1.6324 | 32.2238
1 | 10 | 1 | 393.9072 | 399.6844 | 407.3242 | 413.5527 | 0 | 0 | 0 | 0 | 120.9653 | 202.2497 | 0 | 0 | 0 | 0 | 0 | 0 | 221.9116 | 124.0044 | 274.8779 | 274.8779 | 0 | 0 | 0 | 0 | 0 | -2.3248 | 42.2546 | 113.0864 | 0 | 0 | 0 | 0 | 51.0303 | 75.7551 | 90.1916 | 25.5884 | 0.399 | 0.39187 | 0.38588 | 0.36679 | 20.3611 | 29.6861 | 34.8031 | 9.3854
1 | 10 | 2 | 376.9613 | 380.7722 | 386.198 | 390.5006 | 0 | 0 | 0 | 0 | 117.4288 | 178.9076 | 0 | 0 | 0 | 0 | 0 | 0 | 230.8889 | 126.1135 | 269.8851 | 269.8851 | 0 | 0 | 0 | 0 | 0 | 7.4913 | -14.5559 | -3.425 | 0 | 0 | 0 | 0 | 28.6436 | 68.2597 | 130.8688 | 124.0405 | 0.39922 | 0.39186 | 0.38422 | 0.36646 | 11.4352 | 26.7485 | 50.2823 | 45.4562
1 | 10 | 3 | 369.1363 | 371.3496 | 375.0024 | 377.7632 | 0 | 0 | 0 | 0 | 117.9642 | 175.5302 | 0 | 0 | 0 | 0 | 0 | 0 | 238.1649 | 129.8357 | 269.118 | 269.118 | 0 | 0 | 0 | 0 | 0 | -8.1025 | 183.4873 | -126.8523 | 0 | 0 | 0 | 0 | 13.0072 | 74.0862 | -77.6029 | 235.4975 | 0.39872 | 0.3916 | 0.38238 | 0.3658 | 5.1863 | 29.0118 | -29.6741 | 86.1448
1 | 10 | 4 | 367.7246 | 368.5724 | 370.7121 | 372.1317 | 0 | 0 | 0 | 0 | 112.608 | 182.492 | 0 | 0 | 0 | 0 | 0 | 0 | 237.4661 | 137.2523 | 276.6988 | 276.6988 | 0 | 0 | 0 | 0 | 0 | -1.5744 | -59.2242 | -65.1822 | 0 | 0 | 0 | 0 | 17.6504 | 50.4026 | 153.2375 | 160.6151 | 0.39774 | 0.39105 | 0.38218 | 0.36579 | 7.0203 | 19.7097 | 58.5649 | 58.7506
1 | 10 | 5 | 379.5413 | 379.2315 | 380.1359 | 380.4497 | 0 | 0 | 0 | 0 | 104.748 | 201.9031 | 0 | 0 | 0 | 0 | 0 | 0 | 216.6946 | 136.7967 | 281.23 | 281.23 | 0 | 0 | 0 | 0 | 0 | -1.7514 | 25.0086 | -29.5615 | 0 | 0 | 0 | 0 | 58.0987 | 42.2831 | 73.8973 | 128.7811 | 0.39572 | 0.38832 | 0.382 | 0.36494 | 22.9908 | 16.4192 | 28.2287 | 46.9978
1 | 10 | 6 | 412.1149 | 410.7444 | 410.6474 | 410.1058 | 0 | 0 | 0 | 0 | 134.6835 | 214.8058 | 0 | 0 | 0 | 0 | 0 | 0 | 192.1523 | 134.1694 | 283.9237 | 283.9237 | 0 | 0 | 0 | 0 | 0 | 43.166 | -7.5589 | -48.9395 | 0 | 0 | 0 | 0 | 85.2791 | 18.6033 | 134.2825 | 175.1215 | 0.39561 | 0.38891 | 0.3827 | 0.36553 | 33.7376 | 7.235 | 51.3899 | 64.013
1 | 10 | 7 | 468.5337 | 467.3464 | 467.8576 | 468.0502 | 0 | 0 | 0 | 0 | 148.0121 | 244.0354 | 0 | 0 | 0 | 0 | 0 | 0 | 174.574 | 134.4241 | 282.524 | 282.524 | 0 | 0 | 0 | 0 | 0 | 50.4687 | 211.36 | 134.0994 | 0 | 0 | 0 | 0 | 145.9475 | 38.4182 | -26.0265 | 51.4267 | 0.39512 | 0.39346 | 0.38571 | 0.37033 | 57.6663 | 15.1159 | -10.0388 | 19.0448
1 | 10 | 8 | 506.3308 | 505.872 | 507.722 | 509.5472 | 0 | 0 | 0 | 0 | 134.6569 | 202.1677 | 0 | 0 | 0 | 0 | 0 | 0 | 176.1248 | 142.1597 | 323.5946 | 324.1054 | 0 | 0 | 0 | 0 | 0 | -4.0117 | 42.2797 | -29.0425 | 0 | 0 | 0 | 0 | 195.5491 | 165.5563 | 141.8477 | 214.4844 | 0.39371 | 0.38507 | 0.38401 | 0.3747 | 76.9888 | 63.7501 | 54.4702 | 80.3682
1 | 10 | 9 | 511.3806 | 511.6798 | 514.7665 | 518.1415 | 0 | 0 | 0 | 0 | 113.26 | 154.4817 | 0 | 0 | 0 | 0 | 0 | 0 | 226.3876 | 257.0527 | 649.2672 | 657.6493 | 0 | 0 | 0 | 0 | 0 | -39.8076 | -84.7197 | -51.4651 | 0 | 0 | 0 | 0 | 171.733 | 139.953 | -49.781 | -88.0427 | 0.37693 | 0.19574 | 0.19483 | 0.1952 | 64.7318 | 27.3941 | -9.6986 | -17.1861
1 | 10 | 10 | 517.8628 | 518.2267 | 521.3689 | 524.74 | 0 | 0 | 0 | 0 | 117.3122 | 149.4386 | 0 | 0 | 0 | 0 | 0 | 0 | 268.3639 | 370.5936 | 906.9818 | 925.7795 | 0 | 0 | 0 | 0 | 0 | -34.3563 | -236.5524 | -380.0086 | 0 | 0 | 0 | 0 | 132.1867 | 32.5507 | -149.0605 | -21.0309 | 0.37868 | 0.19544 | 0.19523 | 0.10268 | 50.056 | 6.3617 | -29.1018 | -2.1595
1 | 10 | 11 | 519.335 | 519.7373 | 522.6635 | 525.5245 | 0 | 0 | 0 | 0 | 105.7226 | 140.5713 | 0 | 0 | 0 | 0 | 0 | 0 | 296.8038 | 426.6144 | 1037.1305 | 1062.19 | 0 | 0 | 0 | 0 | 0 | -48.8293 | -311.2125 | -355.2909 | 0 | 0 | 0 | 0 | 116.8086 | 1.3809 | -203.2544 | -181.3747 | 0.37978 | 0.19887 | 0.19965 | 0.10268 | 44.3611 | 0.27461 | -40.5797 | -18.6241
1 | 10 | 12 | 518.7362 | 519.362 | 522.3367 | 525.0048 | 0 | 0 | 0 | 0 | 98.75 | 141.0091 | 0 | 0 | 0 | 0 | 0 | 0 | 333.7922 | 489.7277 | 1197.7339 | 1228.8163 | 0 | 0 | 0 | 0 | 0 | -48.5577 | -328.5467 | -366.3532 | 0 | 0 | 0 | 0 | 86.194 | -62.8171 | -346.8506 | -337.4583 | 0.37904 | 0.19928 | 0.19965 | 0.10268 | 32.6713 | -12.5182 | -69.2487 | -34.6512
1 | 10 | 13 | 515.0547 | 516.7892 | 520.907 | 524.5102 | 0 | 0 | 0 | 0 | 102.5017 | 140.9817 | 0 | 0 | 0 | 0 | 0 | 0 | 367.291 | 474.7076 | 1135.5159 | 1166.5168 | 0 | 0 | 0 | 0 | 0 | -47.8328 | -325.016 | -359.2497 | 0 | 0 | 0 | 0 | 45.262 | -51.0672 | -289.5928 | -282.7569 | 0.37914 | 0.19928 | 0.19965 | 0.10268 | 17.1608 | -10.1766 | -57.8172 | -29.0343
1 | 10 | 14 | 508.8534 | 511.1621 | 515.9187 | 520.1256 | 0 | 0 | 0 | 0 | 108.057 | 144.5794 | 0 | 0 | 0 | 0 | 0 | 0 | 387.8239 | 458.318 | 1088.37 | 1117.2255 | 0 | 0 | 0 | 0 | 0 | -50.6032 | -294.9653 | -282.1515 | 0 | 0 | 0 | 0 | 12.9724 | -41.1321 | -277.486 | -314.9484 | 0.37923 | 0.19925 | 0.19951 | 0.10268 | 4.9196 | -8.1957 | -55.3622 | -32.3398
1 | 10 | 15 | 506.8099 | 509.972 | 515.6383 | 520.6238 | 0 | 0 | 0 | 0 | 109.5899 | 150.4251 | 0 | 0 | 0 | 0 | 0 | 0 | 391.2595 | 450.2286 | 1070.4753 | 1094.7448 | 0 | 0 | 0 | 0 | 0 | -36.6384 | -215.2765 | -220.3125 | 0 | 0 | 0 | 0 | 5.9605 | -54.0433 | -339.5605 | -353.8085 | 0.37903 | 0.19565 | 0.19571 | 0.097328 | 2.2592 | -10.5734 | -66.4561 | -34.4356
1 | 10 | 16 | 503.1893 | 508.1376 | 515.7688 | 522.5065 | 0 | 0 | 0 | 0 | 112.0594 | 173.8324 | 0 | 0 | 0 | 0 | 0 | 0 | 351.6903 | 398.1844 | 967.7992 | 985.3567 | 0 | 0 | 0 | 0 | 0 | -20.5472 | -9.9417 | -30.2117 | 0 | 0 | 0 | 0 | 39.4396 | -43.3321 | -442.0887 | -432.6385 | 0.37973 | 0.1927 | 0.19404 | 0.18663 | 14.9766 | -8.3501 | -85.7846 | -80.7417
1 | 10 | 17 | 512.7461 | 519.1915 | 528.4662 | 536.5987 | 0 | 0 | 0 | 0 | 139.0248 | 211.4701 | 0 | 0 | 0 | 0 | 0 | 0 | 304.5713 | 275.6967 | 706.8739 | 712.048 | 0 | 0 | 0 | 0 | 0 | -1.3057 | -12.5879 | 86.1391 | 0 | 0 | 0 | 0 | 69.15 | 33.3303 | -165.8199 | -261.5883 | 0.39657 | 0.40209 | 0.39866 | 0.38696 | 27.4227 | 13.4019 | -66.1062 | -101.2244
1 | 10 | 18 | 569.2981 | 579.0507 | 592.1606 | 603.622 | 0 | 0 | 0 | 0 | 162.9455 | 252.0645 | 0 | 0 | 0 | 0 | 0 | 0 | 314.8534 | 222.3521 | 467.8732 | 467.8743 | 0 | 0 | 0 | 0 | 0 | 29.1308 | 123.5002 | 285.1707 | 0 | 0 | 0 | 0 | 91.4992 | 75.5032 | 0.78712 | -149.423 | 0.40419 | 0.40413 | 0.39849 | 0.38211 | 36.9826 | 30.5128 | 0.31366 | -57.0967
1 | 10 | 19 | 583.548 | 595.3596 | 610.7653 | 624.216 | 0 | 0 | 0 | 0 | 168.7921 | 246.4077 | 0 | 0 | 0 | 0 | 0 | 0 | 330.2491 | 239.8284 | 469.0718 | 469.0718 | 0 | 0 | 0 | 0 | 0 | 26.4216 | 161.7987 | 245.9221 | 0 | 0 | 0 | 0 | 84.5068 | 82.7019 | -20.1051 | -90.7779 | 0.40616 | 0.40567 | 0.40134 | 0.38379 | 34.3231 | 33.5501 | -8.069 | -34.8401
1 | 10 | 20 | 572.922 | 585.1034 | 600.7919 | 614.3981 | 0 | 0 | 0 | 0 | 159.852 | 259.8245 | 0 | 0 | 0 | 0 | 0 | 0 | 355.6921 | 256.6917 | 473.6707 | 473.6707 | 0 | 0 | 0 | 0 | 0 | 4.2291 | 77.3766 | 210.5379 | 0 | 0 | 0 | 0 | 57.3779 | 64.3581 | 49.7446 | -69.8105 | 0.40529 | 0.40498 | 0.3998 | 0.38283 | 23.2549 | 26.0639 | 19.8881 | -26.7254
1 | 10 | 21 | 551.6201 | 563.4376 | 578.5436 | 591.5273 | 0 | 0 | 0 | 0 | 162.4558 | 245.7711 | 0 | 0 | 0 | 0 | 0 | 0 | 368.7577 | 255.4232 | 458.0668 | 458.0668 | 0 | 0 | 0 | 0 | 0 | 7.2681 | 63.4491 | 267.2471 | 0 | 0 | 0 | 0 | 20.4067 | 54.9752 | 57.0277 | -133.7865 | 0.40397 | 0.40336 | 0.39852 | 0.38167 | 8.2436 | 22.1747 | 22.7268 | -51.0622
1 | 10 | 22 | 520.07 | 531.7527 | 546.5587 | 559.261 | 0 | 0 | 0 | 0 | 158.637 | 246.8204 | 0 | 0 | 0 | 0 | 0 | 0 | 367.2477 | 249.23 | 431.6533 | 431.6533 | 0 | 0 | 0 | 0 | 0 | 25.2784 | 197.6252 | 59.3941 | 0 | 0 | 0 | 0 | -5.8146 | 10.4239 | -82.7198 | 68.2136 | 0.40092 | 0.40074 | 0.39596 | 0.37797 | -2.3312 | 4.1773 | -32.7535 | 25.7826
1 | 10 | 23 | 476.3025 | 487.1833 | 500.9077 | 512.6438 | 0 | 0 | 0 | 0 | 147.9937 | 239.9787 | 0 | 0 | 0 | 0 | 0 | 0 | 362.0101 | 244.3563 | 395.8344 | 395.8344 | 0 | 0 | 0 | 0 | 0 | 28.0084 | 60.4986 | 209.6362 | 0 | 0 | 0 | 0 | -33.7014 | -25.1601 | 44.5746 | -92.8268 | 0.39777 | 0.39563 | 0.3915 | 0.37266 | -13.4055 | -9.954 | 17.451 | -34.5932
1 | 10 | 24 | 432.777 | 441.5834 | 452.8059 | 462.2969 | 0 | 0 | 0 | 0 | 124.0264 | 237.0061 | 0 | 0 | 0 | 0 | 0 | 0 | 353.7437 | 236.4978 | 346.2579 | 346.2579 | 0 | 0 | 0 | 0 | 0 | 23.0216 | 171.9063 | 97.9226 | 0 | 0 | 0 | 0 | -44.993 | -54.9421 | -65.3583 | 18.1164 | 0.39698 | 0.39267 | 0.38667 | 0.36903 | -17.8614 | -21.5743 | -25.2719 | 6.6856
1 | 11 | 1 | 405.4553 | 411.6106 | 419.7086 | 426.3338 | 0 | 0 | 0 | 0 | 120.9653 | 202.2497 | 0 | 0 | 0 | 0 | 0 | 0 | 354.9487 | 237.5312 | 315.5054 | 315.5054 | 0 | 0 | 0 | 0 | 0 | -2.3248 | 42.2546 | 113.0864 | 0 | 0 | 0 | 0 | -70.4587 | -25.8456 | 61.9487 | -2.258 | 0.399 | 0.39187 | 0.38588 | 0.36679 | -28.113 | -10.1281 | 23.9048 | -0.82822
1 | 11 | 2 | 390.1048 | 394.3458 | 400.2934 | 405.0473 | 0 | 0 | 0 | 0 | 117.4288 | 178.9076 | 0 | 0 | 0 | 0 | 0 | 0 | 331.8205 | 234.0827 | 283.6446 | 283.6446 | 0 | 0 | 0 | 0 | 0 | 7.4913 | -14.5559 | -3.425 | 0 | 0 | 0 | 0 | -59.1445 | -26.1358 | 131.2047 | 124.8277 | 0.39922 | 0.39186 | 0.38422 | 0.36646 | -23.6119 | -10.2417 | 50.4114 | 45.7447
1 | 11 | 3 | 381.8809 | 384.5114 | 388.6701 | 391.8685 | 0 | 0 | 0 | 0 | 117.9642 | 175.5302 | 0 | 0 | 0 | 0 | 0 | 0 | 295.12 | 226.5392 | 266.1198 | 266.1198 | 0 | 0 | 0 | 0 | 0 | -8.1025 | 183.4873 | -126.8523 | 0 | 0 | 0 | 0 | -31.2033 | -9.4555 | -60.9371 | 252.601 | 0.39872 | 0.3916 | 0.38238 | 0.3658 | -12.4414 | -3.7027 | -23.3014 | 92.4013
1 | 11 | 4 | 380.723 | 381.9963 | 384.6519 | 386.5178 | 0 | 0 | 0 | 0 | 112.608 | 182.492 | 0 | 0 | 0 | 0 | 0 | 0 | 289.9323 | 233.2981 | 263.9651 | 263.9651 | 0 | 0 | 0 | 0 | 0 | -1.5744 | -59.2242 | -65.1822 | 0 | 0 | 0 | 0 | -21.8173 | -32.2193 | 179.911 | 187.735 | 0.39774 | 0.39105 | 0.38218 | 0.36579 | -8.6777 | -12.5992 | 68.7591 | 68.6707
1 | 11 | 5 | 392.9929 | 393.1235 | 394.5618 | 395.3374 | 0 | 0 | 0 | 0 | 104.748 | 201.9031 | 0 | 0 | 0 | 0 | 0 | 0 | 280.4473 | 226.9183 | 267.1755 | 267.1755 | 0 | 0 | 0 | 0 | 0 | -1.7514 | 25.0086 | -29.5615 | 0 | 0 | 0 | 0 | 7.7977 | -33.9466 | 102.3777 | 157.7234 | 0.39572 | 0.38832 | 0.382 | 0.36494 | 3.0857 | -13.182 | 39.1082 | 57.5601
1 | 11 | 6 | 426.3461 | 425.4415 | 425.9093 | 425.8563 | 0 | 0 | 0 | 0 | 134.6835 | 214.8058 | 0 | 0 | 0 | 0 | 0 | 0 | 268.2317 | 215.7899 | 287.3712 | 287.3712 | 0 | 0 | 0 | 0 | 0 | 43.166 | -7.5589 | -48.9395 | 0 | 0 | 0 | 0 | 23.4309 | -48.3202 | 146.097 | 187.4246 | 0.39561 | 0.38891 | 0.3827 | 0.36553 | 9.2696 | -18.7922 | 55.9112 | 68.5102
1 | 11 | 7 | 477.997 | 477.1194 | 478.0062 | 478.5238 | 0 | 0 | 0 | 0 | 148.0121 | 244.0354 | 0 | 0 | 0 | 0 | 0 | 0 | 265.9533 | 215.8419 | 311.6708 | 311.6709 | 0 | 0 | 0 | 0 | 0 | 50.4687 | 211.36 | 134.0994 | 0 | 0 | 0 | 0 | 64.0315 | -33.2266 | -45.0246 | 32.7534 | 0.39512 | 0.39346 | 0.38571 | 0.37033 | 25.2999 | -13.0732 | -17.3666 | 12.1296
1 | 11 | 8 | 514.6157 | 514.4281 | 516.6069 | 518.7167 | 0 | 0 | 0 | 0 | 134.6569 | 202.1677 | 0 | 0 | 0 | 0 | 0 | 0 | 308.9172 | 287.3495 | 367.0504 | 371.3438 | 0 | 0 | 0 | 0 | 0 | -4.0117 | 42.2797 | -29.0425 | 0 | 0 | 0 | 0 | 71.0416 | 28.9227 | 107.2767 | 176.4154 | 0.39371 | 0.38507 | 0.38401 | 0.3747 | 27.9695 | 11.1371 | 41.1948 | 66.1035
1 | 11 | 9 | 518.5959 | 519.1313 | 522.5044 | 526.1271 | 0 | 0 | 0 | 0 | 113.26 | 154.4817 | 0 | 0 | 0 | 0 | 0 | 0 | 424.4867 | 466.0362 | 614.6322 | 632.7432 | 0 | 0 | 0 | 0 | 0 | -39.8076 | -84.7197 | -51.4651 | 0 | 0 | 0 | 0 | -19.1508 | -61.579 | -7.4081 | -55.151 | 0.37693 | 0.19574 | 0.19483 | 0.1952 | -7.2186 | -12.0533 | -1.4433 | -10.7656
1 | 11 | 10 | 523.0296 | 523.5625 | 526.9098 | 530.4583 | 0 | 0 | 0 | 0 | 117.3122 | 149.4386 | 0 | 0 | 0 | 0 | 0 | 0 | 519.4531 | 591.7412 | 786.0229 | 815.7041 | 0 | 0 | 0 | 0 | 0 | -34.3563 | -236.5524 | -380.0086 | 0 | 0 | 0 | 0 | -113.7358 | -183.261 | -22.5606 | 94.7628 | 0.37868 | 0.19544 | 0.19523 | 0.10268 | -43.0691 | -35.8162 | -4.4046 | 9.7305
1 | 11 | 11 | 527.4024 | 528.0687 | 531.3151 | 534.4531 | 0 | 0 | 0 | 0 | 105.7226 | 140.5713 | 0 | 0 | 0 | 0 | 0 | 0 | 553.8247 | 651.2289 | 865.5085 | 901.7529 | 0 | 0 | 0 | 0 | 0 | -48.8293 | -311.2125 | -355.2909 | 0 | 0 | 0 | 0 | -132.145 | -214.9022 | -22.9808 | -12.0089 | 0.37978 | 0.19887 | 0.19965 | 0.10268 | -50.1855 | -42.7368 | -4.5881 | -1.2331
1 | 11 | 12 | 524.3743 | 525.1846 | 528.3831 | 531.2448 | 0 | 0 | 0 | 0 | 98.75 | 141.0091 | 0 | 0 | 0 | 0 | 0 | 0 | 579.2491 | 687.7393 | 929.4024 | 969.0783 | 0 | 0 | 0 | 0 | 0 | -48.5577 | -328.5467 | -366.3532 | 0 | 0 | 0 | 0 | -153.6248 | -255.006 | -72.4727 | -71.4802 | 0.37904 | 0.19928 | 0.19965 | 0.10268 | -58.2305 | -50.8175 | -14.4692 | -7.3398
1 | 11 | 13 | 518.9705 | 520.8332 | 525.1065 | 528.8441 | 0 | 0 | 0 | 0 | 102.5017 | 140.9817 | 0 | 0 | 0 | 0 | 0 | 0 | 575.9171 | 684.2623 | 917.171 | 956.3179 | 0 | 0 | 0 | 0 | 0 | -47.8328 | -325.016 | -359.2497 | 0 | 0 | 0 | 0 | -159.4483 | -256.5779 | -67.0486 | -68.2241 | 0.37914 | 0.19928 | 0.19965 | 0.10268 | -60.4538 | -51.1307 | -13.3862 | -7.0055
1 | 11 | 14 | 515.8692 | 518.4076 | 523.4427 | 527.8905 | 0 | 0 | 0 | 0 | 108.057 | 144.5794 | 0 | 0 | 0 | 0 | 0 | 0 | 558.5428 | 649.9346 | 888.9503 | 924.7673 | 0 | 0 | 0 | 0 | 0 | -50.6032 | -294.9653 | -282.1515 | 0 | 0 | 0 | 0 | -150.7306 | -225.5032 | -70.5422 | -114.7253 | 0.37923 | 0.19925 | 0.19951 | 0.10268 | -57.1623 | -44.9323 | -14.0741 | -11.7803
1 | 11 | 15 | 508.6772 | 511.9004 | 517.6408 | 522.6904 | 0 | 0 | 0 | 0 | 109.5899 | 150.4251 | 0 | 0 | 0 | 0 | 0 | 0 | 499.8089 | 568.9559 | 822.6195 | 851.2095 | 0 | 0 | 0 | 0 | 0 | -36.6384 | -215.2765 | -220.3125 | 0 | 0 | 0 | 0 | -100.7216 | -170.8421 | -89.7022 | -108.2065 | 0.37903 | 0.19565 | 0.19571 | 0.097328 | -38.1767 | -33.4248 | -17.5558 | -10.5316
1 | 11 | 16 | 507.6853 | 512.7807 | 520.5904 | 527.4824 | 0 | 0 | 0 | 0 | 112.0594 | 173.8324 | 0 | 0 | 0 | 0 | 0 | 0 | 435.0647 | 459.766 | 680.355 | 698.7724 | 0 | 0 | 0 | 0 | 0 | -20.5472 | -9.9417 | -30.2117 | 0 | 0 | 0 | 0 | -39.4389 | -100.2705 | -149.8229 | -141.0782 | 0.37973 | 0.1927 | 0.19404 | 0.18663 | -14.9763 | -19.3223 | -29.0722 | -26.3289
1 | 11 | 17 | 522.0462 | 528.796 | 538.4399 | 546.8918 | 0 | 0 | 0 | 0 | 139.0248 | 211.4701 | 0 | 0 | 0 | 0 | 0 | 0 | 360.8056 | 311.1586 | 406.9296 | 412.2541 | 0 | 0 | 0 | 0 | 0 | -1.3057 | -12.5879 | 86.1391 | 0 | 0 | 0 | 0 | 22.2158 | 7.473 | 144.0982 | 48.4986 | 0.39657 | 0.40209 | 0.39866 | 0.38696 | 8.8101 | 3.0048 | 57.4465 | 18.767
1 | 11 | 18 | 575.9876 | 585.9592 | 599.3347 | 611.0258 | 0 | 0 | 0 | 0 | 162.9455 | 252.0645 | 0 | 0 | 0 | 0 | 0 | 0 | 320.1277 | 219.2621 | 215.5854 | 215.5863 | 0 | 0 | 0 | 0 | 0 | 29.1308 | 123.5002 | 285.1707 | 0 | 0 | 0 | 0 | 92.9144 | 85.5018 | 260.2491 | 110.2688 | 0.40419 | 0.40413 | 0.39849 | 0.38211 | 37.5547 | 34.5535 | 103.7065 | 42.1353
1 | 11 | 19 | 594.4434 | 606.6117 | 622.4499 | 636.2747 | 0 | 0 | 0 | 0 | 168.7921 | 246.4077 | 0 | 0 | 0 | 0 | 0 | 0 | 306.2668 | 216.9044 | 262.1785 | 262.1785 | 0 | 0 | 0 | 0 | 0 | 26.4216 | 161.7987 | 245.9221 | 0 | 0 | 0 | 0 | 119.3845 | 116.8781 | 198.4727 | 128.1741 | 0.40616 | 0.40567 | 0.40134 | 0.38379 | 48.4889 | 47.4145 | 79.6546 | 49.1925
1 | 11 | 20 | 586.2105 | 598.8268 | 615.0428 | 629.1053 | 0 | 0 | 0 | 0 | 159.852 | 259.8245 | 0 | 0 | 0 | 0 | 0 | 0 | 272.0529 | 185.5583 | 285.4492 | 285.4492 | 0 | 0 | 0 | 0 | 0 | 4.2291 | 77.3766 | 210.5379 | 0 | 0 | 0 | 0 | 154.3055 | 149.2149 | 252.217 | 133.1182 | 0.40529 | 0.40498 | 0.3998 | 0.38283 | 62.539 | 60.4295 | 100.8374 | 50.9613
1 | 11 | 21 | 570.2566 | 582.6842 | 598.5298 | 612.1535 | 0 | 0 | 0 | 0 | 162.4558 | 245.7711 | 0 | 0 | 0 | 0 | 0 | 0 | 244.8876 | 169.2827 | 307.4475 | 307.4475 | 0 | 0 | 0 | 0 | 0 | 7.2681 | 63.4491 | 267.2471 | 0 | 0 | 0 | 0 | 162.9133 | 160.3623 | 227.6332 | 37.4589 | 0.40397 | 0.40336 | 0.39852 | 0.38167 | 65.8114 | 64.6836 | 90.7169 | 14.2969
1 | 11 | 22 | 537.5644 | 549.8198 | 565.3201 | 578.6232 | 0 | 0 | 0 | 0 | 158.637 | 246.8204 | 0 | 0 | 0 | 0 | 0 | 0 | 211.6476 | 159.0986 | 358.7754 | 358.7754 | 0 | 0 | 0 | 0 | 0 | 25.2784 | 197.6252 | 59.3941 | 0 | 0 | 0 | 0 | 167.2798 | 118.6224 | 8.9194 | 160.4536 | 0.40092 | 0.40074 | 0.39596 | 0.37797 | 67.0664 | 47.537 | 3.5317 | 60.6465
1 | 11 | 23 | 498.3472 | 509.9497 | 524.549 | 537.0421 | 0 | 0 | 0 | 0 | 147.9937 | 239.9787 | 0 | 0 | 0 | 0 | 0 | 0 | 198.245 | 156.441 | 380.8561 | 380.8561 | 0 | 0 | 0 | 0 | 0 | 28.0084 | 60.4986 | 209.6362 | 0 | 0 | 0 | 0 | 152.1085 | 85.5215 | 83.1942 | -53.4502 | 0.39777 | 0.39563 | 0.3915 | 0.37266 | 60.5045 | 33.8346 | 32.5707 | -19.919
1 | 11 | 24 | 454.4411 | 463.9565 | 476.039 | 486.2738 | 0 | 0 | 0 | 0 | 124.0264 | 237.0061 | 0 | 0 | 0 | 0 | 0 | 0 | 197.3478 | 164.7387 | 393.6417 | 393.6417 | 0 | 0 | 0 | 0 | 0 | 23.0216 | 171.9063 | 97.9226 | 0 | 0 | 0 | 0 | 133.0669 | 39.1901 | -89.509 | -5.2905 | 0.39698 | 0.39267 | 0.38667 | 0.36903 | 52.825 | 15.3889 | -34.6102 | -1.9524
1 | 12 | 1 | 425.6328 | 432.4485 | 441.3475 | 448.6654 | 0 | 0 | 0 | 0 | 120.9653 | 202.2497 | 0 | 0 | 0 | 0 | 0 | 0 | 207.1461 | 185.1805 | 422.3371 | 422.3371 | 0 | 0 | 0 | 0 | 0 | -2.3248 | 42.2546 | 113.0864 | 0 | 0 | 0 | 0 | 97.5214 | 47.3431 | -23.2443 | -86.7581 | 0.399 | 0.39187 | 0.38588 | 0.36679 | 38.911 | 18.5523 | -8.9695 | -31.8217
1 | 12 | 2 | 409.5752 | 414.4536 | 421.174 | 426.5965 | 0 | 0 | 0 | 0 | 117.4288 | 178.9076 | 0 | 0 | 0 | 0 | 0 | 0 | 202.4037 | 176.0296 | 410.8184 | 410.8184 | 0 | 0 | 0 | 0 | 0 | 7.4913 | -14.5559 | -3.425 | 0 | 0 | 0 | 0 | 89.7428 | 52.0251 | 24.9115 | 19.2031 | 0.39922 | 0.39186 | 0.38422 | 0.36646 | 35.8274 | 20.3868 | 9.5715 | 7.0372
1 | 12 | 3 | 400.1911 | 403.4209 | 408.3064 | 412.1335 | 0 | 0 | 0 | 0 | 117.9642 | 175.5302 | 0 | 0 | 0 | 0 | 0 | 0 | 215.8637 | 180.4855 | 397.3696 | 397.3696 | 0 | 0 | 0 | 0 | 0 | -8.1025 | 183.4873 | -126.8523 | 0 | 0 | 0 | 0 | 66.3632 | 55.5078 | -172.5506 | 141.6162 | 0.39872 | 0.3916 | 0.38238 | 0.3658 | 26.4605 | 21.7366 | -65.9806 | 51.8031
1 | 12 | 4 | 399.3233 | 401.2054 | 404.5993 | 407.1039 | 0 | 0 | 0 | 0 | 112.608 | 182.492 | 0 | 0 | 0 | 0 | 0 | 0 | 200.0906 | 174.6427 | 407.6363 | 407.6363 | 0 | 0 | 0 | 0 | 0 | -1.5744 | -59.2242 | -65.1822 | 0 | 0 | 0 | 0 | 86.6246 | 45.6451 | 56.1872 | 64.6498 | 0.39774 | 0.39105 | 0.38218 | 0.36579 | 34.4543 | 17.8493 | 21.4738 | 23.6479
1 | 12 | 5 | 411.575 | 412.3138 | 414.4897 | 415.9034 | 0 | 0 | 0 | 0 | 104.748 | 201.9031 | 0 | 0 | 0 | 0 | 0 | 0 | 166.9706 | 148.3232 | 403.4251 | 403.4251 | 0 | 0 | 0 | 0 | 0 | -1.7514 | 25.0086 | -29.5615 | 0 | 0 | 0 | 0 | 139.8565 | 63.8389 | -13.944 | 42.0398 | 0.39572 | 0.38832 | 0.382 | 0.36494 | 55.3439 | 24.7896 | -5.3266 | 15.3421
1 | 12 | 6 | 446.1972 | 445.9424 | 447.1981 | 447.8268 | 0 | 0 | 0 | 0 | 134.6835 | 214.8058 | 0 | 0 | 0 | 0 | 0 | 0 | 159.7742 | 143.7668 | 406.22 | 406.22 | 0 | 0 | 0 | 0 | 0 | 43.166 | -7.5589 | -48.9395 | 0 | 0 | 0 | 0 | 151.7395 | 44.2038 | 48.537 | 90.5463 | 0.39561 | 0.38891 | 0.3827 | 0.36553 | 60.0303 | 17.1913 | 18.5751 | 33.0978
1 | 12 | 7 | 501.8365 | 501.7393 | 503.5723 | 504.9085 | 0 | 0 | 0 | 0 | 148.0121 | 244.0354 | 0 | 0 | 0 | 0 | 0 | 0 | 151.8937 | 133.0021 | 396.4485 | 396.4485 | 0 | 0 | 0 | 0 | 0 | 50.4687 | 211.36 | 134.0994 | 0 | 0 | 0 | 0 | 201.9307 | 74.2331 | -104.2362 | -25.6395 | 0.39512 | 0.39346 | 0.38571 | 0.37033 | 79.7862 | 29.2076 | -40.2053 | -9.4951
1 | 12 | 8 | 540.25 | 540.9015 | 544.0977 | 547.0877 | 0 | 0 | 0 | 0 | 134.6569 | 202.1677 | 0 | 0 | 0 | 0 | 0 | 0 | 170.2775 | 169.6925 | 485.5498 | 487.7963 | 0 | 0 | 0 | 0 | 0 | -4.0117 | 42.2797 | -29.0425 | 0 | 0 | 0 | 0 | 235.3155 | 173.053 | 16.2682 | 88.334 | 0.39371 | 0.38507 | 0.38401 | 0.3747 | 92.6451 | 66.6368 | 6.2471 | 33.0991
1 | 12 | 9 | 544.484 | 545.8668 | 550.2674 | 554.7791 | 0 | 0 | 0 | 0 | 113.26 | 154.4817 | 0 | 0 | 0 | 0 | 0 | 0 | 251.7002 | 346.9935 | 919.0403 | 933.5535 | 0 | 0 | 0 | 0 | 0 | -39.8076 | -84.7197 | -51.4651 | 0 | 0 | 0 | 0 | 179.5238 | 84.1992 | -284.0532 | -327.3093 | 0.37693 | 0.19574 | 0.19483 | 0.1952 | 67.6685 | 16.481 | -55.3408 | -63.8914
1 | 12 | 10 | 539.6356 | 540.7122 | 544.7186 | 548.8373 | 0 | 0 | 0 | 0 | 117.3122 | 149.4386 | 0 | 0 | 0 | 0 | 0 | 0 | 308.8238 | 466.797 | 1146.1132 | 1171.1819 | 0 | 0 | 0 | 0 | 0 | -34.3563 | -236.5524 | -380.0086 | 0 | 0 | 0 | 0 | 113.4996 | -41.1672 | -364.8422 | -242.336 | 0.37868 | 0.19544 | 0.19523 | 0.10268 | 42.9796 | -8.0456 | -71.2298 | -24.8838
1 | 12 | 11 | 539.1862 | 540.2382 | 543.9524 | 547.495 | 0 | 0 | 0 | 0 | 105.7226 | 140.5713 | 0 | 0 | 0 | 0 | 0 | 0 | 344.6857 | 548.8756 | 1285.7524 | 1318.1602 | 0 | 0 | 0 | 0 | 0 | -48.8293 | -311.2125 | -355.2909 | 0 | 0 | 0 | 0 | 88.7779 | -100.3794 | -430.5876 | -415.3743 | 0.37978 | 0.19887 | 0.19965 | 0.10268 | 33.7157 | -19.9621 | -85.9668 | -42.6519
1 | 12 | 12 | 532.1879 | 533.2539 | 536.7626 | 539.8926 | 0 | 0 | 0 | 0 | 98.75 | 141.0091 | 0 | 0 | 0 | 0 | 0 | 0 | 340.6023 | 586.2841 | 1373.028 | 1411.2051 | 0 | 0 | 0 | 0 | 0 | -48.5577 | -328.5467 | -366.3532 | 0 | 0 | 0 | 0 | 92.8355 | -145.4815 | -507.7187 | -504.9593 | 0.37904 | 0.19928 | 0.19965 | 0.10268 | 35.1887 | -28.9915 | -101.366 | -51.8507
1 | 12 | 13 | 525.642 | 527.7231 | 532.2611 | 536.2278 | 0 | 0 | 0 | 0 | 102.5017 | 140.9817 | 0 | 0 | 0 | 0 | 0 | 0 | 336.3678 | 611.2349 | 1387.6653 | 1430.1235 | 0 | 0 | 0 | 0 | 0 | -47.8328 | -325.016 | -359.2497 | 0 | 0 | 0 | 0 | 86.7724 | -176.6606 | -530.3882 | -534.646 | 0.37914 | 0.19928 | 0.19965 | 0.10268 | 32.8992 | -35.2048 | -105.892 | -54.899
1 | 12 | 14 | 520.0751 | 522.7512 | 527.9532 | 532.5455 | 0 | 0 | 0 | 0 | 108.057 | 144.5794 | 0 | 0 | 0 | 0 | 0 | 0 | 323.7279 | 592.8492 | 1370.5887 | 1411.4028 | 0 | 0 | 0 | 0 | 0 | -50.6032 | -294.9653 | -282.1515 | 0 | 0 | 0 | 0 | 88.2902 | -164.0742 | -547.6702 | -596.7058 | 0.37923 | 0.19925 | 0.19951 | 0.10268 | 33.4827 | -32.6924 | -109.2676 | -61.2715
1 | 12 | 15 | 511.2515 | 514.559 | 520.4016 | 525.5396 | 0 | 0 | 0 | 0 | 109.5899 | 150.4251 | 0 | 0 | 0 | 0 | 0 | 0 | 308.4985 | 553.7899 | 1265.4425 | 1302.3839 | 0 | 0 | 0 | 0 | 0 | -36.6384 | -215.2765 | -220.3125 | 0 | 0 | 0 | 0 | 93.1631 | -153.0176 | -529.7645 | -556.5318 | 0.37903 | 0.19565 | 0.19571 | 0.097328 | 35.3117 | -29.9374 | -103.6812 | -54.1663
1 | 12 | 16 | 507.9391 | 513.0428 | 520.8626 | 527.7633 | 0 | 0 | 0 | 0 | 112.0594 | 173.8324 | 0 | 0 | 0 | 0 | 0 | 0 | 259.0634 | 439.0934 | 1068.8322 | 1094.6074 | 0 | 0 | 0 | 0 | 0 | -20.5472 | -9.9417 | -30.2117 | 0 | 0 | 0 | 0 | 136.8162 | -79.3358 | -538.0278 | -536.6324 | 0.37973 | 0.1927 | 0.19404 | 0.18663 | 51.9539 | -15.2881 | -104.401 | -100.1497
1 | 12 | 17 | 518.2029 | 524.8269 | 534.3182 | 542.6381 | 0 | 0 | 0 | 0 | 139.0248 | 211.4701 | 0 | 0 | 0 | 0 | 0 | 0 | 178.6079 | 252.1917 | 691.758 | 699.7241 | 0 | 0 | 0 | 0 | 0 | -1.3057 | -12.5879 | 86.1391 | 0 | 0 | 0 | 0 | 200.5702 | 62.4708 | -144.852 | -243.225 | 0.39657 | 0.40209 | 0.39866 | 0.38696 | 79.5398 | 25.1191 | -57.7471 | -94.1186
1 | 12 | 18 | 574.4829 | 584.4053 | 597.721 | 609.3605 | 0 | 0 | 0 | 0 | 162.9455 | 252.0645 | 0 | 0 | 0 | 0 | 0 | 0 | 140.6823 | 130.5378 | 411.4951 | 411.4967 | 0 | 0 | 0 | 0 | 0 | 29.1308 | 123.5002 | 285.1707 | 0 | 0 | 0 | 0 | 270.8551 | 172.6721 | 62.7257 | -87.307 | 0.40419 | 0.40413 | 0.39849 | 0.38211 | 109.4757 | 69.7812 | 24.9955 | -33.3613
1 | 12 | 19 | 598.74 | 611.0489 | 627.0576 | 641.0299 | 0 | 0 | 0 | 0 | 168.7921 | 246.4077 | 0 | 0 | 0 | 0 | 0 | 0 | 146.1275 | 115.9111 | 374.7965 | 374.7965 | 0 | 0 | 0 | 0 | 0 | 26.4216 | 161.7987 | 245.9221 | 0 | 0 | 0 | 0 | 283.8204 | 222.3086 | 90.4624 | 20.3113 | 0.40616 | 0.40567 | 0.40134 | 0.38379 | 115.2759 | 90.185 | 36.306 | 7.7954
1 | 12 | 20 | 589.9813 | 602.7211 | 619.0868 | 633.2787 | 0 | 0 | 0 | 0 | 159.852 | 259.8245 | 0 | 0 | 0 | 0 | 0 | 0 | 146.139 | 120.3368 | 381.9684 | 381.9684 | 0 | 0 | 0 | 0 | 0 | 4.2291 | 77.3766 | 210.5379 | 0 | 0 | 0 | 0 | 283.9902 | 218.3307 | 159.7418 | 40.7725 | 0.40529 | 0.40498 | 0.3998 | 0.38283 | 115.0993 | 88.4202 | 63.8654 | 15.6088
1 | 12 | 21 | 575.6227 | 588.226 | 604.2846 | 618.0926 | 0 | 0 | 0 | 0 | 162.4558 | 245.7711 | 0 | 0 | 0 | 0 | 0 | 0 | 146.5412 | 126.1967 | 386.9247 | 386.9247 | 0 | 0 | 0 | 0 | 0 | 7.2681 | 63.4491 | 267.2471 | 0 | 0 | 0 | 0 | 266.6258 | 208.99 | 153.9109 | -36.0792 | 0.40397 | 0.40336 | 0.39852 | 0.38167 | 107.7077 | 84.2981 | 61.3369 | -13.7703
1 | 12 | 22 | 548.3511 | 560.9596 | 576.888 | 590.5615 | 0 | 0 | 0 | 0 | 158.637 | 246.8204 | 0 | 0 | 0 | 0 | 0 | 0 | 161.7302 | 140.8466 | 388.9002 | 388.9002 | 0 | 0 | 0 | 0 | 0 | 25.2784 | 197.6252 | 59.3941 | 0 | 0 | 0 | 0 | 227.9839 | 148.0141 | -9.6374 | 142.2671 | 0.40092 | 0.40074 | 0.39596 | 0.37797 | 91.4042 | 59.3155 | -3.816 | 53.7726
1 | 12 | 23 | 515.4609 | 527.6236 | 542.9021 | 555.9829 | 0 | 0 | 0 | 0 | 147.9937 | 239.9787 | 0 | 0 | 0 | 0 | 0 | 0 | 166.9244 | 147.2386 | 390.7133 | 390.7133 | 0 | 0 | 0 | 0 | 0 | 28.0084 | 60.4986 | 209.6362 | 0 | 0 | 0 | 0 | 200.5428 | 112.3978 | 91.6902 | -44.3666 | 0.39777 | 0.39563 | 0.3915 | 0.37266 | 79.7704 | 44.4676 | 35.8969 | -16.5339
1 | 12 | 24 | 479.8759 | 490.224 | 503.316 | 514.4242 | 0 | 0 | 0 | 0 | 124.0264 | 237.0061 | 0 | 0 | 0 | 0 | 0 | 0 | 164.5496 | 143.7144 | 386.958 | 386.958 | 0 | 0 | 0 | 0 | 0 | 23.0216 | 171.9063 | 97.9226 | 0 | 0 | 0 | 0 | 191.2999 | 86.4819 | -55.5484 | 29.5436 | 0.39698 | 0.39267 | 0.38667 | 0.36903 | 75.9425 | 33.9592 | -21.4787 | 10.9026
1 | 13 | 1 | 445.919 | 453.3988 | 463.1029 | 471.1175 | 0 | 0 | 0 | 0 | 120.9653 | 202.2497 | 0 | 0 | 0 | 0 | 0 | 0 | 157.3274 | 146.7439 | 402.8762 | 402.8762 | 0 | 0 | 0 | 0 | 0 | -2.3248 | 42.2546 | 113.0864 | 0 | 0 | 0 | 0 | 167.6263 | 106.7299 | 17.9722 | -44.8451 | 0.399 | 0.39187 | 0.38588 | 0.36679 | 66.8828 | 41.8243 | 6.9351 | -16.4486
1 | 13 | 2 | 426.8521 | 432.296 | 439.7021 | 445.7178 | 0 | 0 | 0 | 0 | 117.4288 | 178.9076 | 0 | 0 | 0 | 0 | 0 | 0 | 151.7642 | 151.6163 | 417.9725 | 417.9725 | 0 | 0 | 0 | 0 | 0 | 7.4913 | -14.5559 | -3.425 | 0 | 0 | 0 | 0 | 157.6591 | 94.2808 | 36.2854 | 31.1703 | 0.39922 | 0.39186 | 0.38422 | 0.36646 | 62.9412 | 36.9453 | 13.9416 | 11.4227
1 | 13 | 3 | 417.9393 | 421.7501 | 427.34 | 431.7766 | 0 | 0 | 0 | 0 | 117.9642 | 175.5302 | 0 | 0 | 0 | 0 | 0 | 0 | 142.6154 | 150.8427 | 422.939 | 422.939 | 0 | 0 | 0 | 0 | 0 | -8.1025 | 183.4873 | -126.8523 | 0 | 0 | 0 | 0 | 157.3596 | 103.4797 | -179.0863 | 135.6899 | 0.39872 | 0.3916 | 0.38238 | 0.3658 | 62.7428 | 40.5221 | -68.4798 | 49.6353
1 | 13 | 4 | 415.4399 | 417.8496 | 421.8831 | 424.9411 | 0 | 0 | 0 | 0 | 112.608 | 182.492 | 0 | 0 | 0 | 0 | 0 | 0 | 137.838 | 149.3935 | 420.114 | 420.114 | 0 | 0 | 0 | 0 | 0 | -1.5744 | -59.2242 | -65.1822 | 0 | 0 | 0 | 0 | 164.9939 | 87.5385 | 60.9933 | 70.0093 | 0.39774 | 0.39105 | 0.38218 | 0.36579 | 65.6251 | 34.2316 | 23.3107 | 25.6084
1 | 13 | 5 | 415.3458 | 416.2081 | 418.5336 | 420.0768 | 0 | 0 | 0 | 0 | 104.748 | 201.9031 | 0 | 0 | 0 | 0 | 0 | 0 | 151.2997 | 158.9327 | 421.695 | 421.695 | 0 | 0 | 0 | 0 | 0 | -1.7514 | 25.0086 | -29.5615 | 0 | 0 | 0 | 0 | 159.2982 | 57.1237 | -28.1699 | 27.9434 | 0.39572 | 0.38832 | 0.382 | 0.36494 | 63.0374 | 22.182 | -10.7609 | 10.1978
1 | 13 | 6 | 430.552 | 429.785 | 430.4198 | 430.5112 | 0 | 0 | 0 | 0 | 134.6835 | 214.8058 | 0 | 0 | 0 | 0 | 0 | 0 | 153.6007 | 163.8873 | 431.1372 | 431.1372 | 0 | 0 | 0 | 0 | 0 | 43.166 | -7.5589 | -48.9395 | 0 | 0 | 0 | 0 | 142.2678 | 7.926 | 6.8415 | 48.3135 | 0.39561 | 0.38891 | 0.3827 | 0.36553 | 56.2831 | 3.0825 | 2.6182 | 17.6603
1 | 13 | 7 | 451.3294 | 449.5789 | 449.4072 | 449.0091 | 0 | 0 | 0 | 0 | 148.0121 | 244.0354 | 0 | 0 | 0 | 0 | 0 | 0 | 146.5502 | 160.5072 | 432.7679 | 432.768 | 0 | 0 | 0 | 0 | 0 | 50.4687 | 211.36 | 134.0994 | 0 | 0 | 0 | 0 | 156.767 | -5.4324 | -194.7207 | -117.8584 | 0.39512 | 0.39346 | 0.38571 | 0.37033 | 61.9413 | -2.1374 | -75.1064 | -43.6465
1 | 13 | 8 | 462.6583 | 460.7699 | 460.8865 | 461.2121 | 0 | 0 | 0 | 0 | 134.6569 | 202.1677 | 0 | 0 | 0 | 0 | 0 | 0 | 179.5644 | 230.1437 | 523.2803 | 527.4701 | 0 | 0 | 0 | 0 | 0 | -4.0117 | 42.2797 | -29.0425 | 0 | 0 | 0 | 0 | 148.437 | 32.4702 | -104.6736 | -37.2154 | 0.39371 | 0.38507 | 0.38401 | 0.3747 | 58.4405 | 12.5032 | -40.1952 | -13.9448
1 | 13 | 9 | 488.0487 | 487.5842 | 489.7448 | 492.3186 | 0 | 0 | 0 | 0 | 113.26 | 154.4817 | 0 | 0 | 0 | 0 | 0 | 0 | 238.1028 | 398.5343 | 892.1863 | 912.0878 | 0 | 0 | 0 | 0 | 0 | -39.8076 | -84.7197 | -51.4651 | 0 | 0 | 0 | 0 | 136.686 | -25.6242 | -317.7218 | -368.3041 | 0.37693 | 0.19574 | 0.19483 | 0.1952 | 51.5215 | -5.0156 | -61.9003 | -71.8936
1 | 13 | 10 | 504.0667 | 503.979 | 506.5736 | 509.471 | 0 | 0 | 0 | 0 | 117.3122 | 149.4386 | 0 | 0 | 0 | 0 | 0 | 0 | 306.2183 | 545.6964 | 1103.0936 | 1137.4144 | 0 | 0 | 0 | 0 | 0 | -34.3563 | -236.5524 | -380.0086 | 0 | 0 | 0 | 0 | 80.5362 | -156.7998 | -359.9675 | -247.9348 | 0.37868 | 0.19544 | 0.19523 | 0.10268 | 30.4972 | -30.6447 | -70.2781 | -25.4587
1 | 13 | 11 | 508.0045 | 508.0358 | 510.5123 | 512.9842 | 0 | 0 | 0 | 0 | 105.7226 | 140.5713 | 0 | 0 | 0 | 0 | 0 | 0 | 327.8615 | 630.7173 | 1266.7863 | 1310.1985 | 0 | 0 | 0 | 0 | 0 | -48.8293 | -311.2125 | -355.2909 | 0 | 0 | 0 | 0 | 74.4204 | -214.4235 | -445.0614 | -441.9234 | 0.37978 | 0.19887 | 0.19965 | 0.10268 | 28.2631 | -42.6416 | -88.8565 | -45.378
1 | 13 | 12 | 498.3594 | 498.3181 | 500.484 | 502.4524 | 0 | 0 | 0 | 0 | 98.75 | 141.0091 | 0 | 0 | 0 | 0 | 0 | 0 | 338.4977 | 669.5318 | 1335.8211 | 1385.1678 | 0 | 0 | 0 | 0 | 0 | -48.5577 | -328.5467 | -366.3532 | 0 | 0 | 0 | 0 | 61.1116 | -263.6651 | -506.7904 | -516.3621 | 0.37904 | 0.19928 | 0.19965 | 0.10268 | 23.164 | -52.543 | -101.1807 | -53.0216
1 | 13 | 13 | 487.535 | 488.3687 | 491.3943 | 494.0525 | 0 | 0 | 0 | 0 | 102.5017 | 140.9817 | 0 | 0 | 0 | 0 | 0 | 0 | 331.6604 | 677.4422 | 1339.6847 | 1391.3286 | 0 | 0 | 0 | 0 | 0 | -47.8328 | -325.016 | -359.2497 | 0 | 0 | 0 | 0 | 53.373 | -282.2223 | -523.2745 | -538.0264 | 0.37914 | 0.19928 | 0.19965 | 0.10268 | 20.236 | -56.2411 | -104.4717 | -55.2462
1 | 13 | 14 | 472.0154 | 473.1183 | 476.4128 | 479.3548 | 0 | 0 | 0 | 0 | 108.057 | 144.5794 | 0 | 0 | 0 | 0 | 0 | 0 | 325.1633 | 655.6027 | 1307.4449 | 1357.1562 | 0 | 0 | 0 | 0 | 0 | -50.6032 | -294.9653 | -282.1515 | 0 | 0 | 0 | 0 | 38.7951 | -276.4606 | -536.0668 | -595.6499 | 0.37923 | 0.19925 | 0.19951 | 0.10268 | 14.7125 | -55.0858 | -106.9526 | -61.1631
1 | 13 | 15 | 461.5239 | 463.2036 | 467.0725 | 470.503 | 0 | 0 | 0 | 0 | 109.5899 | 150.4251 | 0 | 0 | 0 | 0 | 0 | 0 | 300.1631 | 600.1786 | 1208.2305 | 1251.8607 | 0 | 0 | 0 | 0 | 0 | -36.6384 | -215.2765 | -220.3125 | 0 | 0 | 0 | 0 | 51.7709 | -250.7616 | -525.8816 | -561.0452 | 0.37903 | 0.19565 | 0.19571 | 0.097328 | 19.6228 | -49.0608 | -102.9213 | -54.6056
1 | 13 | 16 | 459.5893 | 463.1104 | 469.0111 | 474.2516 | 0 | 0 | 0 | 0 | 112.0594 | 173.8324 | 0 | 0 | 0 | 0 | 0 | 0 | 236.3555 | 449.6058 | 946.9142 | 976.7778 | 0 | 0 | 0 | 0 | 0 | -20.5472 | -9.9417 | -30.2117 | 0 | 0 | 0 | 0 | 111.1744 | -139.7807 | -467.9614 | -472.3145 | 0.37973 | 0.1927 | 0.19404 | 0.18663 | 42.2168 | -26.9359 | -90.805 | -88.1463
1 | 13 | 17 | 476.9778 | 482.2523 | 490.1073 | 497.0117 | 0 | 0 | 0 | 0 | 139.0248 | 211.4701 | 0 | 0 | 0 | 0 | 0 | 0 | 130.7422 | 215.5758 | 506.3121 | 515.3151 | 0 | 0 | 0 | 0 | 0 | -1.3057 | -12.5879 | 86.1391 | 0 | 0 | 0 | 0 | 207.2107 | 56.5121 | -3.6169 | -104.4425 | 0.39657 | 0.40209 | 0.39866 | 0.38696 | 82.1732 | 22.7232 | -1.4419 | -40.4152
1 | 13 | 18 | 545.9481 | 554.9363 | 567.1195 | 577.7791 | 0 | 0 | 0 | 0 | 162.9455 | 252.0645 | 0 | 0 | 0 | 0 | 0 | 0 | 76.8579 | 87.7165 | 228.0171 | 228.0191 | 0 | 0 | 0 | 0 | 0 | 29.1308 | 123.5002 | 285.1707 | 0 | 0 | 0 | 0 | 306.1447 | 186.0244 | 215.6021 | 64.5893 | 0.40419 | 0.40413 | 0.39849 | 0.38211 | 123.7392 | 75.1772 | 85.9152 | 24.6805
1 | 13 | 19 | 568.6279 | 579.9511 | 594.7647 | 607.703 | 0 | 0 | 0 | 0 | 168.7921 | 246.4077 | 0 | 0 | 0 | 0 | 0 | 0 | 76.1194 | 93.6305 | 238.5681 | 238.5681 | 0 | 0 | 0 | 0 | 0 | 26.4216 | 161.7987 | 245.9221 | 0 | 0 | 0 | 0 | 323.7164 | 213.4914 | 194.3978 | 123.2128 | 0.40616 | 0.40567 | 0.40134 | 0.38379 | 131.4799 | 86.6081 | 78.0192 | 47.2884
1 | 13 | 20 | 563.7125 | 575.5924 | 590.9155 | 604.2054 | 0 | 0 | 0 | 0 | 159.852 | 259.8245 | 0 | 0 | 0 | 0 | 0 | 0 | 73.7778 | 90.4773 | 237.8446 | 237.8446 | 0 | 0 | 0 | 0 | 0 | 4.2291 | 77.3766 | 210.5379 | 0 | 0 | 0 | 0 | 330.0827 | 221.0615 | 275.6942 | 155.8229 | 0.40529 | 0.40498 | 0.3998 | 0.38283 | 133.7802 | 89.5261 | 110.2237 | 59.6533
1 | 13 | 21 | 551.5113 | 563.3253 | 578.4269 | 591.4069 | 0 | 0 | 0 | 0 | 162.4558 | 245.7711 | 0 | 0 | 0 | 0 | 0 | 0 | 65.5506 | 80.1637 | 227.6405 | 227.6405 | 0 | 0 | 0 | 0 | 0 | 7.2681 | 63.4491 | 267.2471 | 0 | 0 | 0 | 0 | 323.505 | 230.1223 | 287.3374 | 96.5194 | 0.40397 | 0.40336 | 0.39852 | 0.38167 | 130.6849 | 92.822 | 114.5103 | 36.8385
1 | 13 | 22 | 533.1772 | 545.289 | 560.6151 | 573.7676 | 0 | 0 | 0 | 0 | 158.637 | 246.8204 | 0 | 0 | 0 | 0 | 0 | 0 | 66.9335 | 86.0619 | 232.2391 | 232.2391 | 0 | 0 | 0 | 0 | 0 | 25.2784 | 197.6252 | 59.3941 | 0 | 0 | 0 | 0 | 307.6067 | 187.1283 | 130.7508 | 282.1343 | 0.40092 | 0.40074 | 0.39596 | 0.37797 | 123.3268 | 74.9902 | 51.7716 | 106.638
1 | 13 | 23 | 506.342 | 518.2062 | 533.1229 | 545.8905 | 0 | 0 | 0 | 0 | 147.9937 | 239.9787 | 0 | 0 | 0 | 0 | 0 | 0 | 63.0139 | 82.8257 | 228.3043 | 228.3043 | 0 | 0 | 0 | 0 | 0 | 28.0084 | 60.4986 | 209.6362 | 0 | 0 | 0 | 0 | 295.3345 | 167.3933 | 244.3199 | 107.95 | 0.39777 | 0.39563 | 0.3915 | 0.37266 | 117.4758 | 66.2254 | 95.6516 | 40.2291
1 | 13 | 24 | 470.8658 | 480.919 | 493.6533 | 504.4522 | 0 | 0 | 0 | 0 | 124.0264 | 237.0061 | 0 | 0 | 0 | 0 | 0 | 0 | 61.5361 | 87.8157 | 240.1505 | 240.1505 | 0 | 0 | 0 | 0 | 0 | 23.0216 | 171.9063 | 97.9226 | 0 | 0 | 0 | 0 | 285.3034 | 133.0756 | 81.5965 | 166.379 | 0.39698 | 0.39267 | 0.38667 | 0.36903 | 113.2601 | 52.2553 | 31.5507 | 61.3996
1 | 14 | 1 | 444.3599 | 451.7887 | 461.4309 | 469.3919 | 0 | 0 | 0 | 0 | 120.9653 | 202.2497 | 0 | 0 | 0 | 0 | 0 | 0 | 55.7404 | 86.3574 | 245.5396 | 245.5396 | 0 | 0 | 0 | 0 | 0 | -2.3248 | 42.2546 | 113.0864 | 0 | 0 | 0 | 0 | 267.6542 | 165.5064 | 173.6368 | 110.7659 | 0.399 | 0.39187 | 0.38588 | 0.36679 | 106.7939 | 64.857 | 67.0029 | 40.6274
1 | 14 | 2 | 423.2625 | 428.589 | 435.8526 | 441.7451 | 0 | 0 | 0 | 0 | 117.4288 | 178.9076 | 0 | 0 | 0 | 0 | 0 | 0 | 48.3045 | 84.2345 | 251.9499 | 251.9499 | 0 | 0 | 0 | 0 | 0 | 7.4913 | -14.5559 | -3.425 | 0 | 0 | 0 | 0 | 257.5293 | 157.9556 | 198.4586 | 193.2202 | 0.39922 | 0.39186 | 0.38422 | 0.36646 | 102.8116 | 61.8971 | 76.2516 | 70.808
1 | 14 | 3 | 413.9328 | 417.6125 | 423.0433 | 427.3423 | 0 | 0 | 0 | 0 | 117.9642 | 175.5302 | 0 | 0 | 0 | 0 | 0 | 0 | 45.8827 | 91.6495 | 270.2506 | 270.2506 | 0 | 0 | 0 | 0 | 0 | -8.1025 | 183.4873 | -126.8523 | 0 | 0 | 0 | 0 | 250.0859 | 158.5352 | -30.6946 | 283.944 | 0.39872 | 0.3916 | 0.38238 | 0.3658 | 99.7148 | 62.0816 | -11.7371 | 103.8665
1 | 14 | 4 | 407.3 | 409.4433 | 413.1537 | 415.9322 | 0 | 0 | 0 | 0 | 112.608 | 182.492 | 0 | 0 | 0 | 0 | 0 | 0 | 45.5158 | 91.4325 | 270.3423 | 270.3423 | 0 | 0 | 0 | 0 | 0 | -1.5744 | -59.2242 | -65.1822 | 0 | 0 | 0 | 0 | 249.1762 | 137.0932 | 202.0356 | 210.7721 | 0.39774 | 0.39105 | 0.38218 | 0.36579 | 99.108 | 53.6097 | 77.2148 | 77.0973
1 | 14 | 5 | 408.3481 | 408.9813 | 411.0291 | 412.332 | 0 | 0 | 0 | 0 | 104.748 | 201.9031 | 0 | 0 | 0 | 0 | 0 | 0 | 45.5 | 92.543 | 272.5861 | 272.5861 | 0 | 0 | 0 | 0 | 0 | -1.7514 | 25.0086 | -29.5615 | 0 | 0 | 0 | 0 | 258.1001 | 116.2865 | 113.4344 | 169.3074 | 0.39572 | 0.38832 | 0.382 | 0.36494 | 102.1353 | 45.1558 | 43.3319 | 61.7876
1 | 14 | 6 | 420.001 | 418.8886 | 419.1046 | 418.8338 | 0 | 0 | 0 | 0 | 134.6835 | 214.8058 | 0 | 0 | 0 | 0 | 0 | 0 | 45.5 | 95.9941 | 279.4882 | 279.4882 | 0 | 0 | 0 | 0 | 0 | 43.166 | -7.5589 | -48.9395 | 0 | 0 | 0 | 0 | 239.8175 | 64.9228 | 147.1753 | 188.285 | 0.39561 | 0.38891 | 0.3827 | 0.36553 | 94.8751 | 25.2491 | 56.3239 | 68.8247
1 | 14 | 7 | 439.2011 | 437.0536 | 436.4006 | 435.586 | 0 | 0 | 0 | 0 | 148.0121 | 244.0354 | 0 | 0 | 0 | 0 | 0 | 0 | 45.6138 | 98.5104 | 284.0648 | 284.0649 | 0 | 0 | 0 | 0 | 0 | 50.4687 | 211.36 | 134.0994 | 0 | 0 | 0 | 0 | 245.5752 | 44.0392 | -59.0242 | 17.4217 | 0.39512 | 0.39346 | 0.38571 | 0.37033 | 97.0309 | 17.3275 | -22.7664 | 6.4518
1 | 14 | 8 | 450.6751 | 448.3945 | 448.0354 | 447.9496 | 0 | 0 | 0 | 0 | 134.6569 | 202.1677 | 0 | 0 | 0 | 0 | 0 | 0 | 87.0398 | 184.5993 | 414.9651 | 419.925 | 0 | 0 | 0 | 0 | 0 | -4.0117 | 42.2797 | -29.0425 | 0 | 0 | 0 | 0 | 228.9784 | 65.6392 | -9.2095 | 57.0671 | 0.39371 | 0.38507 | 0.38401 | 0.3747 | 90.1501 | 25.2754 | -3.5365 | 21.3833
1 | 14 | 9 | 469.7023 | 468.6372 | 470.0696 | 472.0135 | 0 | 0 | 0 | 0 | 113.26 | 154.4817 | 0 | 0 | 0 | 0 | 0 | 0 | 179.2842 | 402.7551 | 885.2485 | 907.9688 | 0 | 0 | 0 | 0 | 0 | -39.8076 | -84.7197 | -51.4651 | 0 | 0 | 0 | 0 | 177.1581 | -48.7919 | -330.4592 | -384.4902 | 0.37693 | 0.19574 | 0.19483 | 0.1952 | 66.7768 | -9.5504 | -64.3819 | -75.0532
1 | 14 | 10 | 482.3302 | 481.5309 | 483.2628 | 485.4138 | 0 | 0 | 0 | 0 | 117.3122 | 149.4386 | 0 | 0 | 0 | 0 | 0 | 0 | 247.1285 | 553.4578 | 1154.9644 | 1193.2717 | 0 | 0 | 0 | 0 | 0 | -34.3563 | -236.5524 | -380.0086 | 0 | 0 | 0 | 0 | 117.8895 | -187.0093 | -435.1492 | -327.8493 | 0.37868 | 0.19544 | 0.19523 | 0.10268 | 44.642 | -36.5488 | -84.9562 | -33.6645
1 | 14 | 11 | 483.6574 | 482.8917 | 484.4019 | 486.0378 | 0 | 0 | 0 | 0 | 105.7226 | 140.5713 | 0 | 0 | 0 | 0 | 0 | 0 | 290.8969 | 635.7871 | 1293.4318 | 1341.3919 | 0 | 0 | 0 | 0 | 0 | -48.8293 | -311.2125 | -355.2909 | 0 | 0 | 0 | 0 | 87.0379 | -244.6374 | -497.8174 | -500.0632 | 0.37978 | 0.19887 | 0.19965 | 0.10268 | 33.0549 | -48.6501 | -99.3892 | -51.348
1 | 14 | 12 | 470.8216 | 469.8789 | 470.9518 | 471.9746 | 0 | 0 | 0 | 0 | 98.75 | 141.0091 | 0 | 0 | 0 | 0 | 0 | 0 | 313.9159 | 672.2153 | 1350.3075 | 1403.2011 | 0 | 0 | 0 | 0 | 0 | -48.5577 | -328.5467 | -366.3532 | 0 | 0 | 0 | 0 | 58.1557 | -294.7878 | -550.8091 | -564.8733 | 0.37904 | 0.19928 | 0.19965 | 0.10268 | 22.0435 | -58.7452 | -109.969 | -58.0029
1 | 14 | 13 | 460.3054 | 460.2478 | 462.1925 | 463.9158 | 0 | 0 | 0 | 0 | 102.5017 | 140.9817 | 0 | 0 | 0 | 0 | 0 | 0 | 320.6047 | 678.7137 | 1338.799 | 1392.3687 | 0 | 0 | 0 | 0 | 0 | -47.8328 | -325.016 | -359.2497 | 0 | 0 | 0 | 0 | 37.1991 | -311.6148 | -551.5905 | -569.2033 | 0.37914 | 0.19928 | 0.19965 | 0.10268 | 14.1038 | -62.0984 | -110.125 | -58.4475
1 | 14 | 14 | 450.5327 | 450.9323 | 453.3741 | 455.5785 | 0 | 0 | 0 | 0 | 108.057 | 144.5794 | 0 | 0 | 0 | 0 | 0 | 0 | 315.7091 | 656.0982 | 1288.9278 | 1339.4844 | 0 | 0 | 0 | 0 | 0 | -50.6032 | -294.9653 | -282.1515 | 0 | 0 | 0 | 0 | 26.7665 | -299.142 | -540.5884 | -601.7545 | 0.37923 | 0.19925 | 0.19951 | 0.10268 | 10.1508 | -59.6052 | -107.8547 | -61.7899
1 | 14 | 15 | 443.8845 | 444.9868 | 448.1555 | 450.9803 | 0 | 0 | 0 | 0 | 109.5899 | 150.4251 | 0 | 0 | 0 | 0 | 0 | 0 | 292.0315 | 594.2074 | 1180.9515 | 1224.0094 | 0 | 0 | 0 | 0 | 0 | -36.6384 | -215.2765 | -220.3125 | 0 | 0 | 0 | 0 | 42.2631 | -263.0073 | -517.5195 | -552.7166 | 0.37903 | 0.19565 | 0.19571 | 0.097328 | 16.0191 | -51.4566 | -101.2848 | -53.795
1 | 14 | 16 | 444.1435 | 447.159 | 452.4466 | 457.1568 | 0 | 0 | 0 | 0 | 112.0594 | 173.8324 | 0 | 0 | 0 | 0 | 0 | 0 | 231.0195 | 450.8523 | 946.2816 | 975.1007 | 0 | 0 | 0 | 0 | 0 | -20.5472 | -9.9417 | -30.2117 | 0 | 0 | 0 | 0 | 101.0645 | -156.9786 | -483.8933 | -487.7322 | 0.37973 | 0.1927 | 0.19404 | 0.18663 | 38.3777 | -30.25 | -93.8965 | -91.0237
1 | 14 | 17 | 465.8104 | 470.7194 | 478.1311 | 484.652 | 0 | 0 | 0 | 0 | 139.0248 | 211.4701 | 0 | 0 | 0 | 0 | 0 | 0 | 140.0645 | 233.0571 | 489.8856 | 498.3565 | 0 | 0 | 0 | 0 | 0 | -1.3057 | -12.5879 | 86.1391 | 0 | 0 | 0 | 0 | 186.721 | 27.4978 | 0.83343 | -99.8435 | 0.39657 | 0.40209 | 0.39866 | 0.38696 | 74.0477 | 11.0567 | 0.33226 | -38.6355
1 | 14 | 18 | 533.6023 | 542.1864 | 553.8795 | 564.1153 | 0 | 0 | 0 | 0 | 162.9455 | 252.0645 | 0 | 0 | 0 | 0 | 0 | 0 | 110.1993 | 109.8804 | 217.6099 | 217.6123 | 0 | 0 | 0 | 0 | 0 | 29.1308 | 123.5002 | 285.1707 | 0 | 0 | 0 | 0 | 260.4575 | 151.1106 | 212.7694 | 61.3322 | 0.40419 | 0.40413 | 0.39849 | 0.38211 | 105.2731 | 61.0677 | 84.7864 | 23.4359
1 | 14 | 19 | 564.1863 | 575.3641 | 590.0014 | 602.7872 | 0 | 0 | 0 | 0 | 168.7921 | 246.4077 | 0 | 0 | 0 | 0 | 0 | 0 | 132.0404 | 113.5146 | 207.7339 | 207.7339 | 0 | 0 | 0 | 0 | 0 | 26.4216 | 161.7987 | 245.9221 | 0 | 0 | 0 | 0 | 263.3538 | 189.0203 | 220.4688 | 149.1312 | 0.40616 | 0.40567 | 0.40134 | 0.38379 | 106.9632 | 76.6808 | 88.4824 | 57.2358
1 | 14 | 20 | 557.0773 | 568.7401 | 583.7997 | 596.8619 | 0 | 0 | 0 | 0 | 159.852 | 259.8245 | 0 | 0 | 0 | 0 | 0 | 0 | 137.1963 | 90.3445 | 201.1047 | 201.1047 | 0 | 0 | 0 | 0 | 0 | 4.2291 | 77.3766 | 210.5379 | 0 | 0 | 0 | 0 | 260.029 | 214.3419 | 305.3184 | 185.2192 | 0.40529 | 0.40498 | 0.3998 | 0.38283 | 105.388 | 86.8048 | 122.0676 | 70.907
1 | 14 | 21 | 547.5773 | 559.2625 | 574.208 | 587.053 | 0 | 0 | 0 | 0 | 162.4558 | 245.7711 | 0 | 0 | 0 | 0 | 0 | 0 | 146.4599 | 83.477 | 204.3786 | 204.3786 | 0 | 0 | 0 | 0 | 0 | 7.2681 | 63.4491 | 267.2471 | 0 | 0 | 0 | 0 | 238.6616 | 222.7463 | 306.3804 | 115.4273 | 0.40397 | 0.40336 | 0.39852 | 0.38167 | 96.4111 | 89.8468 | 122.0994 | 44.0551
1 | 14 | 22 | 522.1005 | 533.8496 | 548.7362 | 561.5082 | 0 | 0 | 0 | 0 | 158.637 | 246.8204 | 0 | 0 | 0 | 0 | 0 | 0 | 150.2041 | 91.3458 | 205.1405 | 205.1405 | 0 | 0 | 0 | 0 | 0 | 25.2784 | 197.6252 | 59.3941 | 0 | 0 | 0 | 0 | 213.2594 | 170.405 | 145.9704 | 296.9736 | 0.40092 | 0.40074 | 0.39596 | 0.37797 | 85.5007 | 68.2884 | 57.798 | 112.2468
1 | 14 | 23 | 495.6279 | 507.1413 | 521.6327 | 534.0325 | 0 | 0 | 0 | 0 | 147.9937 | 239.9787 | 0 | 0 | 0 | 0 | 0 | 0 | 157.0326 | 104.0766 | 221.8783 | 221.8783 | 0 | 0 | 0 | 0 | 0 | 28.0084 | 60.4986 | 209.6362 | 0 | 0 | 0 | 0 | 190.6015 | 135.0775 | 239.2558 | 102.518 | 0.39777 | 0.39563 | 0.3915 | 0.37266 | 75.816 | 53.4403 | 93.669 | 38.2048
1 | 14 | 24 | 457.0335 | 466.6338 | 478.8192 | 489.143 | 0 | 0 | 0 | 0 | 124.0264 | 237.0061 | 0 | 0 | 0 | 0 | 0 | 0 | 163.6343 | 104.6522 | 200.0355 | 200.0355 | 0 | 0 | 0 | 0 | 0 | 23.0216 | 171.9063 | 97.9226 | 0 | 0 | 0 | 0 | 169.3728 | 101.954 | 106.8774 | 191.185 | 0.39698 | 0.39267 | 0.38667 | 0.36903 | 67.2378 | 40.0347 | 41.326 | 70.5539
1 | 15 | 1 | 429.8568 | 436.8108 | 445.8774 | 453.3404 | 0 | 0 | 0 | 0 | 120.9653 | 202.2497 | 0 | 0 | 0 | 0 | 0 | 0 | 159.6429 | 100.8588 | 220.6197 | 220.6197 | 0 | 0 | 0 | 0 | 0 | -2.3248 | 42.2546 | 113.0864 | 0 | 0 | 0 | 0 | 149.2486 | 136.0271 | 183.0031 | 119.6343 | 0.399 | 0.39187 | 0.38588 | 0.36679 | 59.5501 | 53.3049 | 70.6172 | 43.8802
1 | 15 | 2 | 414.5607 | 419.6023 | 426.5205 | 432.1142 | 0 | 0 | 0 | 0 | 117.4288 | 178.9076 | 0 | 0 | 0 | 0 | 0 | 0 | 156.8297 | 96.3708 | 253.4793 | 253.4793 | 0 | 0 | 0 | 0 | 0 | 7.4913 | -14.5559 | -3.425 | 0 | 0 | 0 | 0 | 140.3022 | 136.8326 | 187.5971 | 182.0598 | 0.39922 | 0.39186 | 0.38422 | 0.36646 | 56.0119 | 53.6198 | 72.0784 | 66.7182
1 | 15 | 3 | 408.6573 | 412.1643 | 417.3857 | 421.5036 | 0 | 0 | 0 | 0 | 117.9642 | 175.5302 | 0 | 0 | 0 | 0 | 0 | 0 | 155.5383 | 85.7667 | 259.875 | 259.875 | 0 | 0 | 0 | 0 | 0 | -8.1025 | 183.4873 | -126.8523 | 0 | 0 | 0 | 0 | 135.1548 | 158.9699 | -25.9766 | 288.4809 | 0.39872 | 0.3916 | 0.38238 | 0.3658 | 53.8892 | 62.2518 | -9.933 | 105.5261
1 | 15 | 4 | 408.3152 | 410.4917 | 414.2425 | 417.0558 | 0 | 0 | 0 | 0 | 112.608 | 182.492 | 0 | 0 | 0 | 0 | 0 | 0 | 161.9582 | 87.9129 | 247.5982 | 247.5982 | 0 | 0 | 0 | 0 | 0 | -1.5744 | -59.2242 | -65.1822 | 0 | 0 | 0 | 0 | 133.749 | 141.6612 | 225.8685 | 234.6399 | 0.39774 | 0.39105 | 0.38218 | 0.36579 | 53.1977 | 55.396 | 86.3233 | 85.8278
1 | 15 | 5 | 420.3132 | 421.338 | 423.8607 | 425.5745 | 0 | 0 | 0 | 0 | 104.748 | 201.9031 | 0 | 0 | 0 | 0 | 0 | 0 | 163.1933 | 86.0318 | 228.1292 | 228.1292 | 0 | 0 | 0 | 0 | 0 | -1.7514 | 25.0086 | -29.5615 | 0 | 0 | 0 | 0 | 152.3719 | 135.1545 | 170.7229 | 227.0068 | 0.39572 | 0.38832 | 0.382 | 0.36494 | 60.2965 | 52.4826 | 65.216 | 82.8446
1 | 15 | 6 | 447.2487 | 447.0283 | 448.3258 | 448.9905 | 0 | 0 | 0 | 0 | 134.6835 | 214.8058 | 0 | 0 | 0 | 0 | 0 | 0 | 154.6642 | 76.6404 | 207.2617 | 207.2617 | 0 | 0 | 0 | 0 | 0 | 43.166 | -7.5589 | -48.9395 | 0 | 0 | 0 | 0 | 157.901 | 112.4162 | 248.6229 | 290.6683 | 0.39561 | 0.38891 | 0.3827 | 0.36553 | 62.4678 | 43.7197 | 95.1479 | 106.2494
1 | 15 | 7 | 489.1825 | 488.6711 | 490.0019 | 490.9035 | 0 | 0 | 0 | 0 | 148.0121 | 244.0354 | 0 | 0 | 0 | 0 | 0 | 0 | 153.2194 | 72.8232 | 187.7717 | 187.7718 | 0 | 0 | 0 | 0 | 0 | 50.4687 | 211.36 | 134.0994 | 0 | 0 | 0 | 0 | 187.951 | 121.3439 | 90.8701 | 169.0323 | 0.39512 | 0.39346 | 0.38571 | 0.37033 | 74.2626 | 47.7436 | 35.0498 | 62.5977
1 | 15 | 8 | 520.4713 | 520.4754 | 522.8866 | 525.1975 | 0 | 0 | 0 | 0 | 134.6569 | 202.1677 | 0 | 0 | 0 | 0 | 0 | 0 | 194.1159 | 152.793 | 278.5649 | 283.5412 | 0 | 0 | 0 | 0 | 0 | -4.0117 | 42.2797 | -29.0425 | 0 | 0 | 0 | 0 | 191.6985 | 169.5264 | 202.042 | 270.6988 | 0.39371 | 0.38507 | 0.38401 | 0.3747 | 75.4728 | 65.2788 | 77.5851 | 101.4319
1 | 15 | 9 | 542.3992 | 543.7138 | 548.0316 | 552.4717 | 0 | 0 | 0 | 0 | 113.26 | 154.4817 | 0 | 0 | 0 | 0 | 0 | 0 | 273.0494 | 358.7104 | 706.0355 | 728.8671 | 0 | 0 | 0 | 0 | 0 | -39.8076 | -84.7197 | -51.4651 | 0 | 0 | 0 | 0 | 156.0898 | 70.3292 | -73.2842 | -124.9304 | 0.37693 | 0.19574 | 0.19483 | 0.1952 | 58.8354 | 13.7661 | -14.2776 | -24.3866
1 | 15 | 10 | 553.5949 | 555.1284 | 559.6888 | 564.2869 | 0 | 0 | 0 | 0 | 117.3122 | 149.4386 | 0 | 0 | 0 | 0 | 0 | 0 | 335.6863 | 507.8204 | 982.2454 | 1020.4779 | 0 | 0 | 0 | 0 | 0 | -34.3563 | -236.5524 | -380.0086 | 0 | 0 | 0 | 0 | 100.5963 | -67.7744 | -186.0041 | -76.1825 | 0.37868 | 0.19544 | 0.19523 | 0.10268 | 38.0935 | -13.2457 | -36.3144 | -7.8226
1 | 15 | 11 | 555.9554 | 557.5564 | 561.9361 | 566.0545 | 0 | 0 | 0 | 0 | 105.7226 | 140.5713 | 0 | 0 | 0 | 0 | 0 | 0 | 374.5053 | 590.8734 | 1126.8516 | 1174.4043 | 0 | 0 | 0 | 0 | 0 | -48.8293 | -311.2125 | -355.2909 | 0 | 0 | 0 | 0 | 75.7275 | -125.059 | -253.703 | -253.0589 | 0.37978 | 0.19887 | 0.19965 | 0.10268 | 28.7595 | -24.87 | -50.6518 | -25.9848
1 | 15 | 12 | 548.7577 | 550.3662 | 554.5324 | 558.2314 | 0 | 0 | 0 | 0 | 98.75 | 141.0091 | 0 | 0 | 0 | 0 | 0 | 0 | 399.3634 | 635.8162 | 1190.9658 | 1243.7213 | 0 | 0 | 0 | 0 | 0 | -48.5577 | -328.5467 | -366.3532 | 0 | 0 | 0 | 0 | 50.6443 | -177.9014 | -307.8867 | -319.1367 | 0.37904 | 0.19928 | 0.19965 | 0.10268 | 19.1964 | -35.4521 | -61.4696 | -32.7699
1 | 15 | 13 | 538.2597 | 540.7538 | 545.7927 | 550.1926 | 0 | 0 | 0 | 0 | 102.5017 | 140.9817 | 0 | 0 | 0 | 0 | 0 | 0 | 408.4178 | 645.0901 | 1188.5326 | 1242.183 | 0 | 0 | 0 | 0 | 0 | -47.8328 | -325.016 | -359.2497 | 0 | 0 | 0 | 0 | 27.3401 | -197.4852 | -317.724 | -332.7407 | 0.37914 | 0.19928 | 0.19965 | 0.10268 | 10.3658 | -39.3547 | -63.4336 | -34.1668
1 | 15 | 14 | 522.4138 | 525.1664 | 530.4612 | 535.1338 | 0 | 0 | 0 | 0 | 108.057 | 144.5794 | 0 | 0 | 0 | 0 | 0 | 0 | 400.9271 | 620.3766 | 1147.3564 | 1197.9018 | 0 | 0 | 0 | 0 | 0 | -50.6032 | -294.9653 | -282.1515 | 0 | 0 | 0 | 0 | 13.4297 | -189.1863 | -321.9299 | -380.6166 | 0.37923 | 0.19925 | 0.19951 | 0.10268 | 5.093 | -37.6961 | -64.2294 | -39.0828
1 | 15 | 15 | 515.2942 | 518.734 | 524.7371 | 530.0139 | 0 | 0 | 0 | 0 | 109.5899 | 150.4251 | 0 | 0 | 0 | 0 | 0 | 0 | 373.4517 | 560.7217 | 1065.2023 | 1109.2563 | 0 | 0 | 0 | 0 | 0 | -36.6384 | -215.2765 | -220.3125 | 0 | 0 | 0 | 0 | 32.2526 | -155.7743 | -325.1887 | -358.9298 | 0.37903 | 0.19565 | 0.19571 | 0.097328 | 12.2248 | -30.4768 | -63.6433 | -34.9341
1 | 15 | 16 | 508.773 | 513.9041 | 521.7569 | 528.6863 | 0 | 0 | 0 | 0 | 112.0594 | 173.8324 | 0 | 0 | 0 | 0 | 0 | 0 | 310.2627 | 428.5591 | 844.7285 | 875.4658 | 0 | 0 | 0 | 0 | 0 | -20.5472 | -9.9417 | -30.2117 | 0 | 0 | 0 | 0 | 86.4509 | -67.9403 | -313.0299 | -316.5678 | 0.37973 | 0.1927 | 0.19404 | 0.18663 | 32.8284 | -13.0922 | -60.7415 | -59.0799
1 | 15 | 17 | 521.6836 | 528.4216 | 538.051 | 546.4905 | 0 | 0 | 0 | 0 | 139.0248 | 211.4701 | 0 | 0 | 0 | 0 | 0 | 0 | 205.1007 | 194.46 | 336.8241 | 345.3044 | 0 | 0 | 0 | 0 | 0 | -1.3057 | -12.5879 | 86.1391 | 0 | 0 | 0 | 0 | 177.5581 | 123.7971 | 213.8148 | 115.047 | 0.39657 | 0.40209 | 0.39866 | 0.38696 | 70.4139 | 49.7781 | 85.24 | 44.5187
1 | 15 | 18 | 586.7743 | 597.099 | 610.9026 | 622.9641 | 0 | 0 | 0 | 0 | 162.9455 | 252.0645 | 0 | 0 | 0 | 0 | 0 | 0 | 157.8701 | 83.4674 | 140.1552 | 140.1567 | 0 | 0 | 0 | 0 | 0 | 29.1308 | 123.5002 | 285.1707 | 0 | 0 | 0 | 0 | 265.9587 | 232.4362 | 347.2471 | 197.6367 | 0.40419 | 0.40413 | 0.39849 | 0.38211 | 107.4966 | 93.9335 | 138.3743 | 75.5199
1 | 15 | 19 | 617.9385 | 630.8758 | 647.6466 | 662.2781 | 0 | 0 | 0 | 0 | 168.7921 | 246.4077 | 0 | 0 | 0 | 0 | 0 | 0 | 156.9845 | 80.6613 | 136.2749 | 136.2749 | 0 | 0 | 0 | 0 | 0 | 26.4216 | 161.7987 | 245.9221 | 0 | 0 | 0 | 0 | 292.1619 | 277.3853 | 349.573 | 280.0811 | 0.40616 | 0.40567 | 0.40134 | 0.38379 | 118.6638 | 112.5283 | 140.2968 | 107.4936
1 | 15 | 20 | 611.5728 | 625.0194 | 642.242 | 657.1754 | 0 | 0 | 0 | 0 | 159.852 | 259.8245 | 0 | 0 | 0 | 0 | 0 | 0 | 154.8279 | 80.3179 | 137.6496 | 137.6496 | 0 | 0 | 0 | 0 | 0 | 4.2291 | 77.3766 | 210.5379 | 0 | 0 | 0 | 0 | 296.8929 | 280.6478 | 427.2158 | 308.9879 | 0.40529 | 0.40498 | 0.3998 | 0.38283 | 120.3286 | 113.6576 | 170.8027 | 118.289
1 | 15 | 21 | 596.199 | 609.4758 | 626.3512 | 640.8656 | 0 | 0 | 0 | 0 | 162.4558 | 245.7711 | 0 | 0 | 0 | 0 | 0 | 0 | 150.4828 | 79.56 | 140.4978 | 140.4978 | 0 | 0 | 0 | 0 | 0 | 7.2681 | 63.4491 | 267.2471 | 0 | 0 | 0 | 0 | 283.2604 | 276.8766 | 422.4043 | 233.1208 | 0.40397 | 0.40336 | 0.39852 | 0.38167 | 114.4275 | 111.6807 | 168.3375 | 88.9751
1 | 15 | 22 | 560.6244 | 573.6346 | 590.0502 | 604.1451 | 0 | 0 | 0 | 0 | 158.637 | 246.8204 | 0 | 0 | 0 | 0 | 0 | 0 | 142.0769 | 74.3446 | 139.4782 | 139.4782 | 0 | 0 | 0 | 0 | 0 | 25.2784 | 197.6252 | 59.3941 | 0 | 0 | 0 | 0 | 259.9104 | 227.1912 | 252.9468 | 405.2728 | 0.40092 | 0.40074 | 0.39596 | 0.37797 | 104.2043 | 91.0451 | 100.1559 | 153.1805
1 | 15 | 23 | 514.3369 | 526.4628 | 541.6967 | 554.7389 | 0 | 0 | 0 | 0 | 147.9937 | 239.9787 | 0 | 0 | 0 | 0 | 0 | 0 | 136.911 | 69.6423 | 135.5836 | 135.5836 | 0 | 0 | 0 | 0 | 0 | 28.0084 | 60.4986 | 209.6362 | 0 | 0 | 0 | 0 | 229.4322 | 188.8333 | 345.6145 | 209.5191 | 0.39777 | 0.39563 | 0.3915 | 0.37266 | 91.2618 | 74.7076 | 135.3086 | 78.0803
1 | 15 | 24 | 469.2705 | 479.2714 | 491.9425 | 502.6865 | 0 | 0 | 0 | 0 | 124.0264 | 237.0061 | 0 | 0 | 0 | 0 | 0 | 0 | 132.9808 | 66.9391 | 133.4797 | 133.4797 | 0 | 0 | 0 | 0 | 0 | 23.0216 | 171.9063 | 97.9226 | 0 | 0 | 0 | 0 | 212.2633 | 152.3046 | 186.5564 | 271.2842 | 0.39698 | 0.39267 | 0.38667 | 0.36903 | 84.2645 | 59.8061 | 72.1353 | 100.1132
1 | 16 | 1 | 440.8067 | 448.1191 | 457.6203 | 465.4593 | 0 | 0 | 0 | 0 | 120.9653 | 202.2497 | 0 | 0 | 0 | 0 | 0 | 0 | 131.7285 | 66.1604 | 133.748 | 133.748 | 0 | 0 | 0 | 0 | 0 | -2.3248 | 42.2546 | 113.0864 | 0 | 0 | 0 | 0 | 188.1128 | 182.0338 | 281.6177 | 218.6248 | 0.399 | 0.39187 | 0.38588 | 0.36679 | 75.0569 | 71.3336 | 108.6706 | 80.1885
1 | 16 | 2 | 424.2415 | 429.6 | 436.9025 | 442.8285 | 0 | 0 | 0 | 0 | 117.4288 | 178.9076 | 0 | 0 | 0 | 0 | 0 | 0 | 124.8391 | 60.8371 | 133.3943 | 133.3943 | 0 | 0 | 0 | 0 | 0 | 7.4913 | -14.5559 | -3.425 | 0 | 0 | 0 | 0 | 181.9736 | 182.3639 | 318.064 | 312.8592 | 0.39922 | 0.39186 | 0.38422 | 0.36646 | 72.6481 | 71.4619 | 122.2064 | 114.6513
1 | 16 | 3 | 418.2112 | 422.0309 | 427.6316 | 432.0775 | 0 | 0 | 0 | 0 | 117.9642 | 175.5302 | 0 | 0 | 0 | 0 | 0 | 0 | 117.6561 | 56.2238 | 134.9453 | 134.9453 | 0 | 0 | 0 | 0 | 0 | -8.1025 | 183.4873 | -126.8523 | 0 | 0 | 0 | 0 | 182.5909 | 198.3794 | 109.199 | 423.9845 | 0.39872 | 0.3916 | 0.38238 | 0.3658 | 72.803 | 77.6844 | 41.7559 | 155.0933
1 | 16 | 4 | 418.1229 | 420.6205 | 424.7605 | 427.9107 | 0 | 0 | 0 | 0 | 112.608 | 182.492 | 0 | 0 | 0 | 0 | 0 | 0 | 112.3364 | 52.6929 | 136.1042 | 136.1042 | 0 | 0 | 0 | 0 | 0 | -1.5744 | -59.2242 | -65.1822 | 0 | 0 | 0 | 0 | 193.1785 | 187.01 | 347.8806 | 356.9887 | 0.39774 | 0.39105 | 0.38218 | 0.36579 | 76.8353 | 73.1295 | 132.9543 | 130.5811
1 | 16 | 5 | 430.3384 | 431.6915 | 434.6121 | 436.6701 | 0 | 0 | 0 | 0 | 104.748 | 201.9031 | 0 | 0 | 0 | 0 | 0 | 0 | 111.867 | 52.3727 | 136.6842 | 136.6842 | 0 | 0 | 0 | 0 | 0 | -1.7514 | 25.0086 | -29.5615 | 0 | 0 | 0 | 0 | 213.7235 | 179.1671 | 272.9193 | 329.5474 | 0.39572 | 0.38832 | 0.382 | 0.36494 | 84.5746 | 69.5733 | 104.255 | 120.2661
1 | 16 | 6 | 465.7945 | 466.1813 | 468.2148 | 469.5164 | 0 | 0 | 0 | 0 | 134.6835 | 214.8058 | 0 | 0 | 0 | 0 | 0 | 0 | 113.5753 | 54.0809 | 138.128 | 138.128 | 0 | 0 | 0 | 0 | 0 | 43.166 | -7.5589 | -48.9395 | 0 | 0 | 0 | 0 | 217.5358 | 154.1286 | 337.6457 | 380.3278 | 0.39561 | 0.38891 | 0.3827 | 0.36553 | 86.0602 | 59.942 | 129.2168 | 139.0231
1 | 16 | 7 | 528.6491 | 529.4296 | 532.3269 | 534.5837 | 0 | 0 | 0 | 0 | 148.0121 | 244.0354 | 0 | 0 | 0 | 0 | 0 | 0 | 112.8574 | 53.0826 | 136.9535 | 136.9536 | 0 | 0 | 0 | 0 | 0 | 50.4687 | 211.36 | 134.0994 | 0 | 0 | 0 | 0 | 267.7796 | 181.8429 | 184.0133 | 263.5307 | 0.39512 | 0.39346 | 0.38571 | 0.37033 | 105.8042 | 71.5474 | 70.9764 | 97.5933
1 | 16 | 8 | 560.9713 | 562.3011 | 566.3198 | 570.0213 | 0 | 0 | 0 | 0 | 134.6569 | 202.1677 | 0 | 0 | 0 | 0 | 0 | 0 | 147.0138 | 127.7583 | 259.0629 | 264.0745 | 0 | 0 | 0 | 0 | 0 | -4.0117 | 42.2797 | -29.0425 | 0 | 0 | 0 | 0 | 279.3005 | 236.3868 | 264.9772 | 334.9893 | 0.39371 | 0.38507 | 0.38401 | 0.3747 | 109.9622 | 91.0245 | 101.7526 | 125.5218
1 | 16 | 9 | 566.4381 | 568.5396 | 573.8115 | 579.077 | 0 | 0 | 0 | 0 | 113.26 | 154.4817 | 0 | 0 | 0 | 0 | 0 | 0 | 225.644 | 329.3249 | 714.8048 | 737.1917 | 0 | 0 | 0 | 0 | 0 | -39.8076 | -84.7197 | -51.4651 | 0 | 0 | 0 | 0 | 227.5341 | 124.5406 | -56.2736 | -106.6495 | 0.37693 | 0.19574 | 0.19483 | 0.1952 | 85.7651 | 24.3773 | -10.9635 | -20.8182
1 | 16 | 10 | 559.7768 | 561.5127 | 566.3185 | 571.1288 | 0 | 0 | 0 | 0 | 117.3122 | 149.4386 | 0 | 0 | 0 | 0 | 0 | 0 | 288.2763 | 471.8341 | 980.9322 | 1018.2084 | 0 | 0 | 0 | 0 | 0 | -34.3563 | -236.5524 | -380.0086 | 0 | 0 | 0 | 0 | 154.1883 | -25.4038 | -178.0613 | -67.0709 | 0.37868 | 0.19544 | 0.19523 | 0.10268 | 58.3875 | -4.9649 | -34.7637 | -6.887
1 | 16 | 11 | 556.7893 | 558.4176 | 562.8304 | 566.9775 | 0 | 0 | 0 | 0 | 105.7226 | 140.5713 | 0 | 0 | 0 | 0 | 0 | 0 | 330.355 | 559.7864 | 1126.5844 | 1173.2554 | 0 | 0 | 0 | 0 | 0 | -48.8293 | -311.2125 | -355.2909 | 0 | 0 | 0 | 0 | 120.7117 | -93.1108 | -252.5414 | -250.9871 | 0.37978 | 0.19887 | 0.19965 | 0.10268 | 45.8435 | -18.5166 | -50.4199 | -25.7721
1 | 16 | 12 | 548.0507 | 549.636 | 553.7742 | 557.4489 | 0 | 0 | 0 | 0 | 98.75 | 141.0091 | 0 | 0 | 0 | 0 | 0 | 0 | 349.3049 | 598.1973 | 1175.9919 | 1227.4862 | 0 | 0 | 0 | 0 | 0 | -48.5577 | -328.5467 | -366.3532 | 0 | 0 | 0 | 0 | 99.9958 | -141.0127 | -293.671 | -303.6841 | 0.37904 | 0.19928 | 0.19965 | 0.10268 | 37.9028 | -28.1009 | -58.6314 | -31.1832
1 | 16 | 13 | 537.4439 | 539.9113 | 544.9178 | 549.2897 | 0 | 0 | 0 | 0 | 102.5017 | 140.9817 | 0 | 0 | 0 | 0 | 0 | 0 | 351.2989 | 603.4512 | 1179.0372 | 1231.6583 | 0 | 0 | 0 | 0 | 0 | -47.8328 | -325.016 | -359.2497 | 0 | 0 | 0 | 0 | 83.6433 | -156.6887 | -309.1035 | -323.1189 | 0.37914 | 0.19928 | 0.19965 | 0.10268 | 31.7128 | -31.2248 | -61.7125 | -33.1788
1 | 16 | 14 | 533.6355 | 536.7555 | 542.4958 | 547.5536 | 0 | 0 | 0 | 0 | 108.057 | 144.5794 | 0 | 0 | 0 | 0 | 0 | 0 | 329.3907 | 570.9495 | 1148.7776 | 1198.398 | 0 | 0 | 0 | 0 | 0 | -50.6032 | -294.9653 | -282.1515 | 0 | 0 | 0 | 0 | 96.1878 | -128.1702 | -311.3165 | -368.6929 | 0.37923 | 0.19925 | 0.19951 | 0.10268 | 36.4778 | -25.5384 | -62.1118 | -37.8585
1 | 16 | 15 | 524.5581 | 528.3012 | 534.6719 | 540.2668 | 0 | 0 | 0 | 0 | 109.5899 | 150.4251 | 0 | 0 | 0 | 0 | 0 | 0 | 293.827 | 491.879 | 1015.0777 | 1057.2902 | 0 | 0 | 0 | 0 | 0 | -36.6384 | -215.2765 | -220.3125 | 0 | 0 | 0 | 0 | 121.1412 | -77.3645 | -265.1294 | -296.7109 | 0.37903 | 0.19565 | 0.19571 | 0.097328 | 45.9163 | -15.1361 | -51.889 | -28.8784
1 | 16 | 16 | 519.3059 | 524.7817 | 533.0527 | 540.3437 | 0 | 0 | 0 | 0 | 112.0594 | 173.8324 | 0 | 0 | 0 | 0 | 0 | 0 | 230.4173 | 366.2457 | 807.2475 | 836.3908 | 0 | 0 | 0 | 0 | 0 | -20.5472 | -9.9417 | -30.2117 | 0 | 0 | 0 | 0 | 176.8291 | 5.2508 | -264.2531 | -265.8354 | 0.37973 | 0.1927 | 0.19404 | 0.18663 | 67.1482 | 1.0118 | -51.2767 | -49.6119
1 | 16 | 17 | 533.5218 | 540.6472 | 550.7466 | 559.5925 | 0 | 0 | 0 | 0 | 139.0248 | 211.4701 | 0 | 0 | 0 | 0 | 0 | 0 | 118.2632 | 135.8926 | 321.2649 | 329.1063 | 0 | 0 | 0 | 0 | 0 | -1.3057 | -12.5879 | 86.1391 | 0 | 0 | 0 | 0 | 276.2337 | 194.5902 | 242.0695 | 144.3472 | 0.39657 | 0.40209 | 0.39866 | 0.38696 | 109.5456 | 78.2435 | 96.504 | 55.8567
1 | 16 | 18 | 591.9229 | 602.4161 | 616.4241 | 628.6624 | 0 | 0 | 0 | 0 | 162.9455 | 252.0645 | 0 | 0 | 0 | 0 | 0 | 0 | 67.9411 | 29.7153 | 146.9659 | 146.9673 | 0 | 0 | 0 | 0 | 0 | 29.1308 | 123.5002 | 285.1707 | 0 | 0 | 0 | 0 | 361.0364 | 291.5055 | 345.958 | 196.5244 | 0.40419 | 0.40413 | 0.39849 | 0.38211 | 145.9256 | 117.8049 | 137.8606 | 75.0948
1 | 16 | 19 | 617.2677 | 630.1831 | 646.9272 | 661.5357 | 0 | 0 | 0 | 0 | 168.7921 | 246.4077 | 0 | 0 | 0 | 0 | 0 | 0 | 65.2365 | 28.9093 | 145.3186 | 145.3186 | 0 | 0 | 0 | 0 | 0 | 26.4216 | 161.7987 | 245.9221 | 0 | 0 | 0 | 0 | 383.2391 | 328.4446 | 339.8099 | 270.295 | 0.40616 | 0.40567 | 0.40134 | 0.38379 | 155.6555 | 133.2417 | 136.3785 | 103.7378
1 | 16 | 20 | 611.8085 | 625.2628 | 642.4948 | 657.4362 | 0 | 0 | 0 | 0 | 159.852 | 259.8245 | 0 | 0 | 0 | 0 | 0 | 0 | 62.5528 | 27.6625 | 142.8249 | 142.8249 | 0 | 0 | 0 | 0 | 0 | 4.2291 | 77.3766 | 210.5379 | 0 | 0 | 0 | 0 | 389.4037 | 333.5467 | 422.2932 | 304.0734 | 0.40529 | 0.40498 | 0.3998 | 0.38283 | 157.8226 | 135.0807 | 168.8346 | 116.4076
1 | 16 | 21 | 594.8575 | 608.0904 | 624.9125 | 639.3809 | 0 | 0 | 0 | 0 | 162.4558 | 245.7711 | 0 | 0 | 0 | 0 | 0 | 0 | 61.7391 | 24.7742 | 137.0484 | 137.0484 | 0 | 0 | 0 | 0 | 0 | 7.2681 | 63.4491 | 267.2471 | 0 | 0 | 0 | 0 | 370.6626 | 330.277 | 424.415 | 235.0854 | 0.40397 | 0.40336 | 0.39852 | 0.38167 | 149.735 | 133.2203 | 169.1388 | 89.7249
1 | 16 | 22 | 557.0711 | 569.965 | 586.2396 | 600.2124 | 0 | 0 | 0 | 0 | 158.637 | 246.8204 | 0 | 0 | 0 | 0 | 0 | 0 | 62.9559 | 22.3699 | 133.3245 | 133.3245 | 0 | 0 | 0 | 0 | 0 | 25.2784 | 197.6252 | 59.3941 | 0 | 0 | 0 | 0 | 335.4782 | 275.4963 | 255.2898 | 407.4938 | 0.40092 | 0.40074 | 0.39596 | 0.37797 | 134.5012 | 110.403 | 101.0837 | 154.02
1 | 16 | 23 | 509.2427 | 521.2018 | 536.2336 | 549.1008 | 0 | 0 | 0 | 0 | 147.9937 | 239.9787 | 0 | 0 | 0 | 0 | 0 | 0 | 65.2142 | 22.2972 | 136.1925 | 136.1925 | 0 | 0 | 0 | 0 | 0 | 28.0084 | 60.4986 | 209.6362 | 0 | 0 | 0 | 0 | 296.0348 | 230.9174 | 339.5425 | 203.2721 | 0.39777 | 0.39563 | 0.3915 | 0.37266 | 117.7544 | 91.3572 | 132.9314 | 75.7523
1 | 16 | 24 | 465.5722 | 475.4521 | 487.9763 | 498.5934 | 0 | 0 | 0 | 0 | 124.0264 | 237.0061 | 0 | 0 | 0 | 0 | 0 | 0 | 66.2951 | 21.6736 | 131.9319 | 131.9319 | 0 | 0 | 0 | 0 | 0 | 23.0216 | 171.9063 | 97.9226 | 0 | 0 | 0 | 0 | 275.2507 | 193.7508 | 184.1381 | 268.7389 | 0.39698 | 0.39267 | 0.38667 | 0.36903 | 109.2693 | 76.0809 | 71.2002 | 99.174
1 | 17 | 1 | 436.7458 | 443.9253 | 453.2653 | 460.9649 | 0 | 0 | 0 | 0 | 120.9653 | 202.2497 | 0 | 0 | 0 | 0 | 0 | 0 | 67.7261 | 21.9744 | 131.4487 | 131.4487 | 0 | 0 | 0 | 0 | 0 | -2.3248 | 42.2546 | 113.0864 | 0 | 0 | 0 | 0 | 248.0543 | 222.026 | 279.562 | 216.4297 | 0.399 | 0.39187 | 0.38588 | 0.36679 | 98.9736 | 87.0053 | 107.8774 | 79.3833
1 | 17 | 2 | 418.4403 | 423.6088 | 430.6811 | 436.4079 | 0 | 0 | 0 | 0 | 117.4288 | 178.9076 | 0 | 0 | 0 | 0 | 0 | 0 | 66.6589 | 24.103 | 135.9364 | 135.9364 | 0 | 0 | 0 | 0 | 0 | 7.4913 | -14.5559 | -3.425 | 0 | 0 | 0 | 0 | 234.3526 | 213.1069 | 309.3006 | 303.8966 | 0.39922 | 0.39186 | 0.38422 | 0.36646 | 93.559 | 83.5089 | 118.8393 | 111.3668
1 | 17 | 3 | 410.724 | 414.2986 | 419.6021 | 423.7909 | 0 | 0 | 0 | 0 | 117.9642 | 175.5302 | 0 | 0 | 0 | 0 | 0 | 0 | 66.2121 | 27.1953 | 142.7608 | 142.7608 | 0 | 0 | 0 | 0 | 0 | -8.1025 | 183.4873 | -126.8523 | 0 | 0 | 0 | 0 | 226.5477 | 219.6756 | 93.354 | 407.8825 | 0.39872 | 0.3916 | 0.38238 | 0.3658 | 90.3296 | 86.0239 | 35.6971 | 149.2031
1 | 17 | 4 | 410.4725 | 412.7197 | 416.556 | 419.4435 | 0 | 0 | 0 | 0 | 112.608 | 182.492 | 0 | 0 | 0 | 0 | 0 | 0 | 66.5157 | 28.0305 | 143.76 | 143.76 | 0 | 0 | 0 | 0 | 0 | -1.5744 | -59.2242 | -65.1822 | 0 | 0 | 0 | 0 | 231.3488 | 203.7716 | 332.0202 | 340.8657 | 0.39774 | 0.39105 | 0.38218 | 0.36579 | 92.0173 | 79.684 | 126.8928 | 124.6836
1 | 17 | 5 | 422.2348 | 423.3226 | 425.9216 | 427.7013 | 0 | 0 | 0 | 0 | 104.748 | 201.9031 | 0 | 0 | 0 | 0 | 0 | 0 | 67.0453 | 28.6818 | 144.3926 | 144.3926 | 0 | 0 | 0 | 0 | 0 | -1.7514 | 25.0086 | -29.5615 | 0 | 0 | 0 | 0 | 250.4416 | 194.4891 | 256.5204 | 312.8703 | 0.39572 | 0.38832 | 0.382 | 0.36494 | 99.1046 | 75.5231 | 97.9906 | 114.1799
1 | 17 | 6 | 455.0441 | 455.0789 | 456.6858 | 457.6182 | 0 | 0 | 0 | 0 | 134.6835 | 214.8058 | 0 | 0 | 0 | 0 | 0 | 0 | 67.8235 | 34.07 | 155.6088 | 155.6088 | 0 | 0 | 0 | 0 | 0 | 43.166 | -7.5589 | -48.9395 | 0 | 0 | 0 | 0 | 252.5371 | 163.0371 | 308.6358 | 350.9488 | 0.39561 | 0.38891 | 0.3827 | 0.36553 | 99.9072 | 63.4067 | 118.1148 | 128.284
1 | 17 | 7 | 513.7834 | 514.0773 | 516.3845 | 518.1309 | 0 | 0 | 0 | 0 | 148.0121 | 244.0354 | 0 | 0 | 0 | 0 | 0 | 0 | 63.7455 | 41.7545 | 170.4888 | 170.4889 | 0 | 0 | 0 | 0 | 0 | 50.4687 | 211.36 | 134.0994 | 0 | 0 | 0 | 0 | 302.0257 | 177.8187 | 134.5357 | 213.5426 | 0.39512 | 0.39346 | 0.38571 | 0.37033 | 119.3354 | 69.9641 | 51.8922 | 79.0812
1 | 17 | 8 | 544.5284 | 545.32 | 548.686 | 551.8229 | 0 | 0 | 0 | 0 | 134.6569 | 202.1677 | 0 | 0 | 0 | 0 | 0 | 0 | 97.6987 | 116.7396 | 238.8794 | 243.4679 | 0 | 0 | 0 | 0 | 0 | -4.0117 | 42.2797 | -29.0425 | 0 | 0 | 0 | 0 | 312.1727 | 230.4244 | 267.5269 | 337.3975 | 0.39371 | 0.38507 | 0.38401 | 0.3747 | 122.9042 | 88.7285 | 102.7317 | 126.4242
1 | 17 | 9 | 539.3172 | 540.531 | 544.7265 | 549.0607 | 0 | 0 | 0 | 0 | 113.26 | 154.4817 | 0 | 0 | 0 | 0 | 0 | 0 | 181.479 | 310.9566 | 633.025 | 653.5039 | 0 | 0 | 0 | 0 | 0 | -39.8076 | -84.7197 | -51.4651 | 0 | 0 | 0 | 0 | 244.5783 | 114.9003 | -3.5789 | -52.9781 | 0.37693 | 0.19574 | 0.19483 | 0.1952 | 92.1896 | 22.4903 | -0.69726 | -10.3414
1 | 17 | 10 | 537.6777 | 538.6902 | 542.6189 | 546.6703 | 0 | 0 | 0 | 0 | 117.3122 | 149.4386 | 0 | 0 | 0 | 0 | 0 | 0 | 245.2503 | 458.8487 | 953.0327 | 987.8928 | 0 | 0 | 0 | 0 | 0 | -34.3563 | -236.5524 | -380.0086 | 0 | 0 | 0 | 0 | 175.1152 | -35.2409 | -173.8614 | -61.2138 | 0.37868 | 0.19544 | 0.19523 | 0.10268 | 66.312 | -6.8874 | -33.9438 | -6.2856
1 | 17 | 11 | 535.2522 | 536.1755 | 539.7335 | 543.141 | 0 | 0 | 0 | 0 | 105.7226 | 140.5713 | 0 | 0 | 0 | 0 | 0 | 0 | 277.6227 | 532.1037 | 1071.6873 | 1114.2631 | 0 | 0 | 0 | 0 | 0 | -48.8293 | -311.2125 | -355.2909 | 0 | 0 | 0 | 0 | 151.9069 | -87.6703 | -220.7413 | -215.8313 | 0.37978 | 0.19887 | 0.19965 | 0.10268 | 57.6906 | -17.4347 | -44.071 | -22.1622
1 | 17 | 12 | 527.6013 | 528.5172 | 531.8438 | 534.8163 | 0 | 0 | 0 | 0 | 98.75 | 141.0091 | 0 | 0 | 0 | 0 | 0 | 0 | 287.4024 | 559.3451 | 1034.1724 | 1078.7093 | 0 | 0 | 0 | 0 | 0 | -48.5577 | -328.5467 | -366.3532 | 0 | 0 | 0 | 0 | 141.4488 | -123.2792 | -173.782 | -177.5398 | 0.37904 | 0.19928 | 0.19965 | 0.10268 | 53.6153 | -24.567 | -34.6956 | -18.2303
1 | 17 | 13 | 515.3991 | 517.1449 | 521.2764 | 524.8915 | 0 | 0 | 0 | 0 | 102.5017 | 140.9817 | 0 | 0 | 0 | 0 | 0 | 0 | 299.2378 | 601.1021 | 1198.906 | 1246.9571 | 0 | 0 | 0 | 0 | 0 | -47.8328 | -325.016 | -359.2497 | 0 | 0 | 0 | 0 | 113.6597 | -177.106 | -352.6136 | -362.816 | 0.37914 | 0.19928 | 0.19965 | 0.10268 | 43.0934 | -35.2936 | -70.3993 | -37.255
1 | 17 | 14 | 517.9541 | 520.5607 | 525.6785 | 530.1979 | 0 | 0 | 0 | 0 | 108.057 | 144.5794 | 0 | 0 | 0 | 0 | 0 | 0 | 288.0651 | 581.4206 | 1125.8043 | 1170.7515 | 0 | 0 | 0 | 0 | 0 | -50.6032 | -294.9653 | -282.1515 | 0 | 0 | 0 | 0 | 121.8319 | -154.836 | -305.1604 | -358.4021 | 0.37923 | 0.19925 | 0.19951 | 0.10268 | 46.2029 | -30.8517 | -60.8836 | -36.8018
1 | 17 | 15 | 511.3059 | 514.6151 | 520.4599 | 525.5998 | 0 | 0 | 0 | 0 | 109.5899 | 150.4251 | 0 | 0 | 0 | 0 | 0 | 0 | 273.0517 | 542.7358 | 1059.9692 | 1099.6406 | 0 | 0 | 0 | 0 | 0 | -36.6384 | -215.2765 | -220.3125 | 0 | 0 | 0 | 0 | 128.6642 | -141.9074 | -324.2329 | -353.7283 | 0.37903 | 0.19565 | 0.19571 | 0.097328 | 48.7678 | -27.7637 | -63.4562 | -34.4278
1 | 17 | 16 | 506.7245 | 511.7884 | 519.56 | 526.419 | 0 | 0 | 0 | 0 | 112.0594 | 173.8324 | 0 | 0 | 0 | 0 | 0 | 0 | 225.5307 | 441.1902 | 904.9492 | 934.5277 | 0 | 0 | 0 | 0 | 0 | -20.5472 | -9.9417 | -30.2117 | 0 | 0 | 0 | 0 | 169.1343 | -82.6869 | -375.4475 | -377.897 | 0.37973 | 0.1927 | 0.19404 | 0.18663 | 64.2262 | -15.9339 | -72.8533 | -70.5255
1 | 17 | 17 | 517.097 | 523.6848 | 533.1322 | 541.4142 | 0 | 0 | 0 | 0 | 139.0248 | 211.4701 | 0 | 0 | 0 | 0 | 0 | 0 | 143.721 | 215.7209 | 418.7444 | 426.8825 | 0 | 0 | 0 | 0 | 0 | -1.3057 | -12.5879 | 86.1391 | 0 | 0 | 0 | 0 | 234.3512 | 97.7994 | 126.9757 | 28.3927 | 0.39657 | 0.40209 | 0.39866 | 0.38696 | 92.9363 | 39.3246 | 50.6205 | 10.9869
1 | 17 | 18 | 575.8426 | 585.8094 | 599.1791 | 610.8653 | 0 | 0 | 0 | 0 | 162.9455 | 252.0645 | 0 | 0 | 0 | 0 | 0 | 0 | 116.7615 | 125.2361 | 245.7452 | 245.7477 | 0 | 0 | 0 | 0 | 0 | 29.1308 | 123.5002 | 285.1707 | 0 | 0 | 0 | 0 | 296.1356 | 179.3779 | 229.9337 | 79.9469 | 0.40419 | 0.40413 | 0.39849 | 0.38211 | 119.6937 | 72.4912 | 91.6262 | 30.5489
1 | 17 | 19 | 599.4833 | 611.8165 | 627.8547 | 641.8526 | 0 | 0 | 0 | 0 | 168.7921 | 246.4077 | 0 | 0 | 0 | 0 | 0 | 0 | 119.0241 | 123.861 | 248.4206 | 248.4206 | 0 | 0 | 0 | 0 | 0 | 26.4216 | 161.7987 | 245.9221 | 0 | 0 | 0 | 0 | 311.6671 | 215.1263 | 217.6354 | 147.5099 | 0.40616 | 0.40567 | 0.40134 | 0.38379 | 126.586 | 87.2714 | 87.3453 | 56.6135
1 | 17 | 20 | 591.0871 | 603.8632 | 620.2727 | 634.5026 | 0 | 0 | 0 | 0 | 159.852 | 259.8245 | 0 | 0 | 0 | 0 | 0 | 0 | 123.1684 | 126.7961 | 255.8766 | 255.8766 | 0 | 0 | 0 | 0 | 0 | 4.2291 | 77.3766 | 210.5379 | 0 | 0 | 0 | 0 | 308.0667 | 213.0135 | 287.0195 | 168.0882 | 0.40529 | 0.40498 | 0.3998 | 0.38283 | 124.8573 | 86.2668 | 114.7516 | 64.3488
1 | 17 | 21 | 577.2906 | 589.9484 | 606.0733 | 619.9385 | 0 | 0 | 0 | 0 | 162.4558 | 245.7711 | 0 | 0 | 0 | 0 | 0 | 0 | 123.4787 | 131.2517 | 262.8911 | 262.8911 | 0 | 0 | 0 | 0 | 0 | 7.2681 | 63.4491 | 267.2471 | 0 | 0 | 0 | 0 | 291.3562 | 205.6575 | 279.7331 | 89.8003 | 0.40397 | 0.40336 | 0.39852 | 0.38167 | 117.6979 | 82.9539 | 111.4799 | 34.274
1 | 17 | 22 | 541.2083 | 553.583 | 569.2279 | 582.6561 | 0 | 0 | 0 | 0 | 158.637 | 246.8204 | 0 | 0 | 0 | 0 | 0 | 0 | 141.9766 | 145.9356 | 265.8746 | 265.8746 | 0 | 0 | 0 | 0 | 0 | 25.2784 | 197.6252 | 59.3941 | 0 | 0 | 0 | 0 | 240.5947 | 135.5485 | 105.7281 | 257.3874 | 0.40092 | 0.40074 | 0.39596 | 0.37797 | 96.4601 | 54.32 | 41.8637 | 97.2844
1 | 17 | 23 | 501.3928 | 513.095 | 527.8152 | 540.4129 | 0 | 0 | 0 | 0 | 147.9937 | 239.9787 | 0 | 0 | 0 | 0 | 0 | 0 | 142.4934 | 145.074 | 266.3229 | 266.3229 | 0 | 0 | 0 | 0 | 0 | 28.0084 | 60.4986 | 209.6362 | 0 | 0 | 0 | 0 | 210.9058 | 100.0338 | 200.9937 | 64.4538 | 0.39777 | 0.39563 | 0.3915 | 0.37266 | 83.8925 | 39.5761 | 78.6893 | 24.0196
1 | 17 | 24 | 461.602 | 471.3519 | 483.7185 | 494.1993 | 0 | 0 | 0 | 0 | 124.0264 | 237.0061 | 0 | 0 | 0 | 0 | 0 | 0 | 141.0178 | 139.7286 | 261.1357 | 261.1357 | 0 | 0 | 0 | 0 | 0 | 23.0216 | 171.9063 | 97.9226 | 0 | 0 | 0 | 0 | 196.5578 | 71.5955 | 50.6765 | 135.141 | 0.39698 | 0.39267 | 0.38667 | 0.36903 | 78.0298 | 28.1137 | 19.595 | 49.8717
1 | 18 | 1 | 428.896 | 435.8185 | 444.847 | 452.277 | 0 | 0 | 0 | 0 | 120.9653 | 202.2497 | 0 | 0 | 0 | 0 | 0 | 0 | 152.0978 | 142.4666 | 252.6858 | 252.6858 | 0 | 0 | 0 | 0 | 0 | -2.3248 | 42.2546 | 113.0864 | 0 | 0 | 0 | 0 | 155.8329 | 93.427 | 149.9066 | 86.5048 | 0.399 | 0.39187 | 0.38588 | 0.36679 | 62.1772 | 36.6112 | 57.8459 | 31.7287
1 | 18 | 2 | 410.7355 | 415.6519 | 422.4183 | 427.8806 | 0 | 0 | 0 | 0 | 117.4288 | 178.9076 | 0 | 0 | 0 | 0 | 0 | 0 | 166.987 | 150.265 | 248.515 | 248.515 | 0 | 0 | 0 | 0 | 0 | 7.4913 | -14.5559 | -3.425 | 0 | 0 | 0 | 0 | 126.3197 | 78.9879 | 188.4591 | 182.7905 | 0.39922 | 0.39186 | 0.38422 | 0.36646 | 50.4298 | 30.9525 | 72.4096 | 66.9859
1 | 18 | 3 | 402.6566 | 405.9672 | 410.9505 | 414.8623 | 0 | 0 | 0 | 0 | 117.9642 | 175.5302 | 0 | 0 | 0 | 0 | 0 | 0 | 167.3587 | 150.2423 | 246.9132 | 246.9132 | 0 | 0 | 0 | 0 | 0 | -8.1025 | 183.4873 | -126.8523 | 0 | 0 | 0 | 0 | 117.3338 | 88.2971 | -19.4501 | 294.8014 | 0.39872 | 0.3916 | 0.38238 | 0.3658 | 46.7836 | 34.5767 | -7.4374 | 107.8381
1 | 18 | 4 | 399.3777 | 401.2616 | 404.6576 | 407.1641 | 0 | 0 | 0 | 0 | 112.608 | 182.492 | 0 | 0 | 0 | 0 | 0 | 0 | 165.8298 | 146.4621 | 243.9354 | 243.9354 | 0 | 0 | 0 | 0 | 0 | -1.5744 | -59.2242 | -65.1822 | 0 | 0 | 0 | 0 | 120.9399 | 73.8819 | 219.9465 | 228.411 | 0.39774 | 0.39105 | 0.38218 | 0.36579 | 48.1029 | 28.8912 | 84.06 | 83.5493
1 | 18 | 5 | 409.3814 | 410.0484 | 412.1373 | 413.4756 | 0 | 0 | 0 | 0 | 104.748 | 201.9031 | 0 | 0 | 0 | 0 | 0 | 0 | 163.0082 | 140.6385 | 243.2457 | 243.2457 | 0 | 0 | 0 | 0 | 0 | -1.7514 | 25.0086 | -29.5615 | 0 | 0 | 0 | 0 | 141.6253 | 69.2582 | 143.883 | 199.7915 | 0.39572 | 0.38832 | 0.382 | 0.36494 | 56.0439 | 26.894 | 54.9632 | 72.9125
1 | 18 | 6 | 442.6077 | 442.2354 | 443.3486 | 443.854 | 0 | 0 | 0 | 0 | 134.6835 | 214.8058 | 0 | 0 | 0 | 0 | 0 | 0 | 161.6622 | 134.3594 | 252.4596 | 252.4596 | 0 | 0 | 0 | 0 | 0 | 43.166 | -7.5589 | -48.9395 | 0 | 0 | 0 | 0 | 146.262 | 49.9043 | 198.4479 | 240.3339 | 0.39561 | 0.38891 | 0.3827 | 0.36553 | 57.8633 | 19.4082 | 75.9459 | 87.8504
1 | 18 | 7 | 509.3781 | 509.5278 | 511.6601 | 513.2553 | 0 | 0 | 0 | 0 | 148.0121 | 244.0354 | 0 | 0 | 0 | 0 | 0 | 0 | 165.8878 | 134.8676 | 243.3106 | 243.3107 | 0 | 0 | 0 | 0 | 0 | 50.4687 | 211.36 | 134.0994 | 0 | 0 | 0 | 0 | 195.4781 | 80.1561 | 56.9896 | 135.8451 | 0.39512 | 0.39346 | 0.38571 | 0.37033 | 77.2367 | 31.538 | 21.9816 | 50.3075
1 | 18 | 8 | 539.8874 | 540.5271 | 543.7089 | 546.6864 | 0 | 0 | 0 | 0 | 134.6569 | 202.1677 | 0 | 0 | 0 | 0 | 0 | 0 | 211.2667 | 222.3357 | 360.8896 | 365.9514 | 0 | 0 | 0 | 0 | 0 | -4.0117 | 42.2797 | -29.0425 | 0 | 0 | 0 | 0 | 193.9638 | 120.0353 | 140.5395 | 209.7776 | 0.39371 | 0.38507 | 0.38401 | 0.3747 | 76.3646 | 46.2215 | 53.9679 | 78.6045
1 | 18 | 9 | 539.6798 | 540.9054 | 545.1153 | 549.462 | 0 | 0 | 0 | 0 | 113.26 | 154.4817 | 0 | 0 | 0 | 0 | 0 | 0 | 296.704 | 421.8763 | 792.3689 | 814.995 | 0 | 0 | 0 | 0 | 0 | -39.8076 | -84.7197 | -51.4651 | 0 | 0 | 0 | 0 | 129.7159 | 4.355 | -162.5339 | -214.0679 | 0.37693 | 0.19574 | 0.19483 | 0.1952 | 48.8942 | 0.85245 | -31.6657 | -41.7864
1 | 18 | 10 | 538.8017 | 539.8509 | 543.8242 | 547.9143 | 0 | 0 | 0 | 0 | 117.3122 | 149.4386 | 0 | 0 | 0 | 0 | 0 | 0 | 356.1944 | 539.3352 | 1006.0949 | 1043.3953 | 0 | 0 | 0 | 0 | 0 | -34.3563 | -236.5524 | -380.0086 | 0 | 0 | 0 | 0 | 65.2951 | -114.5666 | -225.7182 | -115.4723 | 0.37868 | 0.19544 | 0.19523 | 0.10268 | 24.7257 | -22.3907 | -44.068 | -11.857
1 | 18 | 11 | 534.2914 | 535.1832 | 538.7031 | 542.0776 | 0 | 0 | 0 | 0 | 105.7226 | 140.5713 | 0 | 0 | 0 | 0 | 0 | 0 | 393.4645 | 604.6091 | 1130.462 | 1177.2544 | 0 | 0 | 0 | 0 | 0 | -48.8293 | -311.2125 | -355.2909 | 0 | 0 | 0 | 0 | 35.1042 | -161.1679 | -280.5464 | -279.8859 | 0.37978 | 0.19887 | 0.19965 | 0.10268 | 13.3317 | -32.0509 | -56.0111 | -28.7395
1 | 18 | 12 | 523.6673 | 524.4545 | 527.6249 | 530.4623 | 0 | 0 | 0 | 0 | 98.75 | 141.0091 | 0 | 0 | 0 | 0 | 0 | 0 | 410.5618 | 632.9255 | 1178.7455 | 1230.0722 | 0 | 0 | 0 | 0 | 0 | -48.5577 | -328.5467 | -366.3532 | 0 | 0 | 0 | 0 | 14.3555 | -200.9224 | -322.574 | -333.2566 | 0.37904 | 0.19928 | 0.19965 | 0.10268 | 5.4414 | -40.0397 | -64.4019 | -34.2198
1 | 18 | 13 | 515.6529 | 517.4071 | 521.5486 | 525.1724 | 0 | 0 | 0 | 0 | 102.5017 | 140.9817 | 0 | 0 | 0 | 0 | 0 | 0 | 415.3059 | 636.827 | 1183.7749 | 1235.4082 | 0 | 0 | 0 | 0 | 0 | -47.8328 | -325.016 | -359.2497 | 0 | 0 | 0 | 0 | -2.1547 | -212.5688 | -337.2103 | -350.9862 | 0.37914 | 0.19928 | 0.19965 | 0.10268 | -0.81692 | -42.3606 | -67.324 | -36.0403
1 | 18 | 14 | 509.4153 | 511.7425 | 516.5214 | 520.7476 | 0 | 0 | 0 | 0 | 108.057 | 144.5794 | 0 | 0 | 0 | 0 | 0 | 0 | 415.2666 | 625.9209 | 1149.6366 | 1198.5515 | 0 | 0 | 0 | 0 | 0 | -50.6032 | -294.9653 | -282.1515 | 0 | 0 | 0 | 0 | -13.9083 | -208.1545 | -338.1499 | -395.6524 | 0.37923 | 0.19925 | 0.19951 | 0.10268 | -5.2745 | -41.4756 | -67.4655 | -40.6268
1 | 18 | 15 | 501.5163 | 504.5051 | 509.9613 | 514.765 | 0 | 0 | 0 | 0 | 109.5899 | 150.4251 | 0 | 0 | 0 | 0 | 0 | 0 | 411.3455 | 593.018 | 1070.2335 | 1113.9492 | 0 | 0 | 0 | 0 | 0 | -36.6384 | -215.2765 | -220.3125 | 0 | 0 | 0 | 0 | -19.4191 | -202.2996 | -344.9958 | -378.8717 | 0.37903 | 0.19565 | 0.19571 | 0.097328 | -7.3605 | -39.5793 | -67.5198 | -36.875
1 | 18 | 16 | 496.0647 | 500.7797 | 508.1282 | 514.6212 | 0 | 0 | 0 | 0 | 112.0594 | 173.8324 | 0 | 0 | 0 | 0 | 0 | 0 | 368.0685 | 484.3484 | 863.4224 | 894.7396 | 0 | 0 | 0 | 0 | 0 | -20.5472 | -9.9417 | -30.2117 | 0 | 0 | 0 | 0 | 15.9367 | -136.8539 | -345.3526 | -349.9067 | 0.37973 | 0.1927 | 0.19404 | 0.18663 | 6.0517 | -26.3719 | -67.0135 | -65.3018
1 | 18 | 17 | 505.2951 | 511.4966 | 520.4756 | 528.3523 | 0 | 0 | 0 | 0 | 139.0248 | 211.4701 | 0 | 0 | 0 | 0 | 0 | 0 | 255.8975 | 224.9964 | 289.6539 | 297.8784 | 0 | 0 | 0 | 0 | 0 | -1.3057 | -12.5879 | 86.1391 | 0 | 0 | 0 | 0 | 110.3728 | 76.3358 | 243.4095 | 144.3348 | 0.39657 | 0.40209 | 0.39866 | 0.38696 | 43.7704 | 30.6942 | 97.0383 | 55.8519
1 | 18 | 18 | 554.9763 | 564.26 | 576.8015 | 587.7712 | 0 | 0 | 0 | 0 | 162.9455 | 252.0645 | 0 | 0 | 0 | 0 | 0 | 0 | 206.6297 | 121.453 | 133.3322 | 133.3345 | 0 | 0 | 0 | 0 | 0 | 29.1308 | 123.5002 | 285.1707 | 0 | 0 | 0 | 0 | 185.401 | 161.6117 | 319.9691 | 169.266 | 0.40419 | 0.40413 | 0.39849 | 0.38211 | 74.9364 | 65.3114 | 127.5043 | 64.679
1 | 18 | 19 | 583.693 | 595.5094 | 610.9209 | 624.3765 | 0 | 0 | 0 | 0 | 168.7921 | 246.4077 | 0 | 0 | 0 | 0 | 0 | 0 | 212.3877 | 123.2246 | 129.4511 | 129.4511 | 0 | 0 | 0 | 0 | 0 | 26.4216 | 161.7987 | 245.9221 | 0 | 0 | 0 | 0 | 202.5132 | 199.4555 | 319.6711 | 249.0033 | 0.40616 | 0.40567 | 0.40134 | 0.38379 | 82.2523 | 80.9141 | 128.296 | 95.5661
1 | 18 | 20 | 576.4571 | 588.7542 | 604.5831 | 618.3107 | 0 | 0 | 0 | 0 | 159.852 | 259.8245 | 0 | 0 | 0 | 0 | 0 | 0 | 222.472 | 132.907 | 134.6145 | 134.6145 | 0 | 0 | 0 | 0 | 0 | 4.2291 | 77.3766 | 210.5379 | 0 | 0 | 0 | 0 | 194.1331 | 191.7936 | 392.592 | 273.1583 | 0.40529 | 0.40498 | 0.3998 | 0.38283 | 78.6808 | 77.6731 | 156.9599 | 104.5725
1 | 18 | 21 | 557.0044 | 568.9981 | 584.3178 | 597.4864 | 0 | 0 | 0 | 0 | 162.4558 | 245.7711 | 0 | 0 | 0 | 0 | 0 | 0 | 213.5649 | 137.8171 | 155.0122 | 155.0122 | 0 | 0 | 0 | 0 | 0 | 7.2681 | 63.4491 | 267.2471 | 0 | 0 | 0 | 0 | 180.9837 | 178.1418 | 365.8565 | 175.2271 | 0.40397 | 0.40336 | 0.39852 | 0.38167 | 73.1112 | 71.8551 | 145.8019 | 66.8788
1 | 18 | 22 | 525.2368 | 537.0886 | 552.0996 | 564.9794 | 0 | 0 | 0 | 0 | 158.637 | 246.8204 | 0 | 0 | 0 | 0 | 0 | 0 | 196.8854 | 121.6261 | 145.6751 | 145.6751 | 0 | 0 | 0 | 0 | 0 | 25.2784 | 197.6252 | 59.3941 | 0 | 0 | 0 | 0 | 169.7144 | 143.3637 | 208.7993 | 359.9102 | 0.40092 | 0.40074 | 0.39596 | 0.37797 | 68.0425 | 57.4519 | 82.6754 | 136.0348
1 | 18 | 23 | 484.116 | 495.2527 | 509.2871 | 521.2916 | 0 | 0 | 0 | 0 | 147.9937 | 239.9787 | 0 | 0 | 0 | 0 | 0 | 0 | 172.8922 | 99.3502 | 134.7029 | 134.7029 | 0 | 0 | 0 | 0 | 0 | 28.0084 | 60.4986 | 209.6362 | 0 | 0 | 0 | 0 | 163.2301 | 127.9152 | 314.0856 | 176.9524 | 0.39777 | 0.39563 | 0.3915 | 0.37266 | 64.9284 | 50.6068 | 122.965 | 65.9439
1 | 18 | 24 | 438.1795 | 447.1626 | 458.5996 | 468.2761 | 0 | 0 | 0 | 0 | 124.0264 | 237.0061 | 0 | 0 | 0 | 0 | 0 | 0 | 167.0944 | 94.3699 | 132.6659 | 132.6659 | 0 | 0 | 0 | 0 | 0 | 23.0216 | 171.9063 | 97.9226 | 0 | 0 | 0 | 0 | 147.0587 | 92.765 | 154.0273 | 237.6875 | 0.39698 | 0.39267 | 0.38667 | 0.36903 | 58.3795 | 36.4264 | 59.5573 | 87.7149
1 | 19 | 1 | 408.7729 | 415.0367 | 423.2665 | 430.0055 | 0 | 0 | 0 | 0 | 120.9653 | 202.2497 | 0 | 0 | 0 | 0 | 0 | 0 | 152.0546 | 80.8416 | 127.9942 | 127.9942 | 0 | 0 | 0 | 0 | 0 | -2.3248 | 42.2546 | 113.0864 | 0 | 0 | 0 | 0 | 135.753 | 134.2702 | 253.0177 | 188.9249 | 0.399 | 0.39187 | 0.38588 | 0.36679 | 54.1654 | 52.6165 | 97.6345 | 69.295
1 | 19 | 2 | 393.3861 | 397.7346 | 403.8124 | 408.679 | 0 | 0 | 0 | 0 | 117.4288 | 178.9076 | 0 | 0 | 0 | 0 | 0 | 0 | 149.0951 | 76.3264 | 124.3277 | 124.3277 | 0 | 0 | 0 | 0 | 0 | 7.4913 | -14.5559 | -3.425 | 0 | 0 | 0 | 0 | 126.8622 | 135.0092 | 294.0406 | 287.7763 | 0.39922 | 0.39186 | 0.38422 | 0.36646 | 50.6463 | 52.9053 | 112.9761 | 105.4593
1 | 19 | 3 | 385.2166 | 387.9563 | 392.2474 | 395.5603 | 0 | 0 | 0 | 0 | 117.9642 | 175.5302 | 0 | 0 | 0 | 0 | 0 | 0 | 148.7855 | 75.0216 | 124.0267 | 124.0267 | 0 | 0 | 0 | 0 | 0 | -8.1025 | 183.4873 | -126.8523 | 0 | 0 | 0 | 0 | 118.4669 | 145.507 | 84.7334 | 398.3859 | 0.39872 | 0.3916 | 0.38238 | 0.3658 | 47.2354 | 56.9798 | 32.4007 | 145.7293
1 | 19 | 4 | 387.7752 | 389.2793 | 392.2148 | 394.3229 | 0 | 0 | 0 | 0 | 112.608 | 182.492 | 0 | 0 | 0 | 0 | 0 | 0 | 146.4822 | 73.6959 | 125.1585 | 125.1585 | 0 | 0 | 0 | 0 | 0 | -1.5744 | -59.2242 | -65.1822 | 0 | 0 | 0 | 0 | 128.6849 | 134.6658 | 326.2805 | 334.3466 | 0.39774 | 0.39105 | 0.38218 | 0.36579 | 51.1835 | 52.6605 | 124.6991 | 122.299
1 | 19 | 5 | 399.048 | 399.3767 | 401.0554 | 402.0389 | 0 | 0 | 0 | 0 | 104.748 | 201.9031 | 0 | 0 | 0 | 0 | 0 | 0 | 143.6287 | 73.825 | 127.5755 | 127.5755 | 0 | 0 | 0 | 0 | 0 | -1.7514 | 25.0086 | -29.5615 | 0 | 0 | 0 | 0 | 150.6713 | 125.4 | 248.4713 | 304.025 | 0.39572 | 0.38832 | 0.382 | 0.36494 | 59.6236 | 48.6948 | 94.9159 | 110.9519
1 | 19 | 6 | 433.235 | 432.5559 | 433.2972 | 433.4808 | 0 | 0 | 0 | 0 | 134.6835 | 214.8058 | 0 | 0 | 0 | 0 | 0 | 0 | 143.8793 | 76.0989 | 132.1601 | 132.1601 | 0 | 0 | 0 | 0 | 0 | 43.166 | -7.5589 | -48.9395 | 0 | 0 | 0 | 0 | 154.6723 | 98.4854 | 308.6959 | 350.2601 | 0.39561 | 0.38891 | 0.3827 | 0.36553 | 61.1905 | 38.3019 | 118.1378 | 128.0323
1 | 19 | 7 | 490.6147 | 490.1502 | 491.5378 | 492.4886 | 0 | 0 | 0 | 0 | 148.0121 | 244.0354 | 0 | 0 | 0 | 0 | 0 | 0 | 141.2823 | 75.7183 | 137.171 | 137.171 | 0 | 0 | 0 | 0 | 0 | 50.4687 | 211.36 | 134.0994 | 0 | 0 | 0 | 0 | 201.3203 | 119.9278 | 143.0068 | 221.2182 | 0.39512 | 0.39346 | 0.38571 | 0.37033 | 79.545 | 47.1865 | 55.1597 | 81.9237
1 | 19 | 8 | 523.4264 | 523.5272 | 526.0557 | 528.468 | 0 | 0 | 0 | 0 | 134.6569 | 202.1677 | 0 | 0 | 0 | 0 | 0 | 0 | 162.8218 | 128.8875 | 264.8228 | 268.1142 | 0 | 0 | 0 | 0 | 0 | -4.0117 | 42.2797 | -29.0425 | 0 | 0 | 0 | 0 | 225.9477 | 196.4836 | 218.9531 | 289.3963 | 0.39371 | 0.38507 | 0.38401 | 0.3747 | 88.9569 | 75.6591 | 84.0791 | 108.4379
1 | 19 | 9 | 525.2674 | 526.0212 | 529.659 | 533.5108 | 0 | 0 | 0 | 0 | 113.26 | 154.4817 | 0 | 0 | 0 | 0 | 0 | 0 | 229.9393 | 306.9701 | 695.089 | 713.331 | 0 | 0 | 0 | 0 | 0 | -39.8076 | -84.7197 | -51.4651 | 0 | 0 | 0 | 0 | 182.0681 | 104.377 | -80.7103 | -128.3551 | 0.37693 | 0.19574 | 0.19483 | 0.1952 | 68.6275 | 20.4305 | -15.7244 | -25.0552
1 | 19 | 10 | 526.891 | 527.5504 | 531.0509 | 534.732 | 0 | 0 | 0 | 0 | 117.3122 | 149.4386 | 0 | 0 | 0 | 0 | 0 | 0 | 279.4593 | 419.892 | 940.6174 | 970.601 | 0 | 0 | 0 | 0 | 0 | -34.3563 | -236.5524 | -380.0086 | 0 | 0 | 0 | 0 | 130.1194 | -7.424 | -173.014 | -55.8604 | 0.37868 | 0.19544 | 0.19523 | 0.10268 | 49.2732 | -1.4509 | -33.7783 | -5.7359
1 | 19 | 11 | 530.4662 | 531.2328 | 534.6008 | 537.844 | 0 | 0 | 0 | 0 | 105.7226 | 140.5713 | 0 | 0 | 0 | 0 | 0 | 0 | 301.9524 | 468.2422 | 1052.8773 | 1088.4176 | 0 | 0 | 0 | 0 | 0 | -48.8293 | -311.2125 | -355.2909 | 0 | 0 | 0 | 0 | 122.7911 | -28.7514 | -207.0639 | -195.2828 | 0.37978 | 0.19887 | 0.19965 | 0.10268 | 46.6332 | -5.7177 | -41.3403 | -20.0522
1 | 19 | 12 | 521.1474 | 521.852 | 524.9225 | 527.6734 | 0 | 0 | 0 | 0 | 98.75 | 141.0091 | 0 | 0 | 0 | 0 | 0 | 0 | 305.7646 | 479.8284 | 1096.4279 | 1133.6832 | 0 | 0 | 0 | 0 | 0 | -48.5577 | -328.5467 | -366.3532 | 0 | 0 | 0 | 0 | 116.6328 | -50.4277 | -242.9588 | -239.6566 | 0.37904 | 0.19928 | 0.19965 | 0.10268 | 44.2089 | -10.0492 | -48.5067 | -24.6087
1 | 19 | 13 | 513.6225 | 515.3102 | 519.3711 | 522.9251 | 0 | 0 | 0 | 0 | 102.5017 | 140.9817 | 0 | 0 | 0 | 0 | 0 | 0 | 296.5662 | 457.6976 | 1087.0649 | 1122.7727 | 0 | 0 | 0 | 0 | 0 | -47.8328 | -325.016 | -359.2497 | 0 | 0 | 0 | 0 | 114.5546 | -35.5363 | -242.6778 | -240.5979 | 0.37914 | 0.19928 | 0.19965 | 0.10268 | 43.4327 | -7.0816 | -48.4506 | -24.7053
1 | 19 | 14 | 512.1166 | 514.5321 | 519.4182 | 523.7372 | 0 | 0 | 0 | 0 | 108.057 | 144.5794 | 0 | 0 | 0 | 0 | 0 | 0 | 275.336 | 425.6762 | 1055.188 | 1087.4023 | 0 | 0 | 0 | 0 | 0 | -50.6032 | -294.9653 | -282.1515 | 0 | 0 | 0 | 0 | 128.7235 | -5.1203 | -240.8045 | -281.5136 | 0.37923 | 0.19925 | 0.19951 | 0.10268 | 48.8164 | -1.0202 | -48.0437 | -28.9067
1 | 19 | 15 | 501.1356 | 504.1119 | 509.553 | 514.3437 | 0 | 0 | 0 | 0 | 109.5899 | 150.4251 | 0 | 0 | 0 | 0 | 0 | 0 | 241.0125 | 364.2075 | 962.0742 | 989.4463 | 0 | 0 | 0 | 0 | 0 | -36.6384 | -215.2765 | -220.3125 | 0 | 0 | 0 | 0 | 150.5332 | 26.1177 | -237.2447 | -254.7902 | 0.37903 | 0.19565 | 0.19571 | 0.097328 | 57.0568 | 5.1099 | -46.4316 | -24.7983
1 | 19 | 16 | 491.188 | 495.7434 | 502.8983 | 509.2238 | 0 | 0 | 0 | 0 | 112.0594 | 173.8324 | 0 | 0 | 0 | 0 | 0 | 0 | 202.7078 | 278.5773 | 778.0399 | 797.9256 | 0 | 0 | 0 | 0 | 0 | -20.5472 | -9.9417 | -30.2117 | 0 | 0 | 0 | 0 | 176.4208 | 63.8808 | -265.1999 | -258.49 | 0.37973 | 0.1927 | 0.19404 | 0.18663 | 66.9931 | 12.3099 | -51.4604 | -48.241
1 | 19 | 17 | 495.1067 | 500.9746 | 509.5492 | 517.0761 | 0 | 0 | 0 | 0 | 139.0248 | 211.4701 | 0 | 0 | 0 | 0 | 0 | 0 | 141.7465 | 108.9731 | 309.0255 | 313.9801 | 0 | 0 | 0 | 0 | 0 | -1.3057 | -12.5879 | 86.1391 | 0 | 0 | 0 | 0 | 214.3353 | 181.8371 | 213.1116 | 116.957 | 0.39657 | 0.40209 | 0.39866 | 0.38696 | 84.9986 | 73.1156 | 84.9596 | 45.2578
1 | 19 | 18 | 543.2831 | 552.1841 | 564.2615 | 574.8297 | 0 | 0 | 0 | 0 | 162.9455 | 252.0645 | 0 | 0 | 0 | 0 | 0 | 0 | 139.0658 | 58.361 | 139.4509 | 139.4555 | 0 | 0 | 0 | 0 | 0 | 29.1308 | 123.5002 | 285.1707 | 0 | 0 | 0 | 0 | 241.2718 | 212.6277 | 301.3104 | 150.2034 | 0.40419 | 0.40413 | 0.39849 | 0.38211 | 97.5185 | 85.9283 | 120.069 | 57.3949
1 | 19 | 19 | 565.0565 | 576.2628 | 590.9346 | 603.7503 | 0 | 0 | 0 | 0 | 168.7921 | 246.4077 | 0 | 0 | 0 | 0 | 0 | 0 | 151.3875 | 60.9651 | 138.9724 | 138.9724 | 0 | 0 | 0 | 0 | 0 | 26.4216 | 161.7987 | 245.9221 | 0 | 0 | 0 | 0 | 244.8769 | 242.4685 | 290.1635 | 218.8558 | 0.40616 | 0.40567 | 0.40134 | 0.38379 | 99.4587 | 98.3634 | 116.4536 | 83.9957
1 | 19 | 20 | 550.4059 | 561.8502 | 576.6451 | 589.4782 | 0 | 0 | 0 | 0 | 159.852 | 259.8245 | 0 | 0 | 0 | 0 | 0 | 0 | 150.445 | 55.259 | 137.3855 | 137.3855 | 0 | 0 | 0 | 0 | 0 | 4.2291 | 77.3766 | 210.5379 | 0 | 0 | 0 | 0 | 240.1089 | 242.5376 | 361.883 | 241.5548 | 0.40529 | 0.40498 | 0.3998 | 0.38283 | 97.3145 | 98.2236 | 144.6824 | 92.4738
1 | 19 | 21 | 538.948 | 550.3507 | 564.9537 | 577.5023 | 0 | 0 | 0 | 0 | 162.4558 | 245.7711 | 0 | 0 | 0 | 0 | 0 | 0 | 137.174 | 47.139 | 139.2852 | 139.2852 | 0 | 0 | 0 | 0 | 0 | 7.2681 | 63.4491 | 267.2471 | 0 | 0 | 0 | 0 | 239.3182 | 250.1725 | 362.2194 | 170.97 | 0.40397 | 0.40336 | 0.39852 | 0.38167 | 96.6764 | 100.9094 | 144.3525 | 65.254
1 | 19 | 22 | 513.1629 | 524.6195 | 539.1513 | 551.6165 | 0 | 0 | 0 | 0 | 158.637 | 246.8204 | 0 | 0 | 0 | 0 | 0 | 0 | 131.1152 | 39.8324 | 137.5049 | 137.5049 | 0 | 0 | 0 | 0 | 0 | 25.2784 | 197.6252 | 59.3941 | 0 | 0 | 0 | 0 | 223.4107 | 212.6883 | 204.0212 | 354.7175 | 0.40092 | 0.40074 | 0.39596 | 0.37797 | 89.5706 | 85.2331 | 80.7835 | 134.0722
1 | 19 | 23 | 478.768 | 489.7296 | 503.5518 | 515.3726 | 0 | 0 | 0 | 0 | 147.9937 | 239.9787 | 0 | 0 | 0 | 0 | 0 | 0 | 143.8324 | 34.4278 | 134.6947 | 134.6947 | 0 | 0 | 0 | 0 | 0 | 28.0084 | 60.4986 | 209.6362 | 0 | 0 | 0 | 0 | 186.9419 | 187.3146 | 308.3585 | 171.0417 | 0.39777 | 0.39563 | 0.3915 | 0.37266 | 74.3603 | 74.1068 | 120.7228 | 63.7411
1 | 19 | 24 | 441.4427 | 450.5326 | 462.0992 | 471.8877 | 0 | 0 | 0 | 0 | 124.0264 | 237.0061 | 0 | 0 | 0 | 0 | 0 | 0 | 154.836 | 32.0626 | 131.3369 | 131.3369 | 0 | 0 | 0 | 0 | 0 | 23.0216 | 171.9063 | 97.9226 | 0 | 0 | 0 | 0 | 162.5803 | 158.4423 | 158.8559 | 242.6281 | 0.39698 | 0.39267 | 0.38667 | 0.36903 | 64.5413 | 62.2162 | 61.4244 | 89.5382
1 | 20 | 1 | 409.208 | 415.4861 | 423.7331 | 430.4871 | 0 | 0 | 0 | 0 | 120.9653 | 202.2497 | 0 | 0 | 0 | 0 | 0 | 0 | 149.9646 | 29.4052 | 128.8442 | 128.8442 | 0 | 0 | 0 | 0 | 0 | -2.3248 | 42.2546 | 113.0864 | 0 | 0 | 0 | 0 | 138.2781 | 186.1559 | 252.6343 | 188.5564 | 0.399 | 0.39187 | 0.38588 | 0.36679 | 55.1729 | 72.9489 | 97.4865 | 69.1598
1 | 20 | 2 | 391.682 | 395.9747 | 401.9848 | 406.7929 | 0 | 0 | 0 | 0 | 117.4288 | 178.9076 | 0 | 0 | 0 | 0 | 0 | 0 | 134.4982 | 23.2437 | 127.5321 | 127.5321 | 0 | 0 | 0 | 0 | 0 | 7.4913 | -14.5559 | -3.425 | 0 | 0 | 0 | 0 | 139.755 | 186.3321 | 289.0086 | 282.6858 | 0.39922 | 0.39186 | 0.38422 | 0.36646 | 55.7934 | 73.0168 | 111.0427 | 103.5938
1 | 20 | 3 | 381.6271 | 384.2493 | 388.3979 | 391.5876 | 0 | 0 | 0 | 0 | 117.9642 | 175.5302 | 0 | 0 | 0 | 0 | 0 | 0 | 125.2933 | 18.2818 | 123.7052 | 123.7052 | 0 | 0 | 0 | 0 | 0 | -8.1025 | 183.4873 | -126.8523 | 0 | 0 | 0 | 0 | 138.3696 | 198.5397 | 81.2054 | 394.7347 | 0.39872 | 0.3916 | 0.38238 | 0.3658 | 55.171 | 77.7472 | 31.0516 | 144.3937
1 | 20 | 4 | 378.6745 | 379.8807 | 382.455 | 384.2506 | 0 | 0 | 0 | 0 | 112.608 | 182.492 | 0 | 0 | 0 | 0 | 0 | 0 | 129.611 | 16.8027 | 121.1054 | 121.1054 | 0 | 0 | 0 | 0 | 0 | -1.5744 | -59.2242 | -65.1822 | 0 | 0 | 0 | 0 | 136.4554 | 182.1604 | 320.5738 | 328.3274 | 0.39774 | 0.39105 | 0.38218 | 0.36579 | 54.2741 | 71.2331 | 122.5181 | 120.0973
1 | 20 | 5 | 381.9162 | 381.6841 | 382.6828 | 383.0781 | 0 | 0 | 0 | 0 | 104.748 | 201.9031 | 0 | 0 | 0 | 0 | 0 | 0 | 128.9771 | 14.7243 | 116.9485 | 116.9485 | 0 | 0 | 0 | 0 | 0 | -1.7514 | 25.0086 | -29.5615 | 0 | 0 | 0 | 0 | 148.1911 | 166.8081 | 240.7257 | 295.6911 | 0.39572 | 0.38832 | 0.382 | 0.36494 | 58.6421 | 64.7742 | 91.9571 | 107.9105
1 | 20 | 6 | 393.1521 | 391.1609 | 390.3112 | 389.1184 | 0 | 0 | 0 | 0 | 134.6835 | 214.8058 | 0 | 0 | 0 | 0 | 0 | 0 | 128.6464 | 14.2966 | 116.0931 | 116.0931 | 0 | 0 | 0 | 0 | 0 | 43.166 | -7.5589 | -48.9395 | 0 | 0 | 0 | 0 | 129.8222 | 118.8926 | 281.7769 | 321.9647 | 0.39561 | 0.38891 | 0.3827 | 0.36553 | 51.3595 | 46.2384 | 107.8359 | 117.6893
1 | 20 | 7 | 413.4581 | 410.4679 | 408.7931 | 407.0946 | 0 | 0 | 0 | 0 | 148.0121 | 244.0354 | 0 | 0 | 0 | 0 | 0 | 0 | 129.0513 | 16.1458 | 119.0828 | 119.0829 | 0 | 0 | 0 | 0 | 0 | 50.4687 | 211.36 | 134.0994 | 0 | 0 | 0 | 0 | 136.3947 | 99.8181 | 78.3503 | 153.9122 | 0.39512 | 0.39346 | 0.38571 | 0.37033 | 53.8918 | 39.2742 | 30.2208 | 56.9983
1 | 20 | 8 | 427.2163 | 424.1678 | 422.8776 | 421.9863 | 0 | 0 | 0 | 0 | 134.6569 | 202.1677 | 0 | 0 | 0 | 0 | 0 | 0 | 171.664 | 100.6822 | 256.9125 | 261.8691 | 0 | 0 | 0 | 0 | 0 | -4.0117 | 42.2797 | -29.0425 | 0 | 0 | 0 | 0 | 120.8954 | 125.3296 | 123.6854 | 189.1597 | 0.39371 | 0.38507 | 0.38401 | 0.3747 | 47.5972 | 48.2601 | 47.4958 | 70.8789
1 | 20 | 9 | 449.688 | 447.9678 | 448.6058 | 449.8624 | 0 | 0 | 0 | 0 | 113.26 | 154.4817 | 0 | 0 | 0 | 0 | 0 | 0 | 258.9392 | 306.7533 | 713.4166 | 735.2199 | 0 | 0 | 0 | 0 | 0 | -39.8076 | -84.7197 | -51.4651 | 0 | 0 | 0 | 0 | 77.4889 | 26.5404 | -180.0911 | -233.8924 | 0.37693 | 0.19574 | 0.19483 | 0.1952 | 29.2081 | 5.195 | -35.0863 | -45.6562
1 | 20 | 10 | 462.5697 | 461.1236 | 462.0711 | 463.5436 | 0 | 0 | 0 | 0 | 117.3122 | 149.4386 | 0 | 0 | 0 | 0 | 0 | 0 | 312.5409 | 442.039 | 977.4788 | 1012.5459 | 0 | 0 | 0 | 0 | 0 | -34.3563 | -236.5524 | -380.0086 | 0 | 0 | 0 | 0 | 32.7166 | -95.9978 | -278.8553 | -168.9937 | 0.37868 | 0.19544 | 0.19523 | 0.10268 | 12.389 | -18.7616 | -54.4422 | -17.3528
1 | 20 | 11 | 466.9244 | 465.611 | 466.457 | 467.5183 | 0 | 0 | 0 | 0 | 105.7226 | 140.5713 | 0 | 0 | 0 | 0 | 0 | 0 | 352.3599 | 547.1945 | 1170.8344 | 1215.2421 | 0 | 0 | 0 | 0 | 0 | -48.8293 | -311.2125 | -355.2909 | 0 | 0 | 0 | 0 | 8.8419 | -173.3255 | -393.1649 | -392.4329 | 0.37978 | 0.19887 | 0.19965 | 0.10268 | 3.3579 | -34.4686 | -78.4954 | -40.2962
1 | 20 | 12 | 462.2285 | 461.0045 | 461.7363 | 462.4641 | 0 | 0 | 0 | 0 | 98.75 | 141.0091 | 0 | 0 | 0 | 0 | 0 | 0 | 386.8081 | 618.6234 | 1267.5617 | 1317.9488 | 0 | 0 | 0 | 0 | 0 | -48.5577 | -328.5467 | -366.3532 | 0 | 0 | 0 | 0 | -23.3296 | -250.0703 | -477.2788 | -489.1315 | 0.37904 | 0.19928 | 0.19965 | 0.10268 | -8.8429 | -49.8339 | -95.2887 | -50.2255
1 | 20 | 13 | 452.7094 | 452.4031 | 454.0464 | 455.5088 | 0 | 0 | 0 | 0 | 102.5017 | 140.9817 | 0 | 0 | 0 | 0 | 0 | 0 | 394.2087 | 621.559 | 1252.5361 | 1303.6071 | 0 | 0 | 0 | 0 | 0 | -47.8328 | -325.016 | -359.2497 | 0 | 0 | 0 | 0 | -44.001 | -262.3047 | -473.4737 | -488.8486 | 0.37914 | 0.19928 | 0.19965 | 0.10268 | -16.6827 | -52.2719 | -94.529 | -50.1964
1 | 20 | 14 | 441.7765 | 441.8895 | 443.9837 | 445.8874 | 0 | 0 | 0 | 0 | 108.057 | 144.5794 | 0 | 0 | 0 | 0 | 0 | 0 | 393.9625 | 631.6984 | 1263.9256 | 1313.3122 | 0 | 0 | 0 | 0 | 0 | -50.6032 | -294.9653 | -282.1515 | 0 | 0 | 0 | 0 | -60.2431 | -283.7851 | -524.9766 | -585.2733 | 0.37923 | 0.19925 | 0.19951 | 0.10268 | -22.8463 | -56.5452 | -104.7399 | -60.0976
1 | 20 | 15 | 434.0224 | 434.8018 | 437.5791 | 440.0653 | 0 | 0 | 0 | 0 | 109.5899 | 150.4251 | 0 | 0 | 0 | 0 | 0 | 0 | 376.7511 | 587.4876 | 1144.5097 | 1187.2115 | 0 | 0 | 0 | 0 | 0 | -36.6384 | -215.2765 | -220.3125 | 0 | 0 | 0 | 0 | -52.3186 | -266.4724 | -491.6541 | -526.8336 | 0.37903 | 0.19565 | 0.19571 | 0.097328 | -19.8304 | -52.1345 | -96.2226 | -51.2759
1 | 20 | 16 | 431.2539 | 433.8474 | 438.6234 | 442.891 | 0 | 0 | 0 | 0 | 112.0594 | 173.8324 | 0 | 0 | 0 | 0 | 0 | 0 | 345.6562 | 482.8129 | 942.0004 | 971.3421 | 0 | 0 | 0 | 0 | 0 | -20.5472 | -9.9417 | -30.2117 | 0 | 0 | 0 | 0 | -26.4618 | -202.2508 | -493.4352 | -498.2393 | 0.37973 | 0.1927 | 0.19404 | 0.18663 | -10.0485 | -38.974 | -95.7481 | -92.9846
1 | 20 | 17 | 442.0616 | 446.1931 | 452.6623 | 458.3677 | 0 | 0 | 0 | 0 | 139.0248 | 211.4701 | 0 | 0 | 0 | 0 | 0 | 0 | 269.0176 | 249.1018 | 455.2054 | 463.2738 | 0 | 0 | 0 | 0 | 0 | -1.3057 | -12.5879 | 86.1391 | 0 | 0 | 0 | 0 | 34.0191 | -13.0732 | 10.0447 | -91.0452 | 0.39657 | 0.40209 | 0.39866 | 0.38696 | 13.4909 | -5.2566 | 4.0044 | -35.2309
1 | 20 | 18 | 498.9761 | 506.4268 | 516.7455 | 525.7923 | 0 | 0 | 0 | 0 | 162.9455 | 252.0645 | 0 | 0 | 0 | 0 | 0 | 0 | 227.7079 | 158.5729 | 328.1012 | 328.1059 | 0 | 0 | 0 | 0 | 0 | 29.1308 | 123.5002 | 285.1707 | 0 | 0 | 0 | 0 | 108.3227 | 66.6585 | 65.1441 | -87.4843 | 0.40419 | 0.40413 | 0.39849 | 0.38211 | 43.7825 | 26.9384 | 25.9592 | -33.429
1 | 20 | 19 | 522.6712 | 532.49 | 545.4795 | 556.8398 | 0 | 0 | 0 | 0 | 168.7921 | 246.4077 | 0 | 0 | 0 | 0 | 0 | 0 | 220.7253 | 148.2322 | 342.3848 | 342.3848 | 0 | 0 | 0 | 0 | 0 | 26.4216 | 161.7987 | 245.9221 | 0 | 0 | 0 | 0 | 133.1537 | 111.4286 | 41.296 | -31.4671 | 0.40616 | 0.40567 | 0.40134 | 0.38379 | 54.0814 | 45.2038 | 16.5737 | -12.0769
1 | 20 | 20 | 515.3628 | 525.66 | 539.0639 | 550.6937 | 0 | 0 | 0 | 0 | 159.852 | 259.8245 | 0 | 0 | 0 | 0 | 0 | 0 | 218.7781 | 141.0183 | 358.5043 | 358.5043 | 0 | 0 | 0 | 0 | 0 | 4.2291 | 77.3766 | 210.5379 | 0 | 0 | 0 | 0 | 136.7327 | 120.5881 | 103.183 | -18.3485 | 0.40529 | 0.40498 | 0.3998 | 0.38283 | 55.4168 | 48.8361 | 41.253 | -7.0243
1 | 20 | 21 | 503.2885 | 513.5239 | 526.7115 | 538.0357 | 0 | 0 | 0 | 0 | 162.4558 | 245.7711 | 0 | 0 | 0 | 0 | 0 | 0 | 204.9911 | 140.6856 | 406.6435 | 406.6435 | 0 | 0 | 0 | 0 | 0 | 7.2681 | 63.4491 | 267.2471 | 0 | 0 | 0 | 0 | 135.8416 | 119.7991 | 56.6189 | -135.8549 | 0.40397 | 0.40336 | 0.39852 | 0.38167 | 54.8754 | 48.3221 | 22.5639 | -51.8517
1 | 20 | 22 | 478.99 | 489.3279 | 502.5034 | 513.7951 | 0 | 0 | 0 | 0 | 158.637 | 246.8204 | 0 | 0 | 0 | 0 | 0 | 0 | 179.9206 | 125.7021 | 423.5583 | 423.5583 | 0 | 0 | 0 | 0 | 0 | 25.2784 | 197.6252 | 59.3941 | 0 | 0 | 0 | 0 | 140.4324 | 91.527 | -118.6802 | 30.8427 | 0.40092 | 0.40074 | 0.39596 | 0.37797 | 56.3027 | 36.6787 | -46.9922 | 11.6576
1 | 20 | 23 | 452.5899 | 462.6945 | 475.4777 | 486.3996 | 0 | 0 | 0 | 0 | 147.9937 | 239.9787 | 0 | 0 | 0 | 0 | 0 | 0 | 145.3773 | 107.1168 | 416.4902 | 416.4902 | 0 | 0 | 0 | 0 | 0 | 28.0084 | 60.4986 | 209.6362 | 0 | 0 | 0 | 0 | 159.2188 | 87.5905 | -1.5112 | -139.7269 | 0.39777 | 0.39563 | 0.3915 | 0.37266 | 63.3328 | 34.6532 | -0.59164 | -52.0712
1 | 20 | 24 | 420.3588 | 428.7586 | 439.4882 | 448.5528 | 0 | 0 | 0 | 0 | 124.0264 | 237.0061 | 0 | 0 | 0 | 0 | 0 | 0 | 126.8579 | 103.4839 | 410.9996 | 410.9996 | 0 | 0 | 0 | 0 | 0 | 23.0216 | 171.9063 | 97.9226 | 0 | 0 | 0 | 0 | 169.4745 | 65.247 | -143.4177 | -60.3694 | 0.39698 | 0.39267 | 0.38667 | 0.36903 | 67.2782 | 25.6208 | -55.4549 | -22.2784
1 | 21 | 1 | 396.2458 | 402.0996 | 409.8322 | 416.141 | 0 | 0 | 0 | 0 | 120.9653 | 202.2497 | 0 | 0 | 0 | 0 | 0 | 0 | 128.2508 | 106.862 | 411.8212 | 411.8212 | 0 | 0 | 0 | 0 | 0 | -2.3248 | 42.2546 | 113.0864 | 0 | 0 | 0 | 0 | 147.0297 | 95.3127 | -44.2436 | -108.7666 | 0.399 | 0.39187 | 0.38588 | 0.36679 | 58.6648 | 37.3502 | -17.0727 | -39.894
1 | 21 | 2 | 378.738 | 382.6069 | 388.1033 | 392.4669 | 0 | 0 | 0 | 0 | 117.4288 | 178.9076 | 0 | 0 | 0 | 0 | 0 | 0 | 115.2054 | 100.1685 | 423.81 | 423.81 | 0 | 0 | 0 | 0 | 0 | 7.4913 | -14.5559 | -3.425 | 0 | 0 | 0 | 0 | 146.1038 | 96.0396 | -21.1508 | -27.9181 | 0.39922 | 0.39186 | 0.38422 | 0.36646 | 58.328 | 37.6345 | -8.1265 | -10.2309
1 | 21 | 3 | 369.1182 | 371.3309 | 374.983 | 377.7432 | 0 | 0 | 0 | 0 | 117.9642 | 175.5302 | 0 | 0 | 0 | 0 | 0 | 0 | 110.8281 | 103.2537 | 433.444 | 433.444 | 0 | 0 | 0 | 0 | 0 | -8.1025 | 183.4873 | -126.8523 | 0 | 0 | 0 | 0 | 140.3259 | 100.6495 | -241.9483 | 71.1515 | 0.39872 | 0.3916 | 0.38238 | 0.3658 | 55.951 | 39.4138 | -92.5172 | 26.0272
1 | 21 | 4 | 365.4222 | 366.1947 | 368.243 | 369.5835 | 0 | 0 | 0 | 0 | 112.608 | 182.492 | 0 | 0 | 0 | 0 | 0 | 0 | 92.7101 | 100.1308 | 442.2885 | 442.2885 | 0 | 0 | 0 | 0 | 0 | -1.5744 | -59.2242 | -65.1822 | 0 | 0 | 0 | 0 | 160.1041 | 85.1463 | -14.8213 | -7.5227 | 0.39774 | 0.39105 | 0.38218 | 0.36579 | 63.6802 | 33.2961 | -5.6645 | -2.7517
1 | 21 | 5 | 369.4435 | 368.8032 | 369.3068 | 369.2738 | 0 | 0 | 0 | 0 | 104.748 | 201.9031 | 0 | 0 | 0 | 0 | 0 | 0 | 89.2253 | 102.6595 | 449.5803 | 449.5803 | 0 | 0 | 0 | 0 | 0 | -1.7514 | 25.0086 | -29.5615 | 0 | 0 | 0 | 0 | 175.4702 | 65.9919 | -105.2821 | -50.745 | 0.39572 | 0.38832 | 0.382 | 0.36494 | 69.437 | 25.6257 | -40.2177 | -18.519
1 | 21 | 6 | 376.8542 | 374.3295 | 372.8329 | 371.0805 | 0 | 0 | 0 | 0 | 134.6835 | 214.8058 | 0 | 0 | 0 | 0 | 0 | 0 | 116.6762 | 121.1978 | 449.0334 | 449.0334 | 0 | 0 | 0 | 0 | 0 | 43.166 | -7.5589 | -48.9395 | 0 | 0 | 0 | 0 | 125.4945 | -4.84 | -68.6416 | -29.0134 | 0.39561 | 0.38891 | 0.3827 | 0.36553 | 49.6474 | -1.8823 | -26.2691 | -10.6054
1 | 21 | 7 | 386.1198 | 382.2347 | 379.4747 | 376.8375 | 0 | 0 | 0 | 0 | 148.0121 | 244.0354 | 0 | 0 | 0 | 0 | 0 | 0 | 155.3478 | 148.7091 | 446.7712 | 446.7713 | 0 | 0 | 0 | 0 | 0 | 50.4687 | 211.36 | 134.0994 | 0 | 0 | 0 | 0 | 82.7598 | -60.9785 | -278.6565 | -204.0333 | 0.39512 | 0.39346 | 0.38571 | 0.37033 | 32.6998 | -23.9925 | -107.4816 | -75.5596
1 | 21 | 8 | 395.0557 | 390.9544 | 388.3877 | 386.3921 | 0 | 0 | 0 | 0 | 134.6569 | 202.1677 | 0 | 0 | 0 | 0 | 0 | 0 | 209.9899 | 246.4321 | 584.768 | 589.9111 | 0 | 0 | 0 | 0 | 0 | -4.0117 | 42.2797 | -29.0425 | 0 | 0 | 0 | 0 | 50.4089 | -53.6337 | -238.6601 | -174.4765 | 0.39371 | 0.38507 | 0.38401 | 0.3747 | 19.8463 | -20.6525 | -91.6467 | -65.377
1 | 21 | 9 | 414.3185 | 411.4405 | 410.6747 | 410.7168 | 0 | 0 | 0 | 0 | 113.26 | 154.4817 | 0 | 0 | 0 | 0 | 0 | 0 | 338.9589 | 475.7513 | 1008.4279 | 1031.6333 | 0 | 0 | 0 | 0 | 0 | -39.8076 | -84.7197 | -51.4651 | 0 | 0 | 0 | 0 | -37.9003 | -178.9849 | -513.0335 | -569.4514 | 0.37693 | 0.19574 | 0.19483 | 0.1952 | -14.2859 | -35.0341 | -99.952 | -111.1579
1 | 21 | 10 | 426.4751 | 423.8474 | 423.3623 | 423.5954 | 0 | 0 | 0 | 0 | 117.3122 | 149.4386 | 0 | 0 | 0 | 0 | 0 | 0 | 442.8415 | 630.4159 | 1227.1967 | 1265.0382 | 0 | 0 | 0 | 0 | 0 | -34.3563 | -236.5524 | -380.0086 | 0 | 0 | 0 | 0 | -133.6786 | -321.6509 | -567.282 | -461.4341 | 0.37868 | 0.19544 | 0.19523 | 0.10268 | -50.621 | -62.8629 | -110.7531 | -47.3814
1 | 21 | 11 | 431.5005 | 429.0276 | 428.4676 | 428.3125 | 0 | 0 | 0 | 0 | 105.7226 | 140.5713 | 0 | 0 | 0 | 0 | 0 | 0 | 521.5156 | 733.9416 | 1334.4201 | 1381.3371 | 0 | 0 | 0 | 0 | 0 | -48.8293 | -311.2125 | -355.2909 | 0 | 0 | 0 | 0 | -195.7377 | -396.656 | -594.7401 | -597.7337 | 0.37978 | 0.19887 | 0.19965 | 0.10268 | -74.3365 | -78.8815 | -118.7398 | -61.3771
1 | 21 | 12 | 431.1918 | 428.9519 | 428.4518 | 428.1139 | 0 | 0 | 0 | 0 | 98.75 | 141.0091 | 0 | 0 | 0 | 0 | 0 | 0 | 552.5198 | 775.662 | 1389.2966 | 1440.8873 | 0 | 0 | 0 | 0 | 0 | -48.5577 | -328.5467 | -366.3532 | 0 | 0 | 0 | 0 | -220.078 | -439.1615 | -632.2981 | -646.4202 | 0.37904 | 0.19928 | 0.19965 | 0.10268 | -83.4191 | -87.5159 | -126.2383 | -66.3764
1 | 21 | 13 | 428.7068 | 427.6148 | 428.3053 | 428.9436 | 0 | 0 | 0 | 0 | 102.5017 | 140.9817 | 0 | 0 | 0 | 0 | 0 | 0 | 558.4808 | 765.4163 | 1371.545 | 1423.3259 | 0 | 0 | 0 | 0 | 0 | -47.8328 | -325.016 | -359.2497 | 0 | 0 | 0 | 0 | -232.2757 | -430.9504 | -618.2236 | -635.1327 | 0.37914 | 0.19928 | 0.19965 | 0.10268 | -88.0659 | -85.8795 | -123.4283 | -65.2173
1 | 21 | 14 | 424.1552 | 423.6914 | 425.0862 | 426.3848 | 0 | 0 | 0 | 0 | 108.057 | 144.5794 | 0 | 0 | 0 | 0 | 0 | 0 | 553.4175 | 748.4251 | 1324.4931 | 1374.728 | 0 | 0 | 0 | 0 | 0 | -50.6032 | -294.9653 | -282.1515 | 0 | 0 | 0 | 0 | -237.3194 | -418.7099 | -604.4416 | -666.1917 | 0.37923 | 0.19925 | 0.19951 | 0.10268 | -89.9998 | -83.4295 | -120.5942 | -68.4065
1 | 21 | 15 | 420.2082 | 420.5354 | 422.7644 | 424.7763 | 0 | 0 | 0 | 0 | 109.5899 | 150.4251 | 0 | 0 | 0 | 0 | 0 | 0 | 534.2534 | 701.3424 | 1226.2627 | 1270.9445 | 0 | 0 | 0 | 0 | 0 | -36.6384 | -215.2765 | -220.3125 | 0 | 0 | 0 | 0 | -223.6351 | -394.5937 | -588.2218 | -625.8557 | 0.37903 | 0.19565 | 0.19571 | 0.097328 | -84.7647 | -77.2011 | -115.122 | -60.9135
1 | 21 | 16 | 421.283 | 423.5501 | 427.9304 | 431.8556 | 0 | 0 | 0 | 0 | 112.0594 | 173.8324 | 0 | 0 | 0 | 0 | 0 | 0 | 456.2325 | 554.5376 | 984.7589 | 1016.2829 | 0 | 0 | 0 | 0 | 0 | -20.5472 | -9.9417 | -30.2117 | 0 | 0 | 0 | 0 | -147.009 | -284.2728 | -546.8868 | -554.2157 | 0.37973 | 0.1927 | 0.19404 | 0.18663 | -55.8244 | -54.7797 | -106.12 | -103.4312
1 | 21 | 17 | 434.248 | 438.1238 | 444.2828 | 449.72 | 0 | 0 | 0 | 0 | 139.0248 | 211.4701 | 0 | 0 | 0 | 0 | 0 | 0 | 305.1765 | 258.556 | 394.7181 | 402.6826 | 0 | 0 | 0 | 0 | 0 | -1.3057 | -12.5879 | 86.1391 | 0 | 0 | 0 | 0 | -9.9534 | -30.5966 | 62.1526 | -39.1017 | 0.39657 | 0.40209 | 0.39866 | 0.38696 | -3.9472 | -12.3027 | 24.7779 | -15.1308
1 | 21 | 18 | 495.586 | 502.9257 | 513.1099 | 522.0403 | 0 | 0 | 0 | 0 | 162.9455 | 252.0645 | 0 | 0 | 0 | 0 | 0 | 0 | 224.4479 | 138.5193 | 239.0116 | 239.0162 | 0 | 0 | 0 | 0 | 0 | 29.1308 | 123.5002 | 285.1707 | 0 | 0 | 0 | 0 | 108.1926 | 83.211 | 150.5981 | -2.1467 | 0.40419 | 0.40413 | 0.39849 | 0.38211 | 43.7299 | 33.6277 | 60.0118 | -0.82028
1 | 21 | 19 | 529.9408 | 539.9977 | 553.2757 | 564.8856 | 0 | 0 | 0 | 0 | 168.7921 | 246.4077 | 0 | 0 | 0 | 0 | 0 | 0 | 222.0314 | 138.4583 | 241.7975 | 241.7975 | 0 | 0 | 0 | 0 | 0 | 26.4216 | 161.7987 | 245.9221 | 0 | 0 | 0 | 0 | 139.1173 | 128.7101 | 149.6795 | 77.166 | 0.40616 | 0.40567 | 0.40134 | 0.38379 | 56.5036 | 52.2145 | 60.072 | 29.6159
1 | 21 | 20 | 523.6114 | 534.1786 | 547.91 | 559.823 | 0 | 0 | 0 | 0 | 159.852 | 259.8245 | 0 | 0 | 0 | 0 | 0 | 0 | 248.9568 | 170.6912 | 270.1607 | 270.1607 | 0 | 0 | 0 | 0 | 0 | 4.2291 | 77.3766 | 210.5379 | 0 | 0 | 0 | 0 | 114.8026 | 99.4338 | 200.3727 | 79.1244 | 0.40529 | 0.40498 | 0.3998 | 0.38283 | 46.5287 | 40.269 | 80.1099 | 30.291
1 | 21 | 21 | 515.7793 | 526.4236 | 540.107 | 551.86 | 0 | 0 | 0 | 0 | 162.4558 | 245.7711 | 0 | 0 | 0 | 0 | 0 | 0 | 248.8193 | 178.2193 | 307.3505 | 307.3505 | 0 | 0 | 0 | 0 | 0 | 7.2681 | 63.4491 | 267.2471 | 0 | 0 | 0 | 0 | 104.5042 | 95.165 | 169.3074 | -22.7376 | 0.40397 | 0.40336 | 0.39852 | 0.38167 | 42.2161 | 38.3857 | 67.4727 | -8.6782
1 | 21 | 22 | 485.7702 | 496.3301 | 509.7746 | 521.2992 | 0 | 0 | 0 | 0 | 158.637 | 246.8204 | 0 | 0 | 0 | 0 | 0 | 0 | 234.9077 | 158.667 | 302.2678 | 302.2678 | 0 | 0 | 0 | 0 | 0 | 25.2784 | 197.6252 | 59.3941 | 0 | 0 | 0 | 0 | 92.2255 | 65.5643 | 9.8816 | 159.6373 | 0.40092 | 0.40074 | 0.39596 | 0.37797 | 36.9754 | 26.2744 | 3.9127 | 60.3379
1 | 21 | 23 | 447.0062 | 456.928 | 469.4896 | 480.2198 | 0 | 0 | 0 | 0 | 147.9937 | 239.9787 | 0 | 0 | 0 | 0 | 0 | 0 | 216.3046 | 142.0877 | 286.7928 | 286.7928 | 0 | 0 | 0 | 0 | 0 | 28.0084 | 60.4986 | 209.6362 | 0 | 0 | 0 | 0 | 82.7079 | 46.8532 | 122.1982 | -16.2092 | 0.39777 | 0.39563 | 0.3915 | 0.37266 | 32.8989 | 18.5364 | 47.8408 | -6.0406
1 | 21 | 24 | 410.2247 | 418.2928 | 428.6202 | 437.3368 | 0 | 0 | 0 | 0 | 124.0264 | 237.0061 | 0 | 0 | 0 | 0 | 0 | 0 | 206.4511 | 137.774 | 294.607 | 294.607 | 0 | 0 | 0 | 0 | 0 | 23.0216 | 171.9063 | 97.9226 | 0 | 0 | 0 | 0 | 79.7472 | 20.4911 | -37.8931 | 44.8073 | 0.39698 | 0.39267 | 0.38667 | 0.36903 | 31.6581 | 8.0463 | -14.652 | 16.5354
1 | 22 | 1 | 389.1575 | 394.7792 | 402.2304 | 408.2959 | 0 | 0 | 0 | 0 | 120.9653 | 202.2497 | 0 | 0 | 0 | 0 | 0 | 0 | 207.2721 | 145.3652 | 292.1144 | 292.1144 | 0 | 0 | 0 | 0 | 0 | -2.3248 | 42.2546 | 113.0864 | 0 | 0 | 0 | 0 | 60.92 | 49.4891 | 67.8614 | 3.0951 | 0.399 | 0.39187 | 0.38588 | 0.36679 | 24.3071 | 19.3933 | 26.1864 | 1.1352
1 | 22 | 2 | 373.39 | 377.0839 | 382.368 | 386.5479 | 0 | 0 | 0 | 0 | 117.4288 | 178.9076 | 0 | 0 | 0 | 0 | 0 | 0 | 217.7366 | 152.4524 | 283.9455 | 283.9455 | 0 | 0 | 0 | 0 | 0 | 7.4913 | -14.5559 | -3.425 | 0 | 0 | 0 | 0 | 38.2246 | 38.2326 | 112.9784 | 106.0275 | 0.39922 | 0.39186 | 0.38422 | 0.36646 | 15.2601 | 14.982 | 43.4085 | 38.8551
1 | 22 | 3 | 368.7193 | 370.919 | 374.5553 | 377.3018 | 0 | 0 | 0 | 0 | 117.9642 | 175.5302 | 0 | 0 | 0 | 0 | 0 | 0 | 206.3478 | 141.7456 | 270.9941 | 270.9941 | 0 | 0 | 0 | 0 | 0 | -8.1025 | 183.4873 | -126.8523 | 0 | 0 | 0 | 0 | 44.4074 | 61.7457 | -79.9262 | 233.16 | 0.39872 | 0.3916 | 0.38238 | 0.3658 | 17.7062 | 24.1793 | -30.5625 | 85.2898
1 | 22 | 4 | 370.3896 | 371.3246 | 373.57 | 375.0811 | 0 | 0 | 0 | 0 | 112.608 | 182.492 | 0 | 0 | 0 | 0 | 0 | 0 | 186.792 | 122.3238 | 223.0794 | 223.0794 | 0 | 0 | 0 | 0 | 0 | -1.5744 | -59.2242 | -65.1822 | 0 | 0 | 0 | 0 | 70.9896 | 68.0832 | 209.7149 | 217.184 | 0.39774 | 0.39105 | 0.38218 | 0.36579 | 28.2356 | 26.6237 | 80.1496 | 79.4427
1 | 22 | 5 | 385.4694 | 385.3537 | 386.4934 | 387.0107 | 0 | 0 | 0 | 0 | 104.748 | 201.9031 | 0 | 0 | 0 | 0 | 0 | 0 | 177.8667 | 112.2508 | 176.2039 | 176.2039 | 0 | 0 | 0 | 0 | 0 | -1.7514 | 25.0086 | -29.5615 | 0 | 0 | 0 | 0 | 102.8547 | 72.9512 | 185.281 | 240.3683 | 0.39572 | 0.38832 | 0.382 | 0.36494 | 40.7016 | 28.3281 | 70.7772 | 87.7208
1 | 22 | 6 | 419.1852 | 418.0461 | 418.2297 | 417.9309 | 0 | 0 | 0 | 0 | 134.6835 | 214.8058 | 0 | 0 | 0 | 0 | 0 | 0 | 175.4659 | 108.6684 | 164.8523 | 164.8523 | 0 | 0 | 0 | 0 | 0 | 43.166 | -7.5589 | -48.9395 | 0 | 0 | 0 | 0 | 109.0358 | 51.4061 | 260.9363 | 302.018 | 0.39561 | 0.38891 | 0.3827 | 0.36553 | 43.1361 | 19.9923 | 99.8602 | 110.3981
1 | 22 | 7 | 483.8163 | 483.1293 | 484.2471 | 484.9645 | 0 | 0 | 0 | 0 | 148.0121 | 244.0354 | 0 | 0 | 0 | 0 | 0 | 0 | 165.7507 | 97.9371 | 157.43 | 157.4301 | 0 | 0 | 0 | 0 | 0 | 50.4687 | 211.36 | 134.0994 | 0 | 0 | 0 | 0 | 170.0535 | 90.6881 | 115.4571 | 193.4349 | 0.39512 | 0.39346 | 0.38571 | 0.37033 | 67.191 | 35.6819 | 44.5334 | 71.6347
1 | 22 | 8 | 517.1538 | 517.0493 | 519.3288 | 521.5257 | 0 | 0 | 0 | 0 | 134.6569 | 202.1677 | 0 | 0 | 0 | 0 | 0 | 0 | 196.8994 | 173.4222 | 291.2259 | 296.4335 | 0 | 0 | 0 | 0 | 0 | -4.0117 | 42.2797 | -29.0425 | 0 | 0 | 0 | 0 | 185.5974 | 145.4711 | 185.8231 | 254.1347 | 0.39371 | 0.38507 | 0.38401 | 0.3747 | 73.0708 | 56.0159 | 71.357 | 95.2253
1 | 22 | 9 | 520.862 | 521.4716 | 524.9346 | 528.6352 | 0 | 0 | 0 | 0 | 113.26 | 154.4817 | 0 | 0 | 0 | 0 | 0 | 0 | 272.3209 | 376.0429 | 742.7336 | 765.9734 | 0 | 0 | 0 | 0 | 0 | -39.8076 | -84.7197 | -51.4651 | 0 | 0 | 0 | 0 | 135.2812 | 30.7546 | -133.0793 | -185.8731 | 0.37693 | 0.19574 | 0.19483 | 0.1952 | 50.9919 | 6.0198 | -25.9272 | -36.2828
1 | 22 | 10 | 522.0869 | 522.589 | 525.8988 | 529.415 | 0 | 0 | 0 | 0 | 117.3122 | 149.4386 | 0 | 0 | 0 | 0 | 0 | 0 | 329.968 | 510.279 | 989.5381 | 1027.6112 | 0 | 0 | 0 | 0 | 0 | -34.3563 | -236.5524 | -380.0086 | 0 | 0 | 0 | 0 | 74.8066 | -102.7724 | -227.0868 | -118.1876 | 0.37868 | 0.19544 | 0.19523 | 0.10268 | 28.3275 | -20.0857 | -44.3352 | -12.1359
1 | 22 | 11 | 522.4351 | 522.9388 | 525.9881 | 528.9555 | 0 | 0 | 0 | 0 | 105.7226 | 140.5713 | 0 | 0 | 0 | 0 | 0 | 0 | 365.6555 | 587.3024 | 1122.2042 | 1169.5068 | 0 | 0 | 0 | 0 | 0 | -48.8293 | -311.2125 | -355.2909 | 0 | 0 | 0 | 0 | 51.057 | -156.1056 | -285.0036 | -285.2604 | 0.37978 | 0.19887 | 0.19965 | 0.10268 | 19.3902 | -31.0441 | -56.901 | -29.2914
1 | 22 | 12 | 516.2888 | 516.8345 | 519.712 | 522.2961 | 0 | 0 | 0 | 0 | 98.75 | 141.0091 | 0 | 0 | 0 | 0 | 0 | 0 | 380.5695 | 620.5038 | 1182.7252 | 1234.7447 | 0 | 0 | 0 | 0 | 0 | -48.5577 | -328.5467 | -366.3532 | 0 | 0 | 0 | 0 | 36.9693 | -196.1207 | -334.4666 | -346.0954 | 0.37904 | 0.19928 | 0.19965 | 0.10268 | 14.013 | -39.0828 | -66.7762 | -35.5381
1 | 22 | 13 | 511.719 | 513.3443 | 517.3297 | 520.8184 | 0 | 0 | 0 | 0 | 102.5017 | 140.9817 | 0 | 0 | 0 | 0 | 0 | 0 | 378.9332 | 619.9531 | 1183.8422 | 1236.5387 | 0 | 0 | 0 | 0 | 0 | -47.8328 | -325.016 | -359.2497 | 0 | 0 | 0 | 0 | 30.2841 | -199.7576 | -341.4965 | -356.4707 | 0.37914 | 0.19928 | 0.19965 | 0.10268 | 11.482 | -39.8076 | -68.1798 | -36.6035
1 | 22 | 14 | 507.4574 | 509.7205 | 514.4217 | 518.5806 | 0 | 0 | 0 | 0 | 108.057 | 144.5794 | 0 | 0 | 0 | 0 | 0 | 0 | 366.6278 | 600.1875 | 1159.0574 | 1209.884 | 0 | 0 | 0 | 0 | 0 | -50.6032 | -294.9653 | -282.1515 | 0 | 0 | 0 | 0 | 32.7726 | -184.4432 | -349.6704 | -409.1519 | 0.37923 | 0.19925 | 0.19951 | 0.10268 | 12.4285 | -36.751 | -69.764 | -42.0129
1 | 22 | 15 | 499.1958 | 502.1086 | 507.4727 | 512.1968 | 0 | 0 | 0 | 0 | 109.5899 | 150.4251 | 0 | 0 | 0 | 0 | 0 | 0 | 339.7542 | 543.9113 | 1079.3305 | 1123.9249 | 0 | 0 | 0 | 0 | 0 | -36.6384 | -215.2765 | -220.3125 | 0 | 0 | 0 | 0 | 49.8517 | -155.5894 | -356.5813 | -391.4156 | 0.37903 | 0.19565 | 0.19571 | 0.097328 | 18.8954 | -30.4406 | -69.7872 | -38.0959
1 | 22 | 16 | 492.5477 | 497.1476 | 504.3564 | 510.7287 | 0 | 0 | 0 | 0 | 112.0594 | 173.8324 | 0 | 0 | 0 | 0 | 0 | 0 | 285.7509 | 426.9874 | 872.6733 | 904.9967 | 0 | 0 | 0 | 0 | 0 | -20.5472 | -9.9417 | -30.2117 | 0 | 0 | 0 | 0 | 94.7373 | -83.1251 | -358.3751 | -364.0564 | 0.37973 | 0.1927 | 0.19404 | 0.18663 | 35.9751 | -16.0183 | -69.5405 | -67.9425
1 | 22 | 17 | 496.6839 | 502.6035 | 511.2407 | 518.8217 | 0 | 0 | 0 | 0 | 139.0248 | 211.4701 | 0 | 0 | 0 | 0 | 0 | 0 | 169.9833 | 165.5305 | 342.2498 | 351.3911 | 0 | 0 | 0 | 0 | 0 | -1.3057 | -12.5879 | 86.1391 | 0 | 0 | 0 | 0 | 187.6757 | 126.9086 | 181.5787 | 81.2915 | 0.39657 | 0.40209 | 0.39866 | 0.38696 | 74.4263 | 51.0292 | 72.3886 | 31.4566
1 | 22 | 18 | 547.8879 | 556.9396 | 569.1997 | 579.926 | 0 | 0 | 0 | 0 | 162.9455 | 252.0645 | 0 | 0 | 0 | 0 | 0 | 0 | 126.9908 | 66.5837 | 144.7832 | 144.7956 | 0 | 0 | 0 | 0 | 0 | 29.1308 | 123.5002 | 285.1707 | 0 | 0 | 0 | 0 | 257.9515 | 209.1605 | 300.9163 | 149.9596 | 0.40419 | 0.40413 | 0.39849 | 0.38211 | 104.2602 | 84.5272 | 119.912 | 57.3018
1 | 22 | 19 | 579.4327 | 591.1096 | 606.352 | 619.6614 | 0 | 0 | 0 | 0 | 168.7921 | 246.4077 | 0 | 0 | 0 | 0 | 0 | 0 | 136.4188 | 75.2113 | 145.7498 | 145.7498 | 0 | 0 | 0 | 0 | 0 | 26.4216 | 161.7987 | 245.9221 | 0 | 0 | 0 | 0 | 274.2218 | 243.0691 | 298.8036 | 227.9895 | 0.40616 | 0.40567 | 0.40134 | 0.38379 | 111.3773 | 98.607 | 119.9211 | 87.5012
1 | 22 | 20 | 571.8705 | 584.0175 | 599.6643 | 613.2344 | 0 | 0 | 0 | 0 | 159.852 | 259.8245 | 0 | 0 | 0 | 0 | 0 | 0 | 132.9005 | 76.1542 | 155.0514 | 155.0514 | 0 | 0 | 0 | 0 | 0 | 4.2291 | 77.3766 | 210.5379 | 0 | 0 | 0 | 0 | 279.118 | 243.8097 | 367.2363 | 247.6451 | 0.40529 | 0.40498 | 0.3998 | 0.38283 | 113.1246 | 98.7388 | 146.8226 | 94.8053
1 | 22 | 21 | 555.3365 | 567.2757 | 582.5292 | 595.6405 | 0 | 0 | 0 | 0 | 162.4558 | 245.7711 | 0 | 0 | 0 | 0 | 0 | 0 | 131.14 | 77.9877 | 163.9406 | 163.9406 | 0 | 0 | 0 | 0 | 0 | 7.2681 | 63.4491 | 267.2471 | 0 | 0 | 0 | 0 | 261.7408 | 236.2488 | 355.1395 | 164.4529 | 0.40397 | 0.40336 | 0.39852 | 0.38167 | 105.7343 | 95.2931 | 141.531 | 62.7666
1 | 22 | 22 | 522.4812 | 534.2428 | 549.1444 | 561.9296 | 0 | 0 | 0 | 0 | 158.637 | 246.8204 | 0 | 0 | 0 | 0 | 0 | 0 | 128.5706 | 80.4425 | 175.1042 | 175.1042 | 0 | 0 | 0 | 0 | 0 | 25.2784 | 197.6252 | 59.3941 | 0 | 0 | 0 | 0 | 235.2736 | 181.7014 | 176.415 | 327.4312 | 0.40092 | 0.40074 | 0.39596 | 0.37797 | 94.3268 | 72.8154 | 69.8527 | 123.7588
1 | 22 | 23 | 477.8253 | 488.756 | 502.5408 | 514.3292 | 0 | 0 | 0 | 0 | 147.9937 | 239.9787 | 0 | 0 | 0 | 0 | 0 | 0 | 130.1092 | 81.7029 | 180.5738 | 180.5738 | 0 | 0 | 0 | 0 | 0 | 28.0084 | 60.4986 | 209.6362 | 0 | 0 | 0 | 0 | 199.7224 | 139.066 | 261.4683 | 124.1192 | 0.39777 | 0.39563 | 0.3915 | 0.37266 | 79.444 | 55.0183 | 102.3652 | 46.2548
1 | 22 | 24 | 435.7139 | 444.6164 | 455.9555 | 465.5473 | 0 | 0 | 0 | 0 | 124.0264 | 237.0061 | 0 | 0 | 0 | 0 | 0 | 0 | 131.8925 | 71.106 | 161.253 | 161.253 | 0 | 0 | 0 | 0 | 0 | 23.0216 | 171.9063 | 97.9226 | 0 | 0 | 0 | 0 | 179.7951 | 113.4827 | 122.7962 | 206.3717 | 0.39698 | 0.39267 | 0.38667 | 0.36903 | 71.3753 | 44.5617 | 47.4813 | 76.1583
1 | 23 | 1 | 407.4858 | 413.7075 | 421.8861 | 428.581 | 0 | 0 | 0 | 0 | 120.9653 | 202.2497 | 0 | 0 | 0 | 0 | 0 | 0 | 129.5105 | 65.2012 | 152.951 | 152.951 | 0 | 0 | 0 | 0 | 0 | -2.3248 | 42.2546 | 113.0864 | 0 | 0 | 0 | 0 | 157.01 | 148.5814 | 226.6805 | 162.5435 | 0.399 | 0.39187 | 0.38588 | 0.36679 | 62.6469 | 58.2246 | 87.4715 | 59.6187
1 | 23 | 2 | 393.4949 | 397.8469 | 403.929 | 408.7994 | 0 | 0 | 0 | 0 | 117.4288 | 178.9076 | 0 | 0 | 0 | 0 | 0 | 0 | 115.3731 | 54.5658 | 149.7329 | 149.7329 | 0 | 0 | 0 | 0 | 0 | 7.4913 | -14.5559 | -3.425 | 0 | 0 | 0 | 0 | 160.693 | 156.8822 | 268.752 | 262.4915 | 0.39922 | 0.39186 | 0.38422 | 0.36646 | 64.1524 | 61.4765 | 103.2597 | 96.1934
1 | 23 | 3 | 387.0476 | 389.8472 | 394.211 | 397.5869 | 0 | 0 | 0 | 0 | 117.9642 | 175.5302 | 0 | 0 | 0 | 0 | 0 | 0 | 110.6595 | 51.4908 | 148.682 | 148.682 | 0 | 0 | 0 | 0 | 0 | -8.1025 | 183.4873 | -126.8523 | 0 | 0 | 0 | 0 | 158.4239 | 170.9287 | 62.0417 | 375.7572 | 0.39872 | 0.3916 | 0.38238 | 0.3658 | 63.1671 | 66.9348 | 23.7238 | 137.4517
1 | 23 | 4 | 386.488 | 387.95 | 390.8344 | 392.8983 | 0 | 0 | 0 | 0 | 112.608 | 182.492 | 0 | 0 | 0 | 0 | 0 | 0 | 110.7358 | 54.638 | 151.0441 | 151.0441 | 0 | 0 | 0 | 0 | 0 | -1.5744 | -59.2242 | -65.1822 | 0 | 0 | 0 | 0 | 163.1442 | 152.3944 | 299.0146 | 307.0365 | 0.39774 | 0.39105 | 0.38218 | 0.36579 | 64.8894 | 59.5932 | 114.2785 | 112.3094
1 | 23 | 5 | 398.8123 | 399.1333 | 400.8026 | 401.7781 | 0 | 0 | 0 | 0 | 104.748 | 201.9031 | 0 | 0 | 0 | 0 | 0 | 0 | 107.6196 | 53.663 | 151.8778 | 151.8778 | 0 | 0 | 0 | 0 | 0 | -1.7514 | 25.0086 | -29.5615 | 0 | 0 | 0 | 0 | 186.4447 | 145.3186 | 223.9163 | 279.4619 | 0.39572 | 0.38832 | 0.382 | 0.36494 | 73.7798 | 56.4295 | 85.5359 | 101.9877
1 | 23 | 6 | 433.1807 | 432.4998 | 433.2389 | 433.4206 | 0 | 0 | 0 | 0 | 134.6835 | 214.8058 | 0 | 0 | 0 | 0 | 0 | 0 | 102.6223 | 53.1526 | 155.3933 | 155.3933 | 0 | 0 | 0 | 0 | 0 | 43.166 | -7.5589 | -48.9395 | 0 | 0 | 0 | 0 | 195.8749 | 121.3755 | 285.4044 | 326.9667 | 0.39561 | 0.38891 | 0.3827 | 0.36553 | 77.4908 | 47.2041 | 109.2241 | 119.5177
1 | 23 | 7 | 496.6697 | 496.4034 | 498.0314 | 499.1901 | 0 | 0 | 0 | 0 | 148.0121 | 244.0354 | 0 | 0 | 0 | 0 | 0 | 0 | 95.742 | 50.432 | 148.3092 | 148.3093 | 0 | 0 | 0 | 0 | 0 | 50.4687 | 211.36 | 134.0994 | 0 | 0 | 0 | 0 | 252.9156 | 151.4674 | 138.3621 | 216.7814 | 0.39512 | 0.39346 | 0.38571 | 0.37033 | 99.9312 | 59.596 | 53.3681 | 80.2806
1 | 23 | 8 | 526.3088 | 526.504 | 529.1469 | 531.6582 | 0 | 0 | 0 | 0 | 134.6569 | 202.1677 | 0 | 0 | 0 | 0 | 0 | 0 | 148.2898 | 135.0997 | 280.3946 | 285.6213 | 0 | 0 | 0 | 0 | 0 | -4.0117 | 42.2797 | -29.0425 | 0 | 0 | 0 | 0 | 243.3621 | 193.2484 | 206.4726 | 275.0794 | 0.39371 | 0.38507 | 0.38401 | 0.3747 | 95.813 | 74.4133 | 79.2865 | 103.0733
1 | 23 | 9 | 525.1405 | 525.8901 | 529.5229 | 533.3704 | 0 | 0 | 0 | 0 | 113.26 | 154.4817 | 0 | 0 | 0 | 0 | 0 | 0 | 237.1284 | 343.0371 | 730.3247 | 753.4184 | 0 | 0 | 0 | 0 | 0 | -39.8076 | -84.7197 | -51.4651 | 0 | 0 | 0 | 0 | 174.7521 | 68.1789 | -116.0821 | -168.5829 | 0.37693 | 0.19574 | 0.19483 | 0.1952 | 65.8698 | 13.3452 | -22.6158 | -32.9077
1 | 23 | 10 | 524.081 | 524.6484 | 528.0374 | 531.622 | 0 | 0 | 0 | 0 | 117.3122 | 149.4386 | 0 | 0 | 0 | 0 | 0 | 0 | 291.6333 | 472.0329 | 971.4319 | 1009.0841 | 0 | 0 | 0 | 0 | 0 | -34.3563 | -236.5524 | -380.0086 | 0 | 0 | 0 | 0 | 115.1355 | -62.4668 | -206.842 | -97.4534 | 0.37868 | 0.19544 | 0.19523 | 0.10268 | 43.5991 | -12.2084 | -40.3827 | -10.0068
1 | 23 | 11 | 522.6889 | 523.2009 | 526.2603 | 529.2364 | 0 | 0 | 0 | 0 | 105.7226 | 140.5713 | 0 | 0 | 0 | 0 | 0 | 0 | 327.1498 | 550.8521 | 1114.2775 | 1161.034 | 0 | 0 | 0 | 0 | 0 | -48.8293 | -311.2125 | -355.2909 | 0 | 0 | 0 | 0 | 89.8164 | -119.3932 | -276.8047 | -276.5067 | 0.37978 | 0.19887 | 0.19965 | 0.10268 | 34.1102 | -23.7433 | -55.2641 | -28.3925
1 | 23 | 12 | 518.3193 | 518.9314 | 521.8895 | 524.5433 | 0 | 0 | 0 | 0 | 98.75 | 141.0091 | 0 | 0 | 0 | 0 | 0 | 0 | 345.2512 | 589.6046 | 1177.2751 | 1228.6963 | 0 | 0 | 0 | 0 | 0 | -48.5577 | -328.5467 | -366.3532 | 0 | 0 | 0 | 0 | 74.318 | -163.1245 | -326.8389 | -337.7997 | 0.37904 | 0.19928 | 0.19965 | 0.10268 | 28.1698 | -32.5074 | -65.2534 | -34.6863
1 | 23 | 13 | 508.2745 | 509.7871 | 513.6358 | 517.0062 | 0 | 0 | 0 | 0 | 102.5017 | 140.9817 | 0 | 0 | 0 | 0 | 0 | 0 | 343.1637 | 592.3716 | 1176.9428 | 1228.9101 | 0 | 0 | 0 | 0 | 0 | -47.8328 | -325.016 | -359.2497 | 0 | 0 | 0 | 0 | 62.609 | -175.7334 | -338.2911 | -352.6543 | 0.37914 | 0.19928 | 0.19965 | 0.10268 | 23.7378 | -35.0201 | -67.5398 | -36.2116
1 | 23 | 14 | 502.7983 | 504.9088 | 509.4251 | 513.4241 | 0 | 0 | 0 | 0 | 108.057 | 144.5794 | 0 | 0 | 0 | 0 | 0 | 0 | 332.9298 | 574.8033 | 1135.6788 | 1185.5135 | 0 | 0 | 0 | 0 | 0 | -50.6032 | -294.9653 | -282.1515 | 0 | 0 | 0 | 0 | 61.8114 | -163.8706 | -331.2883 | -389.9379 | 0.37923 | 0.19925 | 0.19951 | 0.10268 | 23.441 | -32.6518 | -66.0965 | -40.04
1 | 23 | 15 | 496.1864 | 499.0007 | 504.2454 | 508.8661 | 0 | 0 | 0 | 0 | 109.5899 | 150.4251 | 0 | 0 | 0 | 0 | 0 | 0 | 307.5465 | 527.9909 | 1064.7929 | 1108.9915 | 0 | 0 | 0 | 0 | 0 | -36.6384 | -215.2765 | -220.3125 | 0 | 0 | 0 | 0 | 79.05 | -142.7769 | -345.2711 | -379.8129 | 0.37903 | 0.19565 | 0.19571 | 0.097328 | 29.9624 | -27.9339 | -67.5737 | -36.9666
1 | 23 | 16 | 493.8892 | 498.533 | 505.7951 | 512.2134 | 0 | 0 | 0 | 0 | 112.0594 | 173.8324 | 0 | 0 | 0 | 0 | 0 | 0 | 257.7966 | 414.8303 | 857.6892 | 889.6446 | 0 | 0 | 0 | 0 | 0 | -20.5472 | -9.9417 | -30.2117 | 0 | 0 | 0 | 0 | 124.0331 | -69.5825 | -341.9524 | -347.2195 | 0.37973 | 0.1927 | 0.19404 | 0.18663 | 47.0997 | -13.4086 | -66.3538 | -64.8003
1 | 23 | 17 | 497.2822 | 503.2213 | 511.8822 | 519.4838 | 0 | 0 | 0 | 0 | 139.0248 | 211.4701 | 0 | 0 | 0 | 0 | 0 | 0 | 151.4741 | 151.4886 | 298.8289 | 306.9941 | 0 | 0 | 0 | 0 | 0 | -1.3057 | -12.5879 | 86.1391 | 0 | 0 | 0 | 0 | 206.7832 | 141.5682 | 225.6412 | 126.3507 | 0.39657 | 0.40209 | 0.39866 | 0.38696 | 82.0037 | 56.9237 | 89.9547 | 48.8928
1 | 23 | 18 | 547.7066 | 556.7524 | 569.0053 | 579.7254 | 0 | 0 | 0 | 0 | 162.9455 | 252.0645 | 0 | 0 | 0 | 0 | 0 | 0 | 111.0978 | 59.2003 | 149.205 | 149.2163 | 0 | 0 | 0 | 0 | 0 | 29.1308 | 123.5002 | 285.1707 | 0 | 0 | 0 | 0 | 273.6633 | 216.3567 | 296.3001 | 145.3384 | 0.40419 | 0.40413 | 0.39849 | 0.38211 | 110.6107 | 87.4353 | 118.0725 | 55.5359
1 | 23 | 19 | 579.7953 | 591.4841 | 606.7409 | 620.0626 | 0 | 0 | 0 | 0 | 168.7921 | 246.4077 | 0 | 0 | 0 | 0 | 0 | 0 | 115.2689 | 67.7316 | 155.7439 | 155.7439 | 0 | 0 | 0 | 0 | 0 | 26.4216 | 161.7987 | 245.9221 | 0 | 0 | 0 | 0 | 295.7343 | 250.9232 | 289.1983 | 218.3967 | 0.40616 | 0.40567 | 0.40134 | 0.38379 | 120.1148 | 101.7933 | 116.0662 | 83.8195
1 | 23 | 20 | 571.0728 | 583.1937 | 598.8089 | 612.3516 | 0 | 0 | 0 | 0 | 159.852 | 259.8245 | 0 | 0 | 0 | 0 | 0 | 0 | 115.5478 | 73.45 | 164.1468 | 164.1468 | 0 | 0 | 0 | 0 | 0 | 4.2291 | 77.3766 | 210.5379 | 0 | 0 | 0 | 0 | 295.673 | 245.6901 | 357.2855 | 237.6669 | 0.40529 | 0.40498 | 0.3998 | 0.38283 | 119.8342 | 99.5003 | 142.8442 | 90.9854
1 | 23 | 21 | 556.0435 | 568.0058 | 583.2874 | 596.423 | 0 | 0 | 0 | 0 | 162.4558 | 245.7711 | 0 | 0 | 0 | 0 | 0 | 0 | 122.5295 | 76.3332 | 158.0612 | 158.0612 | 0 | 0 | 0 | 0 | 0 | 7.2681 | 63.4491 | 267.2471 | 0 | 0 | 0 | 0 | 271.0583 | 238.6334 | 361.7772 | 171.1148 | 0.40397 | 0.40336 | 0.39852 | 0.38167 | 109.4983 | 96.255 | 144.1762 | 65.3093
1 | 23 | 22 | 524.8379 | 536.6767 | 551.6719 | 564.538 | 0 | 0 | 0 | 0 | 158.637 | 246.8204 | 0 | 0 | 0 | 0 | 0 | 0 | 125.3491 | 78.8479 | 159.6609 | 159.6609 | 0 | 0 | 0 | 0 | 0 | 25.2784 | 197.6252 | 59.3941 | 0 | 0 | 0 | 0 | 240.8519 | 185.7299 | 194.3858 | 345.483 | 0.40092 | 0.40074 | 0.39596 | 0.37797 | 96.5632 | 74.4298 | 76.9683 | 130.5818
1 | 23 | 23 | 481.0341 | 492.0699 | 505.982 | 517.8806 | 0 | 0 | 0 | 0 | 147.9937 | 239.9787 | 0 | 0 | 0 | 0 | 0 | 0 | 120.4938 | 77.3711 | 167.928 | 167.928 | 0 | 0 | 0 | 0 | 0 | 28.0084 | 60.4986 | 209.6362 | 0 | 0 | 0 | 0 | 212.5466 | 146.7116 | 277.5553 | 140.3164 | 0.39777 | 0.39563 | 0.3915 | 0.37266 | 84.5451 | 58.0431 | 108.6633 | 52.2909
1 | 23 | 24 | 440.3187 | 449.3718 | 460.8938 | 470.6437 | 0 | 0 | 0 | 0 | 124.0264 | 237.0061 | 0 | 0 | 0 | 0 | 0 | 0 | 111.0703 | 74.9795 | 177.4416 | 177.4416 | 0 | 0 | 0 | 0 | 0 | 23.0216 | 171.9063 | 97.9226 | 0 | 0 | 0 | 0 | 205.222 | 114.3647 | 111.5459 | 195.2795 | 0.39698 | 0.39267 | 0.38667 | 0.36903 | 81.4693 | 44.908 | 43.1311 | 72.0649
1 | 24 | 1 | 412.8338 | 419.2305 | 427.6215 | 434.5 | 0 | 0 | 0 | 0 | 120.9653 | 202.2497 | 0 | 0 | 0 | 0 | 0 | 0 | 134.2377 | 96.6261 | 189.9199 | 189.9199 | 0 | 0 | 0 | 0 | 0 | -2.3248 | 42.2546 | 113.0864 | 0 | 0 | 0 | 0 | 157.6308 | 122.6795 | 195.447 | 131.4937 | 0.399 | 0.39187 | 0.38588 | 0.36679 | 62.8946 | 48.0744 | 75.4191 | 48.23
1 | 24 | 2 | 399.0061 | 403.5385 | 409.8394 | 414.8989 | 0 | 0 | 0 | 0 | 117.4288 | 178.9076 | 0 | 0 | 0 | 0 | 0 | 0 | 151.1705 | 111.9791 | 197.3468 | 197.3468 | 0 | 0 | 0 | 0 | 0 | 7.4913 | -14.5559 | -3.425 | 0 | 0 | 0 | 0 | 130.4067 | 105.1605 | 227.0485 | 220.9771 | 0.39922 | 0.39186 | 0.38422 | 0.36646 | 52.0614 | 41.2086 | 87.2364 | 80.9799
1 | 24 | 3 | 391.5073 | 394.4529 | 398.9937 | 402.5227 | 0 | 0 | 0 | 0 | 117.9642 | 175.5302 | 0 | 0 | 0 | 0 | 0 | 0 | 142.8844 | 104.0495 | 194.1876 | 194.1876 | 0 | 0 | 0 | 0 | 0 | -8.1025 | 183.4873 | -126.8523 | 0 | 0 | 0 | 0 | 130.6587 | 122.9757 | 21.3188 | 335.1874 | 0.39872 | 0.3916 | 0.38238 | 0.3658 | 52.0965 | 48.1567 | 8.152 | 122.6113
1 | 24 | 4 | 391.546 | 393.1736 | 396.2587 | 398.4963 | 0 | 0 | 0 | 0 | 112.608 | 182.492 | 0 | 0 | 0 | 0 | 0 | 0 | 129.5482 | 91.8396 | 189.8928 | 189.8928 | 0 | 0 | 0 | 0 | 0 | -1.5744 | -59.2242 | -65.1822 | 0 | 0 | 0 | 0 | 149.3897 | 120.4163 | 265.5901 | 273.7857 | 0.39774 | 0.39105 | 0.38218 | 0.36579 | 59.4187 | 47.0883 | 101.5043 | 100.1467
1 | 24 | 5 | 404.5591 | 405.0683 | 406.9657 | 408.1385 | 0 | 0 | 0 | 0 | 104.748 | 201.9031 | 0 | 0 | 0 | 0 | 0 | 0 | 121.5116 | 82.8555 | 185.8931 | 185.8931 | 0 | 0 | 0 | 0 | 0 | -1.7514 | 25.0086 | -29.5615 | 0 | 0 | 0 | 0 | 178.2995 | 122.0611 | 196.0641 | 251.807 | 0.39572 | 0.38832 | 0.382 | 0.36494 | 70.5566 | 47.3982 | 74.8964 | 91.8953
1 | 24 | 6 | 442.1001 | 441.7112 | 442.8043 | 443.2922 | 0 | 0 | 0 | 0 | 134.6835 | 214.8058 | 0 | 0 | 0 | 0 | 0 | 0 | 116.2485 | 77.405 | 185.889 | 185.889 | 0 | 0 | 0 | 0 | 0 | 43.166 | -7.5589 | -48.9395 | 0 | 0 | 0 | 0 | 191.1681 | 106.3344 | 264.4742 | 306.3427 | 0.39561 | 0.38891 | 0.3827 | 0.36553 | 75.6288 | 41.3544 | 101.2141 | 111.979
1 | 24 | 7 | 501.202 | 501.084 | 502.8918 | 504.2062 | 0 | 0 | 0 | 0 | 148.0121 | 244.0354 | 0 | 0 | 0 | 0 | 0 | 0 | 101.9583 | 61.4493 | 179.6565 | 179.6566 | 0 | 0 | 0 | 0 | 0 | 50.4687 | 211.36 | 134.0994 | 0 | 0 | 0 | 0 | 251.2315 | 145.1307 | 111.8754 | 190.4502 | 0.39512 | 0.39346 | 0.38571 | 0.37033 | 99.2658 | 57.1027 | 43.1518 | 70.5294
1 | 24 | 8 | 533.216 | 533.6372 | 536.5543 | 539.3027 | 0 | 0 | 0 | 0 | 134.6569 | 202.1677 | 0 | 0 | 0 | 0 | 0 | 0 | 147.3842 | 136.1989 | 308.4124 | 313.7091 | 0 | 0 | 0 | 0 | 0 | -4.0117 | 42.2797 | -29.0425 | 0 | 0 | 0 | 0 | 251.1748 | 199.2823 | 185.8621 | 254.6361 | 0.39371 | 0.38507 | 0.38401 | 0.3747 | 98.889 | 76.7368 | 71.372 | 95.4132
1 | 24 | 9 | 533.1353 | 534.1466 | 538.0968 | 542.2188 | 0 | 0 | 0 | 0 | 113.26 | 154.4817 | 0 | 0 | 0 | 0 | 0 | 0 | 230.2226 | 338.3586 | 746.3924 | 769.5146 | 0 | 0 | 0 | 0 | 0 | -39.8076 | -84.7197 | -51.4651 | 0 | 0 | 0 | 0 | 189.6527 | 81.1139 | -123.5759 | -175.8308 | 0.37693 | 0.19574 | 0.19483 | 0.1952 | 71.4864 | 15.8771 | -24.0757 | -34.3225
1 | 24 | 10 | 532.4203 | 533.2607 | 536.9807 | 540.8517 | 0 | 0 | 0 | 0 | 117.3122 | 149.4386 | 0 | 0 | 0 | 0 | 0 | 0 | 286.5907 | 472.0696 | 992.4925 | 1029.9907 | 0 | 0 | 0 | 0 | 0 | -34.3563 | -236.5524 | -380.0086 | 0 | 0 | 0 | 0 | 128.5174 | -53.8913 | -218.9594 | -109.1304 | 0.37868 | 0.19544 | 0.19523 | 0.10268 | 48.6665 | -10.5324 | -42.7485 | -11.2058
1 | 24 | 11 | 531.0825 | 531.8693 | 535.2618 | 538.5262 | 0 | 0 | 0 | 0 | 105.7226 | 140.5713 | 0 | 0 | 0 | 0 | 0 | 0 | 316.1474 | 551.5877 | 1129.2916 | 1175.9468 | 0 | 0 | 0 | 0 | 0 | -48.8293 | -311.2125 | -355.2909 | 0 | 0 | 0 | 0 | 109.2125 | -111.4604 | -282.8172 | -282.1298 | 0.37978 | 0.19887 | 0.19965 | 0.10268 | 41.4763 | -22.1657 | -56.4645 | -28.9699
1 | 24 | 12 | 528.5258 | 529.472 | 532.8353 | 535.8396 | 0 | 0 | 0 | 0 | 98.75 | 141.0091 | 0 | 0 | 0 | 0 | 0 | 0 | 334.5331 | 597.3493 | 1195.9343 | 1247.6027 | 0 | 0 | 0 | 0 | 0 | -48.5577 | -328.5467 | -366.3532 | 0 | 0 | 0 | 0 | 95.2427 | -160.3286 | -334.5524 | -345.41 | 0.37904 | 0.19928 | 0.19965 | 0.10268 | 36.1011 | -31.9502 | -66.7934 | -35.4677
1 | 24 | 13 | 521.8711 | 523.8288 | 528.2172 | 532.0544 | 0 | 0 | 0 | 0 | 102.5017 | 140.9817 | 0 | 0 | 0 | 0 | 0 | 0 | 335.9377 | 604.266 | 1202.032 | 1254.4291 | 0 | 0 | 0 | 0 | 0 | -47.8328 | -325.016 | -359.2497 | 0 | 0 | 0 | 0 | 83.4317 | -173.5861 | -348.7989 | -363.125 | 0.37914 | 0.19928 | 0.19965 | 0.10268 | 31.6326 | -34.5921 | -69.6377 | -37.2868
1 | 24 | 14 | 520.2202 | 522.901 | 528.1088 | 532.706 | 0 | 0 | 0 | 0 | 108.057 | 144.5794 | 0 | 0 | 0 | 0 | 0 | 0 | 323.4599 | 582.3694 | 1162.2586 | 1212.1466 | 0 | 0 | 0 | 0 | 0 | -50.6032 | -294.9653 | -282.1515 | 0 | 0 | 0 | 0 | 88.7032 | -153.4445 | -339.1845 | -397.2892 | 0.37923 | 0.19925 | 0.19951 | 0.10268 | 33.6394 | -30.5744 | -67.6719 | -40.7948
1 | 24 | 15 | 515.7474 | 519.2021 | 525.2232 | 530.5156 | 0 | 0 | 0 | 0 | 109.5899 | 150.4251 | 0 | 0 | 0 | 0 | 0 | 0 | 301.2347 | 531.2022 | 1089.5112 | 1133.3149 | 0 | 0 | 0 | 0 | 0 | -36.6384 | -215.2765 | -220.3125 | 0 | 0 | 0 | 0 | 104.9228 | -125.7868 | -349.0115 | -382.4869 | 0.37903 | 0.19565 | 0.19571 | 0.097328 | 39.769 | -24.6098 | -68.3057 | -37.2268
1 | 24 | 16 | 508.6642 | 513.7917 | 521.6403 | 528.5659 | 0 | 0 | 0 | 0 | 112.0594 | 173.8324 | 0 | 0 | 0 | 0 | 0 | 0 | 248.757 | 410.0868 | 890.6559 | 921.9695 | 0 | 0 | 0 | 0 | 0 | -20.5472 | -9.9417 | -30.2117 | 0 | 0 | 0 | 0 | 147.8478 | -49.5803 | -359.0739 | -363.1918 | 0.37973 | 0.1927 | 0.19404 | 0.18663 | 56.143 | -9.5542 | -69.6761 | -67.7812
1 | 24 | 17 | 510.1355 | 516.4954 | 525.6665 | 533.7095 | 0 | 0 | 0 | 0 | 139.0248 | 211.4701 | 0 | 0 | 0 | 0 | 0 | 0 | 134.4078 | 153.3067 | 378.4998 | 386.8478 | 0 | 0 | 0 | 0 | 0 | -1.3057 | -12.5879 | 86.1391 | 0 | 0 | 0 | 0 | 236.7029 | 153.0243 | 159.7546 | 60.7226 | 0.39657 | 0.40209 | 0.39866 | 0.38696 | 93.8689 | 61.5302 | 63.6882 | 23.4973
1 | 24 | 18 | 551.3505 | 560.5156 | 572.9131 | 583.7583 | 0 | 0 | 0 | 0 | 162.9455 | 252.0645 | 0 | 0 | 0 | 0 | 0 | 0 | 79.8587 | 47.8828 | 179.8042 | 179.8235 | 0 | 0 | 0 | 0 | 0 | 29.1308 | 123.5002 | 285.1707 | 0 | 0 | 0 | 0 | 308.5463 | 231.4374 | 269.6087 | 118.7641 | 0.40419 | 0.40413 | 0.39849 | 0.38211 | 124.7099 | 93.5298 | 107.4363 | 45.3815
1 | 24 | 19 | 582.5328 | 594.3111 | 609.6766 | 623.0924 | 0 | 0 | 0 | 0 | 168.7921 | 246.4077 | 0 | 0 | 0 | 0 | 0 | 0 | 71.7186 | 42.5848 | 171.1913 | 171.1913 | 0 | 0 | 0 | 0 | 0 | 26.4216 | 161.7987 | 245.9221 | 0 | 0 | 0 | 0 | 342.022 | 278.8971 | 276.6866 | 205.979 | 0.40616 | 0.40567 | 0.40134 | 0.38379 | 138.9149 | 113.1416 | 111.0448 | 79.0536
1 | 24 | 20 | 573.3571 | 585.5527 | 601.2585 | 614.8797 | 0 | 0 | 0 | 0 | 159.852 | 259.8245 | 0 | 0 | 0 | 0 | 0 | 0 | 68.06 | 37.6586 | 162.7443 | 162.7443 | 0 | 0 | 0 | 0 | 0 | 4.2291 | 77.3766 | 210.5379 | 0 | 0 | 0 | 0 | 345.4451 | 283.8405 | 361.1377 | 241.5975 | 0.40529 | 0.40498 | 0.3998 | 0.38283 | 140.0065 | 114.9506 | 144.3844 | 92.4902
1 | 24 | 21 | 559.9231 | 572.0124 | 587.448 | 600.7168 | 0 | 0 | 0 | 0 | 162.4558 | 245.7711 | 0 | 0 | 0 | 0 | 0 | 0 | 66.9743 | 33.7786 | 155.0572 | 155.0572 | 0 | 0 | 0 | 0 | 0 | 7.2681 | 63.4491 | 267.2471 | 0 | 0 | 0 | 0 | 330.4931 | 285.1946 | 368.9417 | 178.4125 | 0.40397 | 0.40336 | 0.39852 | 0.38167 | 133.5079 | 115.0359 | 147.0314 | 68.0946
1 | 24 | 22 | 528.5544 | 540.5148 | 555.6575 | 568.6512 | 0 | 0 | 0 | 0 | 158.637 | 246.8204 | 0 | 0 | 0 | 0 | 0 | 0 | 63.3013 | 32.5116 | 152.5231 | 152.5231 | 0 | 0 | 0 | 0 | 0 | 25.2784 | 197.6252 | 59.3941 | 0 | 0 | 0 | 0 | 306.6161 | 235.9044 | 205.5091 | 356.7339 | 0.40092 | 0.40074 | 0.39596 | 0.37797 | 122.9296 | 94.5368 | 81.3727 | 134.8343
1 | 24 | 23 | 483.8803 | 495.0093 | 509.0344 | 521.0307 | 0 | 0 | 0 | 0 | 147.9937 | 239.9787 | 0 | 0 | 0 | 0 | 0 | 0 | 60.0466 | 32.6575 | 152.8151 | 152.8151 | 0 | 0 | 0 | 0 | 0 | 28.0084 | 60.4986 | 209.6362 | 0 | 0 | 0 | 0 | 275.84 | 194.3645 | 295.7206 | 158.5794 | 0.39777 | 0.39563 | 0.3915 | 0.37266 | 109.7215 | 76.8959 | 115.7751 | 59.0969
1 | 24 | 24 | 438.9046 | 447.9115 | 459.3773 | 469.0786 | 0 | 0 | 0 | 0 | 124.0264 | 237.0061 | 0 | 0 | 0 | 0 | 0 | 0 | 59.293 | 33.0157 | 153.5315 | 153.5315 | 0 | 0 | 0 | 0 | 0 | 23.0216 | 171.9063 | 97.9226 | 0 | 0 | 0 | 0 | 255.5853 | 154.8681 | 133.9395 | 217.6246 | 0.39698 | 0.39267 | 0.38667 | 0.36903 | 101.4625 | 60.8127 | 51.79 | 80.311
1 | 25 | 1 | 407.939 | 414.1755 | 422.3722 | 429.0826 | 0 | 0 | 0 | 0 | 120.9653 | 202.2497 | 0 | 0 | 0 | 0 | 0 | 0 | 59.7387 | 31.9818 | 151.4636 | 151.4636 | 0 | 0 | 0 | 0 | 0 | -2.3248 | 42.2546 | 113.0864 | 0 | 0 | 0 | 0 | 227.235 | 182.2688 | 228.654 | 164.5326 | 0.399 | 0.39187 | 0.38588 | 0.36679 | 90.6666 | 71.4257 | 88.233 | 60.3482
1 | 25 | 2 | 392.6247 | 396.9483 | 402.9958 | 407.8363 | 0 | 0 | 0 | 0 | 117.4288 | 178.9076 | 0 | 0 | 0 | 0 | 0 | 0 | 56.6007 | 32.5272 | 152.5543 | 152.5543 | 0 | 0 | 0 | 0 | 0 | 7.4913 | -14.5559 | -3.425 | 0 | 0 | 0 | 0 | 218.5952 | 178.0222 | 264.9974 | 258.7069 | 0.39922 | 0.39186 | 0.38422 | 0.36646 | 87.2683 | 69.7605 | 101.8171 | 94.8065
1 | 25 | 3 | 384.5096 | 387.2261 | 391.4891 | 394.7778 | 0 | 0 | 0 | 0 | 117.9642 | 175.5302 | 0 | 0 | 0 | 0 | 0 | 0 | 52.5122 | 34.5258 | 156.5515 | 156.5515 | 0 | 0 | 0 | 0 | 0 | -8.1025 | 183.4873 | -126.8523 | 0 | 0 | 0 | 0 | 214.0332 | 185.2726 | 51.4503 | 365.0786 | 0.39872 | 0.3916 | 0.38238 | 0.3658 | 85.3397 | 72.5519 | 19.6738 | 133.5455
1 | 25 | 4 | 383.9137 | 385.2915 | 388.0737 | 390.0492 | 0 | 0 | 0 | 0 | 112.608 | 182.492 | 0 | 0 | 0 | 0 | 0 | 0 | 46.6624 | 33.4569 | 154.4138 | 154.4138 | 0 | 0 | 0 | 0 | 0 | -1.5744 | -59.2242 | -65.1822 | 0 | 0 | 0 | 0 | 224.6433 | 170.917 | 292.8841 | 300.8176 | 0.39774 | 0.39105 | 0.38218 | 0.36579 | 89.3502 | 66.8364 | 111.9356 | 110.0346
1 | 25 | 5 | 395.9842 | 396.2126 | 397.7697 | 398.648 | 0 | 0 | 0 | 0 | 104.748 | 201.9031 | 0 | 0 | 0 | 0 | 0 | 0 | 46.0112 | 29.086 | 145.6721 | 145.6721 | 0 | 0 | 0 | 0 | 0 | -1.7514 | 25.0086 | -29.5615 | 0 | 0 | 0 | 0 | 245.225 | 166.9749 | 227.0891 | 282.5375 | 0.39572 | 0.38832 | 0.382 | 0.36494 | 97.0403 | 64.8389 | 86.7479 | 103.1101
1 | 25 | 6 | 431.0052 | 430.2531 | 430.9058 | 431.0128 | 0 | 0 | 0 | 0 | 134.6835 | 214.8058 | 0 | 0 | 0 | 0 | 0 | 0 | 50.7844 | 25.4168 | 138.3336 | 138.3336 | 0 | 0 | 0 | 0 | 0 | 43.166 | -7.5589 | -48.9395 | 0 | 0 | 0 | 0 | 245.5373 | 146.8646 | 300.1311 | 341.6187 | 0.39561 | 0.38891 | 0.3827 | 0.36553 | 97.138 | 57.117 | 114.86 | 124.8735
1 | 25 | 7 | 492.482 | 492.0786 | 493.5403 | 494.5552 | 0 | 0 | 0 | 0 | 148.0121 | 244.0354 | 0 | 0 | 0 | 0 | 0 | 0 | 52.6681 | 23.386 | 133.1317 | 133.1318 | 0 | 0 | 0 | 0 | 0 | 50.4687 | 211.36 | 134.0994 | 0 | 0 | 0 | 0 | 291.8017 | 174.1885 | 149.0486 | 227.324 | 0.39512 | 0.39346 | 0.38571 | 0.37033 | 115.2957 | 68.5358 | 57.49 | 84.1848
1 | 25 | 8 | 524.4416 | 524.5756 | 527.1444 | 529.5916 | 0 | 0 | 0 | 0 | 134.6569 | 202.1677 | 0 | 0 | 0 | 0 | 0 | 0 | 100.6244 | 112.8214 | 272.2653 | 277.6526 | 0 | 0 | 0 | 0 | 0 | -4.0117 | 42.2797 | -29.0425 | 0 | 0 | 0 | 0 | 289.1603 | 213.5983 | 212.5993 | 280.9815 | 0.39371 | 0.38507 | 0.38401 | 0.3747 | 113.844 | 82.2494 | 81.6392 | 105.2849
1 | 25 | 9 | 531.123 | 532.0685 | 535.9387 | 539.9916 | 0 | 0 | 0 | 0 | 113.26 | 154.4817 | 0 | 0 | 0 | 0 | 0 | 0 | 189.4058 | 317.4898 | 693.1743 | 716.0369 | 0 | 0 | 0 | 0 | 0 | -39.8076 | -84.7197 | -51.4651 | 0 | 0 | 0 | 0 | 228.4572 | 99.9045 | -72.5158 | -124.5801 | 0.37693 | 0.19574 | 0.19483 | 0.1952 | 86.1131 | 19.5551 | -14.1279 | -24.3183
1 | 25 | 10 | 532.9461 | 533.8036 | 537.5445 | 541.4335 | 0 | 0 | 0 | 0 | 117.3122 | 149.4386 | 0 | 0 | 0 | 0 | 0 | 0 | 248.0918 | 447.185 | 918.4549 | 955.1297 | 0 | 0 | 0 | 0 | 0 | -34.3563 | -236.5524 | -380.0086 | 0 | 0 | 0 | 0 | 167.5421 | -28.4637 | -144.3579 | -33.6876 | 0.37868 | 0.19544 | 0.19523 | 0.10268 | 63.4442 | -5.5629 | -28.1837 | -3.4591
1 | 25 | 11 | 534.7446 | 535.6512 | 539.1891 | 542.5792 | 0 | 0 | 0 | 0 | 105.7226 | 140.5713 | 0 | 0 | 0 | 0 | 0 | 0 | 289.624 | 532.5462 | 1093.7016 | 1140.1521 | 0 | 0 | 0 | 0 | 0 | -48.8293 | -311.2125 | -355.2909 | 0 | 0 | 0 | 0 | 139.3979 | -88.637 | -243.3 | -242.2821 | 0.37978 | 0.19887 | 0.19965 | 0.10268 | 52.94 | -17.6269 | -48.5748 | -24.8782
1 | 25 | 12 | 528.0545 | 528.9853 | 532.3298 | 535.3179 | 0 | 0 | 0 | 0 | 98.75 | 141.0091 | 0 | 0 | 0 | 0 | 0 | 0 | 310.764 | 571.1455 | 1158.0657 | 1209.3315 | 0 | 0 | 0 | 0 | 0 | -48.5577 | -328.5467 | -366.3532 | 0 | 0 | 0 | 0 | 118.5404 | -134.6116 | -297.1892 | -307.6604 | 0.37904 | 0.19928 | 0.19965 | 0.10268 | 44.932 | -26.8253 | -59.3338 | -31.5915
1 | 25 | 13 | 520.2033 | 522.1064 | 526.4285 | 530.2085 | 0 | 0 | 0 | 0 | 102.5017 | 140.9817 | 0 | 0 | 0 | 0 | 0 | 0 | 318.1136 | 578.2438 | 1174.9049 | 1227.4014 | 0 | 0 | 0 | 0 | 0 | -47.8328 | -325.016 | -359.2497 | 0 | 0 | 0 | 0 | 99.588 | -149.2863 | -323.4603 | -337.9432 | 0.37914 | 0.19928 | 0.19965 | 0.10268 | 37.7582 | -29.7497 | -64.5789 | -34.701
1 | 25 | 14 | 519.1143 | 521.7589 | 526.9228 | 531.482 | 0 | 0 | 0 | 0 | 108.057 | 144.5794 | 0 | 0 | 0 | 0 | 0 | 0 | 311.8645 | 558.4311 | 1147.0215 | 1197.3834 | 0 | 0 | 0 | 0 | 0 | -50.6032 | -294.9653 | -282.1515 | 0 | 0 | 0 | 0 | 99.1928 | -130.6483 | -325.1333 | -383.7499 | 0.37923 | 0.19925 | 0.19951 | 0.10268 | 37.6174 | -26.0322 | -64.8685 | -39.4046
1 | 25 | 15 | 517.2159 | 520.7186 | 526.7979 | 532.1408 | 0 | 0 | 0 | 0 | 109.5899 | 150.4251 | 0 | 0 | 0 | 0 | 0 | 0 | 289.1058 | 503.6247 | 1060.0488 | 1104.2895 | 0 | 0 | 0 | 0 | 0 | -36.6384 | -215.2765 | -220.3125 | 0 | 0 | 0 | 0 | 118.5201 | -96.6928 | -317.9744 | -351.8362 | 0.37903 | 0.19565 | 0.19571 | 0.097328 | 44.9228 | -18.9177 | -62.2314 | -34.2437
1 | 25 | 16 | 509.3713 | 514.5219 | 522.3985 | 529.3484 | 0 | 0 | 0 | 0 | 112.0594 | 173.8324 | 0 | 0 | 0 | 0 | 0 | 0 | 237.9716 | 387.02 | 857.6441 | 889.7362 | 0 | 0 | 0 | 0 | 0 | -20.5472 | -9.9417 | -30.2117 | 0 | 0 | 0 | 0 | 159.3402 | -25.7833 | -325.3038 | -330.1761 | 0.37973 | 0.1927 | 0.19404 | 0.18663 | 60.507 | -4.9685 | -63.1232 | -61.6195
1 | 25 | 17 | 510.1355 | 516.4954 | 525.6665 | 533.7095 | 0 | 0 | 0 | 0 | 139.0248 | 211.4701 | 0 | 0 | 0 | 0 | 0 | 0 | 126.5565 | 139.6881 | 335.113 | 344.0825 | 0 | 0 | 0 | 0 | 0 | -1.3057 | -12.5879 | 86.1391 | 0 | 0 | 0 | 0 | 244.5542 | 166.6429 | 203.1414 | 103.4879 | 0.39657 | 0.40209 | 0.39866 | 0.38696 | 96.9825 | 67.0061 | 80.9849 | 40.0458
1 | 25 | 18 | 550.6072 | 559.748 | 572.116 | 582.9357 | 0 | 0 | 0 | 0 | 162.9455 | 252.0645 | 0 | 0 | 0 | 0 | 0 | 0 | 77.7186 | 19.2955 | 127.7498 | 127.7715 | 0 | 0 | 0 | 0 | 0 | 29.1308 | 123.5002 | 285.1707 | 0 | 0 | 0 | 0 | 309.9431 | 259.257 | 320.866 | 169.9934 | 0.40419 | 0.40413 | 0.39849 | 0.38211 | 125.2745 | 104.7724 | 127.8617 | 64.957
1 | 25 | 19 | 580.1579 | 591.8585 | 607.1297 | 620.4639 | 0 | 0 | 0 | 0 | 168.7921 | 246.4077 | 0 | 0 | 0 | 0 | 0 | 0 | 76.739 | 18.5426 | 124.5851 | 124.5851 | 0 | 0 | 0 | 0 | 0 | 26.4216 | 161.7987 | 245.9221 | 0 | 0 | 0 | 0 | 334.6267 | 300.4867 | 320.7459 | 249.9567 | 0.40616 | 0.40567 | 0.40134 | 0.38379 | 135.9112 | 121.8999 | 128.7274 | 95.9321
1 | 25 | 20 | 568.2991 | 580.3292 | 595.8343 | 609.2817 | 0 | 0 | 0 | 0 | 159.852 | 259.8245 | 0 | 0 | 0 | 0 | 0 | 0 | 75.7617 | 19.4843 | 126.4685 | 126.4685 | 0 | 0 | 0 | 0 | 0 | 4.2291 | 77.3766 | 210.5379 | 0 | 0 | 0 | 0 | 332.6854 | 296.7913 | 391.9891 | 272.2753 | 0.40529 | 0.40498 | 0.3998 | 0.38283 | 134.8351 | 120.1954 | 156.7189 | 104.2344
1 | 25 | 21 | 552.5447 | 564.3924 | 579.5351 | 592.5506 | 0 | 0 | 0 | 0 | 162.4558 | 245.7711 | 0 | 0 | 0 | 0 | 0 | 0 | 72.9651 | 21.2709 | 130.0419 | 130.0419 | 0 | 0 | 0 | 0 | 0 | 7.2681 | 63.4491 | 267.2471 | 0 | 0 | 0 | 0 | 317.1238 | 290.0823 | 386.0442 | 195.2616 | 0.40397 | 0.40336 | 0.39852 | 0.38167 | 128.1072 | 117.0074 | 153.8472 | 74.5254
1 | 25 | 22 | 520.9402 | 532.6514 | 547.4919 | 560.2241 | 0 | 0 | 0 | 0 | 158.637 | 246.8204 | 0 | 0 | 0 | 0 | 0 | 0 | 73.49 | 23.7411 | 134.9821 | 134.9821 | 0 | 0 | 0 | 0 | 0 | 25.2784 | 197.6252 | 59.3941 | 0 | 0 | 0 | 0 | 288.8133 | 236.8115 | 214.8845 | 365.8479 | 0.40092 | 0.40074 | 0.39596 | 0.37797 | 115.7921 | 94.9003 | 85.0849 | 138.2791
1 | 25 | 23 | 479.6926 | 490.6844 | 504.5433 | 516.3959 | 0 | 0 | 0 | 0 | 147.9937 | 239.9787 | 0 | 0 | 0 | 0 | 0 | 0 | 75.5555 | 25.2085 | 138.2658 | 138.2658 | 0 | 0 | 0 | 0 | 0 | 28.0084 | 60.4986 | 209.6362 | 0 | 0 | 0 | 0 | 256.1434 | 197.4887 | 305.7789 | 168.4939 | 0.39777 | 0.39563 | 0.3915 | 0.37266 | 101.8867 | 78.1319 | 119.7129 | 62.7917
1 | 25 | 24 | 437.3999 | 446.3576 | 457.7636 | 467.4133 | 0 | 0 | 0 | 0 | 124.0264 | 237.0061 | 0 | 0 | 0 | 0 | 0 | 0 | 75.6609 | 26.1943 | 142.7097 | 142.7097 | 0 | 0 | 0 | 0 | 0 | 23.0216 | 171.9063 | 97.9226 | 0 | 0 | 0 | 0 | 237.7126 | 160.1356 | 143.1476 | 226.781 | 0.39698 | 0.39267 | 0.38667 | 0.36903 | 94.3674 | 62.8811 | 55.3505 | 83.69
1 | 26 | 1 | 404.5126 | 410.637 | 418.6977 | 425.2904 | 0 | 0 | 0 | 0 | 120.9653 | 202.2497 | 0 | 0 | 0 | 0 | 0 | 0 | 75.9685 | 27.9713 | 150.5198 | 150.5198 | 0 | 0 | 0 | 0 | 0 | -2.3248 | 42.2546 | 113.0864 | 0 | 0 | 0 | 0 | 207.5788 | 182.7407 | 225.9233 | 161.6842 | 0.399 | 0.39187 | 0.38588 | 0.36679 | 82.8238 | 71.6106 | 87.1793 | 59.3035
1 | 26 | 2 | 389.3978 | 393.6157 | 399.5352 | 404.2648 | 0 | 0 | 0 | 0 | 117.4288 | 178.9076 | 0 | 0 | 0 | 0 | 0 | 0 | 74.3581 | 28.2434 | 149.4509 | 149.4509 | 0 | 0 | 0 | 0 | 0 | 7.4913 | -14.5559 | -3.425 | 0 | 0 | 0 | 0 | 197.6109 | 178.9734 | 264.6401 | 258.2389 | 0.39922 | 0.39186 | 0.38422 | 0.36646 | 78.8909 | 70.1332 | 101.6799 | 94.635
1 | 26 | 3 | 381.7721 | 384.399 | 388.5534 | 391.7481 | 0 | 0 | 0 | 0 | 117.9642 | 175.5302 | 0 | 0 | 0 | 0 | 0 | 0 | 72.2137 | 26.4613 | 141.471 | 141.471 | 0 | 0 | 0 | 0 | 0 | -8.1025 | 183.4873 | -126.8523 | 0 | 0 | 0 | 0 | 191.5942 | 190.5101 | 63.5952 | 377.1295 | 0.39872 | 0.3916 | 0.38238 | 0.3658 | 76.3928 | 74.6028 | 24.3178 | 137.9537
1 | 26 | 4 | 380.3061 | 381.5657 | 384.2048 | 386.0564 | 0 | 0 | 0 | 0 | 112.608 | 182.492 | 0 | 0 | 0 | 0 | 0 | 0 | 61.9753 | 26.3216 | 140.1432 | 140.1432 | 0 | 0 | 0 | 0 | 0 | -1.5744 | -59.2242 | -65.1822 | 0 | 0 | 0 | 0 | 205.7227 | 174.3265 | 303.2857 | 311.0954 | 0.39774 | 0.39105 | 0.38218 | 0.36579 | 81.8247 | 68.1697 | 115.9109 | 113.7941
1 | 26 | 5 | 391.6332 | 391.7193 | 393.1037 | 393.8326 | 0 | 0 | 0 | 0 | 104.748 | 201.9031 | 0 | 0 | 0 | 0 | 0 | 0 | 58.4627 | 25.3162 | 138.1323 | 138.1323 | 0 | 0 | 0 | 0 | 0 | -1.7514 | 25.0086 | -29.5615 | 0 | 0 | 0 | 0 | 228.4226 | 166.2514 | 229.9628 | 285.2618 | 0.39572 | 0.38832 | 0.382 | 0.36494 | 90.3913 | 64.558 | 87.8456 | 104.1044
1 | 26 | 6 | 425.3671 | 424.4305 | 424.8594 | 424.7728 | 0 | 0 | 0 | 0 | 134.6835 | 214.8058 | 0 | 0 | 0 | 0 | 0 | 0 | 56.1072 | 25.9708 | 139.4415 | 139.4415 | 0 | 0 | 0 | 0 | 0 | 43.166 | -7.5589 | -48.9395 | 0 | 0 | 0 | 0 | 234.5764 | 140.488 | 292.9768 | 334.2707 | 0.39561 | 0.38891 | 0.3827 | 0.36553 | 92.8017 | 54.6371 | 112.122 | 122.1876
1 | 26 | 7 | 483.0912 | 482.3804 | 483.4694 | 484.1619 | 0 | 0 | 0 | 0 | 148.0121 | 244.0354 | 0 | 0 | 0 | 0 | 0 | 0 | 52.9552 | 24.3714 | 134.9764 | 134.9765 | 0 | 0 | 0 | 0 | 0 | 50.4687 | 211.36 | 134.0994 | 0 | 0 | 0 | 0 | 282.1239 | 163.5049 | 137.133 | 215.086 | 0.39512 | 0.39346 | 0.38571 | 0.37033 | 111.4719 | 64.3322 | 52.8941 | 79.6527
1 | 26 | 8 | 516.3017 | 516.1693 | 518.415 | 520.5827 | 0 | 0 | 0 | 0 | 134.6569 | 202.1677 | 0 | 0 | 0 | 0 | 0 | 0 | 98.1454 | 109.9675 | 256.2745 | 261.5783 | 0 | 0 | 0 | 0 | 0 | -4.0117 | 42.2797 | -29.0425 | 0 | 0 | 0 | 0 | 283.4993 | 208.0458 | 219.8607 | 288.0469 | 0.39371 | 0.38507 | 0.38401 | 0.3747 | 111.6153 | 80.1113 | 84.4276 | 107.9323
1 | 26 | 9 | 523.2732 | 523.9617 | 527.5204 | 531.3037 | 0 | 0 | 0 | 0 | 113.26 | 154.4817 | 0 | 0 | 0 | 0 | 0 | 0 | 178.4597 | 299.7693 | 631.3244 | 652.9803 | 0 | 0 | 0 | 0 | 0 | -39.8076 | -84.7197 | -51.4651 | 0 | 0 | 0 | 0 | 231.5535 | 109.5183 | -19.0843 | -70.2114 | 0.37693 | 0.19574 | 0.19483 | 0.1952 | 87.2801 | 21.4369 | -3.7181 | -13.7054
1 | 26 | 10 | 527.2717 | 527.9435 | 531.4592 | 535.1534 | 0 | 0 | 0 | 0 | 117.3122 | 149.4386 | 0 | 0 | 0 | 0 | 0 | 0 | 240.3222 | 440.535 | 915.6887 | 951.7829 | 0 | 0 | 0 | 0 | 0 | -34.3563 | -236.5524 | -380.0086 | 0 | 0 | 0 | 0 | 169.6373 | -27.6738 | -147.6771 | -36.6209 | 0.37868 | 0.19544 | 0.19523 | 0.10268 | 64.2377 | -5.4085 | -28.8317 | -3.7603
1 | 26 | 11 | 528.1819 | 528.8738 | 532.1511 | 535.3159 | 0 | 0 | 0 | 0 | 105.7226 | 140.5713 | 0 | 0 | 0 | 0 | 0 | 0 | 278.3379 | 531.7598 | 1107.4494 | 1153.3256 | 0 | 0 | 0 | 0 | 0 | -48.8293 | -311.2125 | -355.2909 | 0 | 0 | 0 | 0 | 144.1214 | -94.6281 | -264.0857 | -262.7188 | 0.37978 | 0.19887 | 0.19965 | 0.10268 | 54.7339 | -18.8183 | -52.7247 | -26.9768
1 | 26 | 12 | 526.0603 | 526.9258 | 530.1912 | 533.1108 | 0 | 0 | 0 | 0 | 98.75 | 141.0091 | 0 | 0 | 0 | 0 | 0 | 0 | 298.2024 | 584.5119 | 1200.0177 | 1251.3788 | 0 | 0 | 0 | 0 | 0 | -48.5577 | -328.5467 | -366.3532 | 0 | 0 | 0 | 0 | 129.1079 | -150.0375 | -341.2798 | -351.9148 | 0.37904 | 0.19928 | 0.19965 | 0.10268 | 48.9375 | -29.8994 | -68.1365 | -36.1357
1 | 26 | 13 | 519.5144 | 521.3949 | 525.6897 | 529.4461 | 0 | 0 | 0 | 0 | 102.5017 | 140.9817 | 0 | 0 | 0 | 0 | 0 | 0 | 299.562 | 598.7773 | 1222.2072 | 1274.1758 | 0 | 0 | 0 | 0 | 0 | -47.8328 | -325.016 | -359.2497 | 0 | 0 | 0 | 0 | 117.4507 | -170.5312 | -371.5015 | -385.4801 | 0.37914 | 0.19928 | 0.19965 | 0.10268 | 44.5307 | -33.9834 | -74.1703 | -39.5822
1 | 26 | 14 | 517.1201 | 519.6995 | 524.7842 | 529.275 | 0 | 0 | 0 | 0 | 108.057 | 144.5794 | 0 | 0 | 0 | 0 | 0 | 0 | 290.745 | 592.2547 | 1172.7016 | 1221.4242 | 0 | 0 | 0 | 0 | 0 | -50.6032 | -294.9653 | -282.1515 | 0 | 0 | 0 | 0 | 118.3181 | -166.5314 | -352.9521 | -409.9978 | 0.37923 | 0.19925 | 0.19951 | 0.10268 | 44.8703 | -33.182 | -70.4187 | -42.0998
1 | 26 | 15 | 507.5894 | 510.7771 | 516.4743 | 521.4866 | 0 | 0 | 0 | 0 | 109.5899 | 150.4251 | 0 | 0 | 0 | 0 | 0 | 0 | 276.2142 | 551.839 | 1033.8821 | 1074.9586 | 0 | 0 | 0 | 0 | 0 | -36.6384 | -215.2765 | -220.3125 | 0 | 0 | 0 | 0 | 121.7853 | -154.8487 | -302.1313 | -333.1595 | 0.37903 | 0.19565 | 0.19571 | 0.097328 | 46.1604 | -30.2957 | -59.1307 | -32.4259
1 | 26 | 16 | 501.7209 | 506.6211 | 514.194 | 520.8812 | 0 | 0 | 0 | 0 | 112.0594 | 173.8324 | 0 | 0 | 0 | 0 | 0 | 0 | 248.419 | 458.06 | 858.7397 | 886.8959 | 0 | 0 | 0 | 0 | 0 | -20.5472 | -9.9417 | -30.2117 | 0 | 0 | 0 | 0 | 141.2424 | -104.7241 | -334.604 | -335.803 | 0.37973 | 0.1927 | 0.19404 | 0.18663 | 53.6347 | -20.1805 | -64.9279 | -62.6697
1 | 26 | 17 | 505.8027 | 512.0208 | 521.0199 | 528.9141 | 0 | 0 | 0 | 0 | 139.0248 | 211.4701 | 0 | 0 | 0 | 0 | 0 | 0 | 165.6334 | 260.137 | 530.427 | 539.3834 | 0 | 0 | 0 | 0 | 0 | -1.3057 | -12.5879 | 86.1391 | 0 | 0 | 0 | 0 | 201.1445 | 41.7194 | 3.1809 | -96.6084 | 0.39657 | 0.40209 | 0.39866 | 0.38696 | 79.7676 | 16.7751 | 1.2681 | -37.3837
1 | 26 | 18 | 546.5282 | 555.5354 | 567.7416 | 578.4212 | 0 | 0 | 0 | 0 | 162.9455 | 252.0645 | 0 | 0 | 0 | 0 | 0 | 0 | 121.9385 | 148.9277 | 309.2587 | 309.2875 | 0 | 0 | 0 | 0 | 0 | 29.1308 | 123.5002 | 285.1707 | 0 | 0 | 0 | 0 | 261.6442 | 125.4123 | 134.9826 | -16.037 | 0.40419 | 0.40413 | 0.39849 | 0.38211 | 105.7528 | 50.6823 | 53.7892 | -6.128
1 | 26 | 19 | 567.377 | 578.6593 | 593.4232 | 606.3185 | 0 | 0 | 0 | 0 | 168.7921 | 246.4077 | 0 | 0 | 0 | 0 | 0 | 0 | 109.5602 | 139.863 | 302.1229 | 302.1229 | 0 | 0 | 0 | 0 | 0 | 26.4216 | 161.7987 | 245.9221 | 0 | 0 | 0 | 0 | 289.0247 | 165.967 | 129.5016 | 58.2736 | 0.40616 | 0.40567 | 0.40134 | 0.38379 | 117.3896 | 67.3287 | 51.9739 | 22.3651
1 | 26 | 20 | 552.1282 | 563.6289 | 578.4921 | 591.3843 | 0 | 0 | 0 | 0 | 159.852 | 259.8245 | 0 | 0 | 0 | 0 | 0 | 0 | 101.4724 | 130.2124 | 289.207 | 289.207 | 0 | 0 | 0 | 0 | 0 | 4.2291 | 77.3766 | 210.5379 | 0 | 0 | 0 | 0 | 290.8037 | 169.3628 | 211.9085 | 91.6394 | 0.40529 | 0.40498 | 0.3998 | 0.38283 | 117.8607 | 68.5891 | 84.7219 | 35.0821
1 | 26 | 21 | 535.5216 | 546.8122 | 561.2792 | 573.7101 | 0 | 0 | 0 | 0 | 162.4558 | 245.7711 | 0 | 0 | 0 | 0 | 0 | 0 | 90.8128 | 126.1778 | 278.149 | 278.149 | 0 | 0 | 0 | 0 | 0 | 7.2681 | 63.4491 | 267.2471 | 0 | 0 | 0 | 0 | 282.2531 | 167.5951 | 219.6811 | 28.314 | 0.40397 | 0.40336 | 0.39852 | 0.38167 | 114.0206 | 67.601 | 87.5478 | 10.8066
1 | 26 | 22 | 512.5828 | 524.0204 | 538.5292 | 550.9744 | 0 | 0 | 0 | 0 | 158.637 | 246.8204 | 0 | 0 | 0 | 0 | 0 | 0 | 74.9713 | 111.6314 | 268.6613 | 268.6613 | 0 | 0 | 0 | 0 | 0 | 25.2784 | 197.6252 | 59.3941 | 0 | 0 | 0 | 0 | 278.9745 | 140.2902 | 72.2426 | 222.919 | 0.40092 | 0.40074 | 0.39596 | 0.37797 | 111.8475 | 56.2202 | 28.605 | 84.2564
1 | 26 | 23 | 477.8797 | 488.8122 | 502.5991 | 514.3894 | 0 | 0 | 0 | 0 | 147.9937 | 239.9787 | 0 | 0 | 0 | 0 | 0 | 0 | 74.8748 | 111.3408 | 268.0855 | 268.0855 | 0 | 0 | 0 | 0 | 0 | 28.0084 | 60.4986 | 209.6362 | 0 | 0 | 0 | 0 | 255.0112 | 109.4842 | 174.0149 | 36.6677 | 0.39777 | 0.39563 | 0.3915 | 0.37266 | 101.4364 | 43.3149 | 68.1271 | 13.6647
1 | 26 | 24 | 437.5087 | 446.4699 | 457.8803 | 467.5337 | 0 | 0 | 0 | 0 | 124.0264 | 237.0061 | 0 | 0 | 0 | 0 | 0 | 0 | 77.3143 | 110.6888 | 263.2855 | 263.2855 | 0 | 0 | 0 | 0 | 0 | 23.0216 | 171.9063 | 97.9226 | 0 | 0 | 0 | 0 | 236.168 | 75.7534 | 22.6885 | 106.3256 | 0.39698 | 0.39267 | 0.38667 | 0.36903 | 93.7542 | 29.7464 | 8.7729 | 39.2378
1 | 27 | 1 | 403.4793 | 409.5698 | 417.5895 | 424.1467 | 0 | 0 | 0 | 0 | 120.9653 | 202.2497 | 0 | 0 | 0 | 0 | 0 | 0 | 77.0903 | 102.707 | 247.6429 | 247.6429 | 0 | 0 | 0 | 0 | 0 | -2.3248 | 42.2546 | 113.0864 | 0 | 0 | 0 | 0 | 205.4237 | 106.9379 | 127.6919 | 63.4174 | 0.399 | 0.39187 | 0.38588 | 0.36679 | 81.9639 | 41.9058 | 49.2738 | 23.2606
1 | 27 | 2 | 386.6059 | 390.7324 | 396.5411 | 401.1749 | 0 | 0 | 0 | 0 | 117.4288 | 178.9076 | 0 | 0 | 0 | 0 | 0 | 0 | 72.0578 | 87.6686 | 224.9318 | 224.9318 | 0 | 0 | 0 | 0 | 0 | 7.4913 | -14.5559 | -3.425 | 0 | 0 | 0 | 0 | 197.1193 | 116.6649 | 186.1652 | 179.6681 | 0.39922 | 0.39186 | 0.38422 | 0.36646 | 78.6946 | 45.7168 | 71.5283 | 65.8417
1 | 27 | 3 | 374.2124 | 376.5918 | 380.4462 | 383.3813 | 0 | 0 | 0 | 0 | 117.9642 | 175.5302 | 0 | 0 | 0 | 0 | 0 | 0 | 66.6145 | 63.6779 | 186.3224 | 186.3224 | 0 | 0 | 0 | 0 | 0 | -8.1025 | 183.4873 | -126.8523 | 0 | 0 | 0 | 0 | 189.6337 | 145.4862 | 10.6365 | 323.9112 | 0.39872 | 0.3916 | 0.38238 | 0.3658 | 75.6111 | 56.9717 | 4.0672 | 118.4865
1 | 27 | 4 | 368.9574 | 369.8455 | 372.0341 | 373.4961 | 0 | 0 | 0 | 0 | 112.608 | 182.492 | 0 | 0 | 0 | 0 | 0 | 0 | 61.4358 | 51.8927 | 170.3583 | 170.3583 | 0 | 0 | 0 | 0 | 0 | -1.5744 | -59.2242 | -65.1822 | 0 | 0 | 0 | 0 | 194.9136 | 137.0353 | 260.9001 | 268.32 | 0.39774 | 0.39105 | 0.38218 | 0.36579 | 77.5254 | 53.5871 | 99.7118 | 98.1475
1 | 27 | 5 | 371.1113 | 370.5256 | 371.0954 | 371.1197 | 0 | 0 | 0 | 0 | 104.748 | 201.9031 | 0 | 0 | 0 | 0 | 0 | 0 | 63.079 | 64.7695 | 196.9343 | 196.9343 | 0 | 0 | 0 | 0 | 0 | -1.7514 | 25.0086 | -29.5615 | 0 | 0 | 0 | 0 | 203.2843 | 105.6044 | 149.1526 | 203.747 | 0.39572 | 0.38832 | 0.382 | 0.36494 | 80.4436 | 41.0078 | 56.9762 | 74.3561
1 | 27 | 6 | 381.2414 | 378.8603 | 377.5379 | 375.9361 | 0 | 0 | 0 | 0 | 134.6835 | 214.8058 | 0 | 0 | 0 | 0 | 0 | 0 | 62.3846 | 59.3209 | 187.1162 | 187.1162 | 0 | 0 | 0 | 0 | 0 | 43.166 | -7.5589 | -48.9395 | 0 | 0 | 0 | 0 | 184.1733 | 61.5677 | 197.9805 | 237.7593 | 0.39561 | 0.38891 | 0.3827 | 0.36553 | 72.8615 | 23.9442 | 75.767 | 86.9093
1 | 27 | 7 | 402.472 | 399.1222 | 397.0113 | 394.9356 | 0 | 0 | 0 | 0 | 148.0121 | 244.0354 | 0 | 0 | 0 | 0 | 0 | 0 | 63.2904 | 45.3965 | 155.9062 | 155.9063 | 0 | 0 | 0 | 0 | 0 | 50.4687 | 211.36 | 134.0994 | 0 | 0 | 0 | 0 | 191.1695 | 59.2216 | 29.7451 | 104.9299 | 0.39512 | 0.39346 | 0.38571 | 0.37033 | 75.5343 | 23.3012 | 11.4731 | 38.8587
1 | 27 | 8 | 416.9554 | 413.5709 | 411.8735 | 410.6298 | 0 | 0 | 0 | 0 | 134.6569 | 202.1677 | 0 | 0 | 0 | 0 | 0 | 0 | 85.0376 | 81.5265 | 208.1523 | 210.8135 | 0 | 0 | 0 | 0 | 0 | -4.0117 | 42.2797 | -29.0425 | 0 | 0 | 0 | 0 | 197.2609 | 133.8884 | 161.4414 | 228.8588 | 0.39371 | 0.38507 | 0.38401 | 0.3747 | 77.6627 | 51.5558 | 61.9943 | 85.7543
1 | 27 | 9 | 443.3429 | 441.415 | 441.8011 | 442.8399 | 0 | 0 | 0 | 0 | 113.26 | 154.4817 | 0 | 0 | 0 | 0 | 0 | 0 | 130.6626 | 204.6185 | 433.1339 | 447.2737 | 0 | 0 | 0 | 0 | 0 | -39.8076 | -84.7197 | -51.4651 | 0 | 0 | 0 | 0 | 199.4203 | 122.1223 | 93.3869 | 47.0313 | 0.37693 | 0.19574 | 0.19483 | 0.1952 | 75.1681 | 23.904 | 18.1941 | 9.1806
1 | 27 | 10 | 461.1375 | 459.6445 | 460.5352 | 461.9585 | 0 | 0 | 0 | 0 | 117.3122 | 149.4386 | 0 | 0 | 0 | 0 | 0 | 0 | 176.3655 | 293.366 | 526.7154 | 551.6055 | 0 | 0 | 0 | 0 | 0 | -34.3563 | -236.5524 | -380.0086 | 0 | 0 | 0 | 0 | 167.4598 | 51.1961 | 170.3722 | 290.3616 | 0.37868 | 0.19544 | 0.19523 | 0.10268 | 63.4131 | 10.0057 | 33.2626 | 29.8152
1 | 27 | 11 | 463.4799 | 462.0538 | 462.7631 | 463.7061 | 0 | 0 | 0 | 0 | 105.7226 | 140.5713 | 0 | 0 | 0 | 0 | 0 | 0 | 193.9526 | 312.9602 | 507.4771 | 537.0704 | 0 | 0 | 0 | 0 | 0 | -48.8293 | -311.2125 | -355.2909 | 0 | 0 | 0 | 0 | 163.8047 | 57.3515 | 266.4984 | 281.9266 | 0.37978 | 0.19887 | 0.19965 | 0.10268 | 62.2091 | 11.4053 | 53.2064 | 28.9491
1 | 27 | 12 | 463.842 | 462.6708 | 463.4666 | 464.2499 | 0 | 0 | 0 | 0 | 98.75 | 141.0091 | 0 | 0 | 0 | 0 | 0 | 0 | 205.2773 | 350.588 | 587.5175 | 620.107 | 0 | 0 | 0 | 0 | 0 | -48.5577 | -328.5467 | -366.3532 | 0 | 0 | 0 | 0 | 159.8146 | 19.6314 | 204.4958 | 210.4961 | 0.37904 | 0.19928 | 0.19965 | 0.10268 | 60.5767 | 3.9121 | 40.8276 | 21.6144
1 | 27 | 13 | 461.9914 | 461.989 | 464.0006 | 465.7818 | 0 | 0 | 0 | 0 | 102.5017 | 140.9817 | 0 | 0 | 0 | 0 | 0 | 0 | 212.2474 | 361.8096 | 586.0929 | 620.3021 | 0 | 0 | 0 | 0 | 0 | -47.8328 | -325.016 | -359.2497 | 0 | 0 | 0 | 0 | 147.2423 | 7.0305 | 202.9237 | 204.7293 | 0.37914 | 0.19928 | 0.19965 | 0.10268 | 55.826 | 1.401 | 40.5137 | 21.0222
1 | 27 | 14 | 452.0193 | 452.4676 | 454.9684 | 457.2238 | 0 | 0 | 0 | 0 | 108.057 | 144.5794 | 0 | 0 | 0 | 0 | 0 | 0 | 196.5766 | 337.9149 | 522.91 | 553.6356 | 0 | 0 | 0 | 0 | 0 | -50.6032 | -294.9653 | -282.1515 | 0 | 0 | 0 | 0 | 147.3856 | 20.5766 | 227.0237 | 185.7397 | 0.37923 | 0.19925 | 0.19951 | 0.10268 | 55.8938 | 4.1 | 45.2943 | 19.0723
1 | 27 | 15 | 445.9693 | 447.1399 | 450.3913 | 453.2877 | 0 | 0 | 0 | 0 | 109.5899 | 150.4251 | 0 | 0 | 0 | 0 | 0 | 0 | 191.9284 | 349.42 | 569.2789 | 597.6047 | 0 | 0 | 0 | 0 | 0 | -36.6384 | -215.2765 | -220.3125 | 0 | 0 | 0 | 0 | 144.451 | -16.0668 | 96.3889 | 75.9955 | 0.37903 | 0.19565 | 0.19571 | 0.097328 | 54.7515 | -3.1434 | 18.8645 | 7.3965
1 | 27 | 16 | 444.6511 | 447.6832 | 452.991 | 457.7186 | 0 | 0 | 0 | 0 | 112.0594 | 173.8324 | 0 | 0 | 0 | 0 | 0 | 0 | 172.5398 | 280.9923 | 452.107 | 472.641 | 0 | 0 | 0 | 0 | 0 | -20.5472 | -9.9417 | -30.2117 | 0 | 0 | 0 | 0 | 160.0519 | 13.4057 | 10.8257 | 15.2893 | 0.37973 | 0.1927 | 0.19404 | 0.18663 | 60.7773 | 2.5833 | 2.1007 | 2.8534
1 | 27 | 17 | 456.2021 | 460.7965 | 467.8269 | 474.0179 | 0 | 0 | 0 | 0 | 139.0248 | 211.4701 | 0 | 0 | 0 | 0 | 0 | 0 | 131.2179 | 150.3064 | 308.0295 | 314.9549 | 0 | 0 | 0 | 0 | 0 | -1.3057 | -12.5879 | 86.1391 | 0 | 0 | 0 | 0 | 185.9593 | 100.3257 | 172.3853 | 72.924 | 0.39657 | 0.40209 | 0.39866 | 0.38696 | 73.7456 | 40.3404 | 68.7236 | 28.2187
1 | 27 | 18 | 502.7288 | 510.3023 | 520.77 | 529.9456 | 0 | 0 | 0 | 0 | 162.9455 | 252.0645 | 0 | 0 | 0 | 0 | 0 | 0 | 114.3585 | 62.0023 | 139.5186 | 139.5384 | 0 | 0 | 0 | 0 | 0 | 29.1308 | 123.5002 | 285.1707 | 0 | 0 | 0 | 0 | 225.4248 | 167.1046 | 257.7511 | 105.2365 | 0.40419 | 0.40413 | 0.39849 | 0.38211 | 91.1134 | 67.5313 | 102.7111 | 40.2124
1 | 27 | 19 | 525.1186 | 535.0175 | 548.1041 | 559.5485 | 0 | 0 | 0 | 0 | 168.7921 | 246.4077 | 0 | 0 | 0 | 0 | 0 | 0 | 101.844 | 45.0848 | 132.6373 | 132.6373 | 0 | 0 | 0 | 0 | 0 | 26.4216 | 161.7987 | 245.9221 | 0 | 0 | 0 | 0 | 254.4825 | 217.1035 | 253.6681 | 180.989 | 0.40616 | 0.40567 | 0.40134 | 0.38379 | 103.36 | 88.0734 | 101.8066 | 69.4626
1 | 27 | 20 | 515.0727 | 525.3604 | 538.7529 | 550.3727 | 0 | 0 | 0 | 0 | 159.852 | 259.8245 | 0 | 0 | 0 | 0 | 0 | 0 | 89.602 | 32.3018 | 129.6457 | 129.6457 | 0 | 0 | 0 | 0 | 0 | 4.2291 | 77.3766 | 210.5379 | 0 | 0 | 0 | 0 | 265.6186 | 229.005 | 331.7306 | 210.1891 | 0.40529 | 0.40498 | 0.3998 | 0.38283 | 107.6534 | 92.7431 | 132.6273 | 80.4661
1 | 27 | 21 | 503.1797 | 513.4115 | 526.5949 | 537.9153 | 0 | 0 | 0 | 0 | 162.4558 | 245.7711 | 0 | 0 | 0 | 0 | 0 | 0 | 90.9683 | 32.7124 | 129.1255 | 129.1255 | 0 | 0 | 0 | 0 | 0 | 7.2681 | 63.4491 | 267.2471 | 0 | 0 | 0 | 0 | 249.7556 | 227.66 | 334.0203 | 141.5428 | 0.40397 | 0.40336 | 0.39852 | 0.38167 | 100.8927 | 91.8287 | 133.1145 | 54.0225
1 | 27 | 22 | 483.3772 | 493.8587 | 507.2083 | 518.6507 | 0 | 0 | 0 | 0 | 158.637 | 246.8204 | 0 | 0 | 0 | 0 | 0 | 0 | 96.0003 | 37.2595 | 131.5766 | 131.5766 | 0 | 0 | 0 | 0 | 0 | 25.2784 | 197.6252 | 59.3941 | 0 | 0 | 0 | 0 | 228.7399 | 184.5004 | 178.0064 | 327.68 | 0.40092 | 0.40074 | 0.39596 | 0.37797 | 91.7072 | 73.9371 | 70.4828 | 123.8528
1 | 27 | 23 | 454.3302 | 464.4919 | 477.3441 | 488.3258 | 0 | 0 | 0 | 0 | 147.9937 | 239.9787 | 0 | 0 | 0 | 0 | 0 | 0 | 89.6243 | 34.5614 | 135.9578 | 135.9578 | 0 | 0 | 0 | 0 | 0 | 28.0084 | 60.4986 | 209.6362 | 0 | 0 | 0 | 0 | 216.7122 | 161.9433 | 280.8877 | 142.7318 | 0.39777 | 0.39563 | 0.3915 | 0.37266 | 86.2021 | 64.0692 | 109.968 | 53.191
1 | 27 | 24 | 418.0564 | 426.3808 | 437.0191 | 446.0046 | 0 | 0 | 0 | 0 | 124.0264 | 237.0061 | 0 | 0 | 0 | 0 | 0 | 0 | 81.2067 | 29.3664 | 136.1502 | 136.1502 | 0 | 0 | 0 | 0 | 0 | 23.0216 | 171.9063 | 97.9226 | 0 | 0 | 0 | 0 | 212.8233 | 136.9868 | 128.9626 | 211.9319 | 0.39698 | 0.39267 | 0.38667 | 0.36903 | 84.4868 | 53.7911 | 49.8656 | 78.2102
1 | 28 | 1 | 393.1821 | 398.9355 | 406.5465 | 412.7502 | 0 | 0 | 0 | 0 | 120.9653 | 202.2497 | 0 | 0 | 0 | 0 | 0 | 0 | 75.3004 | 25.9916 | 138.2953 | 138.2953 | 0 | 0 | 0 | 0 | 0 | -2.3248 | 42.2546 | 113.0864 | 0 | 0 | 0 | 0 | 196.9164 | 173.019 | 225.9966 | 161.3684 | 0.399 | 0.39187 | 0.38588 | 0.36679 | 78.5695 | 67.801 | 87.2075 | 59.1876
1 | 28 | 2 | 375.8011 | 379.5739 | 384.9537 | 389.2165 | 0 | 0 | 0 | 0 | 117.4288 | 178.9076 | 0 | 0 | 0 | 0 | 0 | 0 | 74.5416 | 23.4092 | 134.0077 | 134.0077 | 0 | 0 | 0 | 0 | 0 | 7.4913 | -14.5559 | -3.425 | 0 | 0 | 0 | 0 | 183.8307 | 169.7658 | 265.5019 | 258.6338 | 0.39922 | 0.39186 | 0.38422 | 0.36646 | 73.3895 | 66.5251 | 102.011 | 94.7797
1 | 28 | 3 | 364.5859 | 366.6503 | 370.1225 | 372.7271 | 0 | 0 | 0 | 0 | 117.9642 | 175.5302 | 0 | 0 | 0 | 0 | 0 | 0 | 77.4545 | 23.0654 | 128.6716 | 128.6716 | 0 | 0 | 0 | 0 | 0 | -8.1025 | 183.4873 | -126.8523 | 0 | 0 | 0 | 0 | 169.1673 | 176.1572 | 57.9636 | 370.9078 | 0.39872 | 0.3916 | 0.38238 | 0.3658 | 67.4507 | 68.9823 | 22.1644 | 135.6778
1 | 28 | 4 | 359.5304 | 360.1099 | 361.9243 | 363.0626 | 0 | 0 | 0 | 0 | 112.608 | 182.492 | 0 | 0 | 0 | 0 | 0 | 0 | 79.5649 | 28.491 | 129.6278 | 129.6278 | 0 | 0 | 0 | 0 | 0 | -1.5744 | -59.2242 | -65.1822 | 0 | 0 | 0 | 0 | 167.3575 | 150.7014 | 291.5208 | 298.617 | 0.39774 | 0.39105 | 0.38218 | 0.36579 | 66.5652 | 58.9311 | 111.4145 | 109.2296
1 | 28 | 5 | 359.3276 | 358.3561 | 358.4582 | 358.0779 | 0 | 0 | 0 | 0 | 104.748 | 201.9031 | 0 | 0 | 0 | 0 | 0 | 0 | 82.7422 | 35.0503 | 135.6394 | 135.6394 | 0 | 0 | 0 | 0 | 0 | -1.7514 | 25.0086 | -29.5615 | 0 | 0 | 0 | 0 | 171.8374 | 123.1541 | 197.8103 | 252 | 0.39572 | 0.38832 | 0.382 | 0.36494 | 67.9994 | 47.8226 | 75.5634 | 91.9657
1 | 28 | 6 | 366.6658 | 363.8076 | 361.9066 | 359.8043 | 0 | 0 | 0 | 0 | 134.6835 | 214.8058 | 0 | 0 | 0 | 0 | 0 | 0 | 88.2225 | 39.3319 | 143.7104 | 143.7104 | 0 | 0 | 0 | 0 | 0 | 43.166 | -7.5589 | -48.9395 | 0 | 0 | 0 | 0 | 143.7598 | 66.5039 | 225.7551 | 265.0334 | 0.39561 | 0.38891 | 0.3827 | 0.36553 | 56.8734 | 25.864 | 86.3964 | 96.879
1 | 28 | 7 | 380.5542 | 376.4869 | 373.5061 | 370.6777 | 0 | 0 | 0 | 0 | 148.0121 | 244.0354 | 0 | 0 | 0 | 0 | 0 | 0 | 83.6045 | 42.3243 | 153.1141 | 153.1142 | 0 | 0 | 0 | 0 | 0 | 50.4687 | 211.36 | 134.0994 | 0 | 0 | 0 | 0 | 148.9376 | 39.6586 | 9.032 | 83.4641 | 0.39512 | 0.39346 | 0.38571 | 0.37033 | 58.8477 | 15.604 | 3.4838 | 30.9092
1 | 28 | 8 | 390.1065 | 385.8432 | 383.08 | 380.9145 | 0 | 0 | 0 | 0 | 134.6569 | 202.1677 | 0 | 0 | 0 | 0 | 0 | 0 | 111.6559 | 106.5651 | 229.7281 | 233.3119 | 0 | 0 | 0 | 0 | 0 | -4.0117 | 42.2797 | -29.0425 | 0 | 0 | 0 | 0 | 143.7936 | 81.1221 | 111.0722 | 176.6452 | 0.39371 | 0.38507 | 0.38401 | 0.3747 | 56.6124 | 31.2373 | 42.6523 | 66.1896
1 | 28 | 9 | 412.4513 | 409.5121 | 408.6721 | 408.6502 | 0 | 0 | 0 | 0 | 113.26 | 154.4817 | 0 | 0 | 0 | 0 | 0 | 0 | 173.4178 | 243.6038 | 446.5004 | 462.6781 | 0 | 0 | 0 | 0 | 0 | -39.8076 | -84.7197 | -51.4651 | 0 | 0 | 0 | 0 | 125.7735 | 51.2342 | 46.8915 | -2.5628 | 0.37693 | 0.19574 | 0.19483 | 0.1952 | 47.4082 | 10.0285 | 9.1357 | -0.50026
1 | 28 | 10 | 429.4845 | 426.9553 | 426.5897 | 426.9261 | 0 | 0 | 0 | 0 | 117.3122 | 149.4386 | 0 | 0 | 0 | 0 | 0 | 0 | 226.8821 | 349.4808 | 593.0057 | 620.6022 | 0 | 0 | 0 | 0 | 0 | -34.3563 | -236.5524 | -380.0086 | 0 | 0 | 0 | 0 | 85.2901 | -37.6078 | 70.1364 | 186.3325 | 0.37868 | 0.19544 | 0.19523 | 0.10268 | 32.2974 | -7.35 | 13.6931 | 19.1332
1 | 28 | 11 | 433.2953 | 430.8811 | 430.3923 | 430.2989 | 0 | 0 | 0 | 0 | 105.7226 | 140.5713 | 0 | 0 | 0 | 0 | 0 | 0 | 240.6003 | 362.5336 | 511.1881 | 541.8254 | 0 | 0 | 0 | 0 | 0 | -48.8293 | -311.2125 | -355.2909 | 0 | 0 | 0 | 0 | 86.9724 | -23.3945 | 230.4167 | 243.7644 | 0.37978 | 0.19887 | 0.19965 | 0.10268 | 33.03 | -4.6524 | 46.0027 | 25.0305
1 | 28 | 12 | 434.8357 | 432.715 | 432.3596 | 432.1468 | 0 | 0 | 0 | 0 | 98.75 | 141.0091 | 0 | 0 | 0 | 0 | 0 | 0 | 247.2887 | 384.3225 | 570.8855 | 603.9749 | 0 | 0 | 0 | 0 | 0 | -48.5577 | -328.5467 | -366.3532 | 0 | 0 | 0 | 0 | 88.797 | -44.0588 | 190.0208 | 194.5252 | 0.37904 | 0.19928 | 0.19965 | 0.10268 | 33.6579 | -8.78 | 37.9376 | 19.9744
1 | 28 | 13 | 433.8554 | 432.9319 | 433.8268 | 434.6419 | 0 | 0 | 0 | 0 | 102.5017 | 140.9817 | 0 | 0 | 0 | 0 | 0 | 0 | 225.5505 | 385.3647 | 622.6572 | 652.8517 | 0 | 0 | 0 | 0 | 0 | -47.8328 | -325.016 | -359.2497 | 0 | 0 | 0 | 0 | 105.8032 | -45.5816 | 136.1857 | 141.0398 | 0.37914 | 0.19928 | 0.19965 | 0.10268 | 40.1146 | -9.0835 | 27.1895 | 14.4824
1 | 28 | 14 | 430.6091 | 430.3565 | 432.0075 | 433.5277 | 0 | 0 | 0 | 0 | 108.057 | 144.5794 | 0 | 0 | 0 | 0 | 0 | 0 | 220.4983 | 400.5459 | 732.7548 | 761.6728 | 0 | 0 | 0 | 0 | 0 | -50.6032 | -294.9653 | -282.1515 | 0 | 0 | 0 | 0 | 102.0538 | -64.1655 | -5.782 | -45.9936 | 0.37923 | 0.19925 | 0.19951 | 0.10268 | 38.7023 | -12.7852 | -1.1536 | -4.7228
1 | 28 | 15 | 430.3966 | 431.0574 | 433.6908 | 436.0524 | 0 | 0 | 0 | 0 | 109.5899 | 150.4251 | 0 | 0 | 0 | 0 | 0 | 0 | 196.7671 | 355.721 | 623.0191 | 646.5803 | 0 | 0 | 0 | 0 | 0 | -36.6384 | -215.2765 | -220.3125 | 0 | 0 | 0 | 0 | 124.0396 | -38.4503 | 25.9482 | 9.7846 | 0.37903 | 0.19565 | 0.19571 | 0.097328 | 47.0149 | -7.5227 | 5.0784 | 0.95232
1 | 28 | 16 | 429.0422 | 431.5633 | 436.2515 | 440.4431 | 0 | 0 | 0 | 0 | 112.0594 | 173.8324 | 0 | 0 | 0 | 0 | 0 | 0 | 186.3356 | 305.6602 | 566.9801 | 584.1311 | 0 | 0 | 0 | 0 | 0 | -20.5472 | -9.9417 | -30.2117 | 0 | 0 | 0 | 0 | 130.6472 | -27.3822 | -120.7869 | -113.4763 | 0.37973 | 0.1927 | 0.19404 | 0.18663 | 49.6113 | -5.2766 | -23.438 | -21.1777
1 | 28 | 17 | 442.1341 | 446.268 | 452.74 | 458.448 | 0 | 0 | 0 | 0 | 139.0248 | 211.4701 | 0 | 0 | 0 | 0 | 0 | 0 | 158.7596 | 202.227 | 404.1571 | 409.211 | 0 | 0 | 0 | 0 | 0 | -1.3057 | -12.5879 | 86.1391 | 0 | 0 | 0 | 0 | 144.3496 | 33.8766 | 61.1708 | -36.9021 | 0.39657 | 0.40209 | 0.39866 | 0.38696 | 57.2445 | 13.6216 | 24.3865 | -14.2797
1 | 28 | 18 | 495.3503 | 502.6823 | 512.8572 | 521.7794 | 0 | 0 | 0 | 0 | 162.9455 | 252.0645 | 0 | 0 | 0 | 0 | 0 | 0 | 147.017 | 128.9237 | 234.2965 | 234.3289 | 0 | 0 | 0 | 0 | 0 | 29.1308 | 123.5002 | 285.1707 | 0 | 0 | 0 | 0 | 185.3879 | 92.5632 | 155.0605 | 2.2798 | 0.40419 | 0.40413 | 0.39849 | 0.38211 | 74.9311 | 37.4072 | 61.79 | 0.87114
1 | 28 | 19 | 528.0917 | 538.088 | 551.2926 | 562.839 | 0 | 0 | 0 | 0 | 168.7921 | 246.4077 | 0 | 0 | 0 | 0 | 0 | 0 | 142.4604 | 119.2682 | 229.694 | 229.694 | 0 | 0 | 0 | 0 | 0 | 26.4216 | 161.7987 | 245.9221 | 0 | 0 | 0 | 0 | 216.8392 | 145.9905 | 159.7999 | 87.2229 | 0.40616 | 0.40567 | 0.40134 | 0.38379 | 88.0709 | 59.2247 | 64.1337 | 33.4757
1 | 28 | 20 | 523.3757 | 533.9353 | 547.6573 | 559.5622 | 0 | 0 | 0 | 0 | 159.852 | 259.8245 | 0 | 0 | 0 | 0 | 0 | 0 | 128.0842 | 112.8682 | 233.2997 | 233.2997 | 0 | 0 | 0 | 0 | 0 | 4.2291 | 77.3766 | 210.5379 | 0 | 0 | 0 | 0 | 235.4395 | 157.0134 | 236.981 | 115.7246 | 0.40529 | 0.40498 | 0.3998 | 0.38283 | 95.422 | 63.5878 | 94.746 | 44.3025
1 | 28 | 21 | 510.7032 | 521.1813 | 534.6633 | 546.242 | 0 | 0 | 0 | 0 | 162.4558 | 245.7711 | 0 | 0 | 0 | 0 | 0 | 0 | 113.9188 | 111.2919 | 240.0822 | 240.0822 | 0 | 0 | 0 | 0 | 0 | 7.2681 | 63.4491 | 267.2471 | 0 | 0 | 0 | 0 | 234.3286 | 156.8503 | 231.1319 | 38.9127 | 0.40397 | 0.40336 | 0.39852 | 0.38167 | 94.6607 | 63.267 | 92.1112 | 14.8518
1 | 28 | 22 | 480.8754 | 491.275 | 504.5253 | 515.8818 | 0 | 0 | 0 | 0 | 158.637 | 246.8204 | 0 | 0 | 0 | 0 | 0 | 0 | 98.005 | 108.7792 | 242.2561 | 242.2561 | 0 | 0 | 0 | 0 | 0 | 25.2784 | 197.6252 | 59.3941 | 0 | 0 | 0 | 0 | 224.2334 | 110.397 | 64.644 | 214.2316 | 0.40092 | 0.40074 | 0.39596 | 0.37797 | 89.9005 | 44.2407 | 25.5962 | 80.9729
1 | 28 | 23 | 443.3804 | 453.1836 | 465.6012 | 476.2069 | 0 | 0 | 0 | 0 | 147.9937 | 239.9787 | 0 | 0 | 0 | 0 | 0 | 0 | 94.069 | 106.2644 | 243.9207 | 243.9207 | 0 | 0 | 0 | 0 | 0 | 28.0084 | 60.4986 | 209.6362 | 0 | 0 | 0 | 0 | 201.3176 | 78.932 | 161.1819 | 22.65 | 0.39777 | 0.39563 | 0.3915 | 0.37266 | 80.0786 | 31.2277 | 63.103 | 8.4409
1 | 28 | 24 | 403.8615 | 411.7212 | 421.7961 | 430.2942 | 0 | 0 | 0 | 0 | 124.0264 | 237.0061 | 0 | 0 | 0 | 0 | 0 | 0 | 91.1482 | 111.5127 | 252.9804 | 252.9804 | 0 | 0 | 0 | 0 | 0 | 23.0216 | 171.9063 | 97.9226 | 0 | 0 | 0 | 0 | 188.6869 | 40.1808 | -3.0906 | 79.3912 | 0.39698 | 0.39267 | 0.38667 | 0.36903 | 74.9051 | 15.778 | -1.195 | 29.2981
1 | 29 | 1 | 373.476 | 378.5844 | 385.4131 | 390.9402 | 0 | 0 | 0 | 0 | 120.9653 | 202.2497 | 0 | 0 | 0 | 0 | 0 | 0 | 87.6601 | 118.2831 | 267.9442 | 267.9442 | 0 | 0 | 0 | 0 | 0 | -2.3248 | 42.2546 | 113.0864 | 0 | 0 | 0 | 0 | 164.8506 | 60.3764 | 75.2144 | 9.9096 | 0.399 | 0.39187 | 0.38588 | 0.36679 | 65.7753 | 23.6597 | 29.0237 | 3.6347
1 | 29 | 2 | 359.7933 | 363.0421 | 367.7866 | 371.4997 | 0 | 0 | 0 | 0 | 117.4288 | 178.9076 | 0 | 0 | 0 | 0 | 0 | 0 | 83.3186 | 123.6195 | 286.1562 | 286.1562 | 0 | 0 | 0 | 0 | 0 | 7.4913 | -14.5559 | -3.425 | 0 | 0 | 0 | 0 | 159.0459 | 53.0237 | 96.1862 | 88.7684 | 0.39922 | 0.39186 | 0.38422 | 0.36646 | 63.4948 | 20.7781 | 36.9566 | 32.5303
1 | 29 | 3 | 353.4004 | 355.0986 | 358.1269 | 360.3474 | 0 | 0 | 0 | 0 | 117.9642 | 175.5302 | 0 | 0 | 0 | 0 | 0 | 0 | 84.3034 | 127.5333 | 316.8301 | 316.8301 | 0 | 0 | 0 | 0 | 0 | -8.1025 | 183.4873 | -126.8523 | 0 | 0 | 0 | 0 | 151.1328 | 60.1376 | -142.1905 | 170.3696 | 0.39872 | 0.3916 | 0.38238 | 0.3658 | 60.26 | 23.5496 | -54.3714 | 62.3211
1 | 29 | 4 | 354.0917 | 354.4932 | 356.0918 | 357.0433 | 0 | 0 | 0 | 0 | 112.608 | 182.492 | 0 | 0 | 0 | 0 | 0 | 0 | 81.7012 | 125.621 | 353.6511 | 353.6511 | 0 | 0 | 0 | 0 | 0 | -1.5744 | -59.2242 | -65.1822 | 0 | 0 | 0 | 0 | 159.7825 | 47.9546 | 61.6649 | 68.5743 | 0.39774 | 0.39105 | 0.38218 | 0.36579 | 63.5523 | 18.7525 | 23.5673 | 25.0835
1 | 29 | 5 | 367.6306 | 366.9309 | 367.3626 | 367.2674 | 0 | 0 | 0 | 0 | 104.748 | 201.9031 | 0 | 0 | 0 | 0 | 0 | 0 | 77.924 | 121.6946 | 376.126 | 376.126 | 0 | 0 | 0 | 0 | 0 | -1.7514 | 25.0086 | -29.5615 | 0 | 0 | 0 | 0 | 184.9586 | 45.0846 | -33.7719 | 20.7029 | 0.39572 | 0.38832 | 0.382 | 0.36494 | 73.1917 | 17.507 | -12.9008 | 7.5554
1 | 29 | 6 | 405.2078 | 403.6112 | 403.24 | 402.4612 | 0 | 0 | 0 | 0 | 134.6835 | 214.8058 | 0 | 0 | 0 | 0 | 0 | 0 | 80.0132 | 120.7837 | 381.3278 | 381.3278 | 0 | 0 | 0 | 0 | 0 | 43.166 | -7.5589 | -48.9395 | 0 | 0 | 0 | 0 | 190.5111 | 24.8558 | 29.4712 | 70.0729 | 0.39561 | 0.38891 | 0.3827 | 0.36553 | 75.3689 | 9.6667 | 11.2786 | 25.6141
1 | 29 | 7 | 469.4583 | 468.3012 | 468.8491 | 469.0735 | 0 | 0 | 0 | 0 | 148.0121 | 244.0354 | 0 | 0 | 0 | 0 | 0 | 0 | 77.0507 | 118.6558 | 388.6676 | 388.6678 | 0 | 0 | 0 | 0 | 0 | 50.4687 | 211.36 | 134.0994 | 0 | 0 | 0 | 0 | 244.3954 | 55.1413 | -131.1786 | -53.6938 | 0.39512 | 0.39346 | 0.38571 | 0.37033 | 96.5647 | 21.6958 | -50.5973 | -19.8844
1 | 29 | 8 | 499.4056 | 498.7201 | 500.2952 | 501.8827 | 0 | 0 | 0 | 0 | 134.6569 | 202.1677 | 0 | 0 | 0 | 0 | 0 | 0 | 107.7977 | 186.2247 | 475.3137 | 479.3909 | 0 | 0 | 0 | 0 | 0 | -4.0117 | 42.2797 | -29.0425 | 0 | 0 | 0 | 0 | 256.951 | 114.3394 | -17.2983 | 51.5343 | 0.39371 | 0.38507 | 0.38401 | 0.3747 | 101.1631 | 44.0282 | -6.6426 | 19.3101
1 | 29 | 9 | 502.153 | 502.1502 | 504.8706 | 507.9287 | 0 | 0 | 0 | 0 | 113.26 | 154.4817 | 0 | 0 | 0 | 0 | 0 | 0 | 173.609 | 338.2935 | 685.062 | 701.9776 | 0 | 0 | 0 | 0 | 0 | -39.8076 | -84.7197 | -51.4651 | 0 | 0 | 0 | 0 | 215.2841 | 49.1826 | -95.4717 | -142.5837 | 0.37693 | 0.19574 | 0.19483 | 0.1952 | 81.1477 | 9.6269 | -18.6003 | -27.8326
1 | 29 | 10 | 509.9949 | 510.1012 | 512.9311 | 516.032 | 0 | 0 | 0 | 0 | 117.3122 | 149.4386 | 0 | 0 | 0 | 0 | 0 | 0 | 241.6867 | 455.4557 | 709.0005 | 738.6416 | 0 | 0 | 0 | 0 | 0 | -34.3563 | -236.5524 | -380.0086 | 0 | 0 | 0 | 0 | 150.9959 | -60.4369 | 40.483 | 157.399 | 0.37868 | 0.19544 | 0.19523 | 0.10268 | 57.1786 | -11.8117 | 7.9037 | 16.1622
1 | 29 | 11 | 512.5911 | 512.7726 | 515.4311 | 518.0605 | 0 | 0 | 0 | 0 | 105.7226 | 140.5713 | 0 | 0 | 0 | 0 | 0 | 0 | 282.7358 | 536.0197 | 784.3364 | 822.6398 | 0 | 0 | 0 | 0 | 0 | -48.8293 | -311.2125 | -355.2909 | 0 | 0 | 0 | 0 | 124.1327 | -114.9892 | 42.3072 | 50.7116 | 0.37978 | 0.19887 | 0.19965 | 0.10268 | 47.1427 | -22.8675 | 8.4466 | 5.2072
1 | 29 | 12 | 508.5659 | 508.8588 | 511.4298 | 513.7487 | 0 | 0 | 0 | 0 | 98.75 | 141.0091 | 0 | 0 | 0 | 0 | 0 | 0 | 302.0771 | 562.0805 | 888.8414 | 931.388 | 0 | 0 | 0 | 0 | 0 | -48.5577 | -328.5467 | -366.3532 | 0 | 0 | 0 | 0 | 107.7388 | -145.6731 | -48.865 | -51.2862 | 0.37904 | 0.19928 | 0.19965 | 0.10268 | 40.8377 | -29.0296 | -9.7559 | -5.2662
1 | 29 | 13 | 506.8423 | 508.308 | 512.0999 | 515.4211 | 0 | 0 | 0 | 0 | 102.5017 | 140.9817 | 0 | 0 | 0 | 0 | 0 | 0 | 292.5435 | 541.6363 | 838.548 | 878.7262 | 0 | 0 | 0 | 0 | 0 | -47.8328 | -325.016 | -359.2497 | 0 | 0 | 0 | 0 | 111.7971 | -126.4772 | -1.4322 | -4.0554 | 0.37914 | 0.19928 | 0.19965 | 0.10268 | 42.3872 | -25.2043 | -0.28593 | -0.41643
1 | 29 | 14 | 502.1457 | 504.2348 | 508.7252 | 512.7018 | 0 | 0 | 0 | 0 | 108.057 | 144.5794 | 0 | 0 | 0 | 0 | 0 | 0 | 278.3369 | 528.5477 | 873.9277 | 911.8608 | 0 | 0 | 0 | 0 | 0 | -50.6032 | -294.9653 | -282.1515 | 0 | 0 | 0 | 0 | 115.7517 | -118.289 | -70.2372 | -117.0075 | 0.37923 | 0.19925 | 0.19951 | 0.10268 | 43.8971 | -23.5695 | -14.0133 | -12.0147
1 | 29 | 15 | 499.0326 | 501.9401 | 507.2977 | 512.0162 | 0 | 0 | 0 | 0 | 109.5899 | 150.4251 | 0 | 0 | 0 | 0 | 0 | 0 | 260.5876 | 479.5091 | 799.2125 | 831.8063 | 0 | 0 | 0 | 0 | 0 | -36.6384 | -215.2765 | -220.3125 | 0 | 0 | 0 | 0 | 128.8551 | -91.3556 | -76.6383 | -99.4776 | 0.37903 | 0.19565 | 0.19571 | 0.097328 | 48.8401 | -17.8735 | -14.999 | -9.682
1 | 29 | 16 | 495.4483 | 500.1432 | 507.4671 | 513.939 | 0 | 0 | 0 | 0 | 112.0594 | 173.8324 | 0 | 0 | 0 | 0 | 0 | 0 | 215.6957 | 365.1999 | 654.4477 | 676.6092 | 0 | 0 | 0 | 0 | 0 | -20.5472 | -9.9417 | -30.2117 | 0 | 0 | 0 | 0 | 167.6931 | -18.342 | -137.0388 | -132.4585 | 0.37973 | 0.1927 | 0.19404 | 0.18663 | 63.6789 | -3.5345 | -26.5915 | -24.7203
1 | 29 | 17 | 501.6694 | 507.7521 | 516.5872 | 524.3394 | 0 | 0 | 0 | 0 | 139.0248 | 211.4701 | 0 | 0 | 0 | 0 | 0 | 0 | 135.2055 | 180.751 | 403.3393 | 410.0845 | 0 | 0 | 0 | 0 | 0 | -1.3057 | -12.5879 | 86.1391 | 0 | 0 | 0 | 0 | 227.439 | 116.8367 | 125.8357 | 28.1158 | 0.39657 | 0.40209 | 0.39866 | 0.38696 | 90.1951 | 46.9793 | 50.166 | 10.8797
1 | 29 | 18 | 544.3165 | 553.2513 | 565.3697 | 575.9733 | 0 | 0 | 0 | 0 | 162.9455 | 252.0645 | 0 | 0 | 0 | 0 | 0 | 0 | 107.2643 | 84.0626 | 195.0948 | 195.1301 | 0 | 0 | 0 | 0 | 0 | 29.1308 | 123.5002 | 285.1707 | 0 | 0 | 0 | 0 | 274.1066 | 187.9933 | 246.7747 | 95.6725 | 0.40419 | 0.40413 | 0.39849 | 0.38211 | 110.7899 | 75.9729 | 98.3371 | 36.5579
1 | 29 | 19 | 572.6344 | 584.0887 | 599.0613 | 612.1372 | 0 | 0 | 0 | 0 | 168.7921 | 246.4077 | 0 | 0 | 0 | 0 | 0 | 0 | 105.2273 | 66.7839 | 180.4014 | 180.4014 | 0 | 0 | 0 | 0 | 0 | 26.4216 | 161.7987 | 245.9221 | 0 | 0 | 0 | 0 | 298.615 | 244.4756 | 256.8612 | 185.8137 | 0.40616 | 0.40567 | 0.40134 | 0.38379 | 121.2848 | 99.1776 | 103.0881 | 71.3143
1 | 29 | 20 | 563.3681 | 575.2367 | 590.5461 | 603.8242 | 0 | 0 | 0 | 0 | 159.852 | 259.8245 | 0 | 0 | 0 | 0 | 0 | 0 | 91.7556 | 49.139 | 152.2994 | 152.2994 | 0 | 0 | 0 | 0 | 0 | 4.2291 | 77.3766 | 210.5379 | 0 | 0 | 0 | 0 | 311.7604 | 262.0441 | 360.87 | 240.9869 | 0.40529 | 0.40498 | 0.3998 | 0.38283 | 126.3543 | 106.1234 | 144.2774 | 92.2564
1 | 29 | 21 | 544.6948 | 556.2857 | 571.1168 | 583.8627 | 0 | 0 | 0 | 0 | 162.4558 | 245.7711 | 0 | 0 | 0 | 0 | 0 | 0 | 79.2299 | 34.4277 | 126.8392 | 126.8392 | 0 | 0 | 0 | 0 | 0 | 7.2681 | 63.4491 | 267.2471 | 0 | 0 | 0 | 0 | 303.0092 | 268.8188 | 380.8285 | 189.7764 | 0.40397 | 0.40336 | 0.39852 | 0.38167 | 122.4054 | 108.4305 | 151.7686 | 72.4318
1 | 29 | 22 | 508.3769 | 519.6768 | 534.0186 | 546.3195 | 0 | 0 | 0 | 0 | 158.637 | 246.8204 | 0 | 0 | 0 | 0 | 0 | 0 | 71.4793 | 28.3562 | 120.3541 | 120.3541 | 0 | 0 | 0 | 0 | 0 | 25.2784 | 197.6252 | 59.3941 | 0 | 0 | 0 | 0 | 278.2606 | 219.2218 | 216.0393 | 366.5713 | 0.40092 | 0.40074 | 0.39596 | 0.37797 | 111.5613 | 87.8514 | 85.5422 | 138.5525
1 | 29 | 23 | 461.0923 | 471.4753 | 484.5959 | 495.8098 | 0 | 0 | 0 | 0 | 147.9937 | 239.9787 | 0 | 0 | 0 | 0 | 0 | 0 | 59.2802 | 30.3384 | 130.7247 | 130.7247 | 0 | 0 | 0 | 0 | 0 | 28.0084 | 60.4986 | 209.6362 | 0 | 0 | 0 | 0 | 253.8184 | 173.1498 | 293.3726 | 155.4489 | 0.39777 | 0.39563 | 0.3915 | 0.37266 | 100.9619 | 68.5028 | 114.8558 | 57.9303
1 | 29 | 24 | 416.733 | 425.0141 | 435.5999 | 444.5399 | 0 | 0 | 0 | 0 | 124.0264 | 237.0061 | 0 | 0 | 0 | 0 | 0 | 0 | 60.6919 | 30.2357 | 126.3096 | 126.3096 | 0 | 0 | 0 | 0 | 0 | 23.0216 | 171.9063 | 97.9226 | 0 | 0 | 0 | 0 | 232.0147 | 134.7507 | 137.384 | 220.3077 | 0.39698 | 0.39267 | 0.38667 | 0.36903 | 92.1055 | 52.9131 | 53.1219 | 81.3012
1 | 30 | 1 | 386.7826 | 392.3266 | 399.6835 | 405.6674 | 0 | 0 | 0 | 0 | 120.9653 | 202.2497 | 0 | 0 | 0 | 0 | 0 | 0 | 62.1283 | 29.2458 | 122.1621 | 122.1621 | 0 | 0 | 0 | 0 | 0 | -2.3248 | 42.2546 | 113.0864 | 0 | 0 | 0 | 0 | 203.689 | 163.1559 | 235.2669 | 170.419 | 0.399 | 0.39187 | 0.38588 | 0.36679 | 81.2718 | 63.9359 | 90.7848 | 62.5072
1 | 30 | 2 | 373.2268 | 376.9154 | 382.193 | 386.3674 | 0 | 0 | 0 | 0 | 117.4288 | 178.9076 | 0 | 0 | 0 | 0 | 0 | 0 | 64.6849 | 31.1489 | 122.3044 | 122.3044 | 0 | 0 | 0 | 0 | 0 | 7.4913 | -14.5559 | -3.425 | 0 | 0 | 0 | 0 | 191.1131 | 159.3675 | 274.4444 | 267.4879 | 0.39922 | 0.39186 | 0.38422 | 0.36646 | 76.2968 | 62.4504 | 105.4469 | 98.0244
1 | 30 | 3 | 364.3684 | 366.4256 | 369.8892 | 372.4863 | 0 | 0 | 0 | 0 | 117.9642 | 175.5302 | 0 | 0 | 0 | 0 | 0 | 0 | 67.0452 | 34.3029 | 125.2301 | 125.2301 | 0 | 0 | 0 | 0 | 0 | -8.1025 | 183.4873 | -126.8523 | 0 | 0 | 0 | 0 | 179.3591 | 164.695 | 61.1718 | 374.1086 | 0.39872 | 0.3916 | 0.38238 | 0.3658 | 71.5144 | 64.4938 | 23.3911 | 136.8487
1 | 30 | 4 | 363.0655 | 363.7608 | 365.7155 | 366.9751 | 0 | 0 | 0 | 0 | 112.608 | 182.492 | 0 | 0 | 0 | 0 | 0 | 0 | 64.4236 | 32.9564 | 126.5591 | 126.5591 | 0 | 0 | 0 | 0 | 0 | -1.5744 | -59.2242 | -65.1822 | 0 | 0 | 0 | 0 | 186.0339 | 149.8868 | 298.3807 | 305.5983 | 0.39774 | 0.39105 | 0.38218 | 0.36579 | 73.9936 | 58.6126 | 114.0363 | 111.7833
1 | 30 | 5 | 373.6494 | 373.1467 | 373.8173 | 373.9287 | 0 | 0 | 0 | 0 | 104.748 | 201.9031 | 0 | 0 | 0 | 0 | 0 | 0 | 59.9292 | 29.8445 | 130.974 | 130.974 | 0 | 0 | 0 | 0 | 0 | -1.7514 | 25.0086 | -29.5615 | 0 | 0 | 0 | 0 | 208.9722 | 143.1505 | 217.8347 | 272.5162 | 0.39572 | 0.38832 | 0.382 | 0.36494 | 82.6944 | 55.5875 | 83.2127 | 99.4529
1 | 30 | 6 | 406.9663 | 405.4273 | 405.1259 | 404.4075 | 0 | 0 | 0 | 0 | 134.6835 | 214.8058 | 0 | 0 | 0 | 0 | 0 | 0 | 61.0395 | 22.5775 | 131.0074 | 131.0074 | 0 | 0 | 0 | 0 | 0 | 43.166 | -7.5589 | -48.9395 | 0 | 0 | 0 | 0 | 211.2433 | 124.8781 | 281.6774 | 322.3395 | 0.39561 | 0.38891 | 0.3827 | 0.36553 | 83.5708 | 48.5662 | 107.7978 | 117.8263
1 | 30 | 7 | 465.8687 | 464.5942 | 464.9996 | 465.1007 | 0 | 0 | 0 | 0 | 148.0121 | 244.0354 | 0 | 0 | 0 | 0 | 0 | 0 | 67.6702 | 20.9833 | 128.8649 | 128.865 | 0 | 0 | 0 | 0 | 0 | 50.4687 | 211.36 | 134.0994 | 0 | 0 | 0 | 0 | 250.1864 | 149.1068 | 124.7747 | 202.1363 | 0.39512 | 0.39346 | 0.38571 | 0.37033 | 98.8529 | 58.6672 | 48.1273 | 74.8571
1 | 30 | 8 | 496.7225 | 495.9492 | 497.4178 | 498.9131 | 0 | 0 | 0 | 0 | 134.6569 | 202.1677 | 0 | 0 | 0 | 0 | 0 | 0 | 87.3554 | 60.5655 | 175.9062 | 177.8541 | 0 | 0 | 0 | 0 | 0 | -4.0117 | 42.2797 | -29.0425 | 0 | 0 | 0 | 0 | 274.7101 | 237.2277 | 279.2318 | 350.1015 | 0.39371 | 0.38507 | 0.38401 | 0.3747 | 108.1549 | 91.3483 | 107.2264 | 131.1844
1 | 30 | 9 | 508.063 | 508.2537 | 511.2087 | 514.4697 | 0 | 0 | 0 | 0 | 113.26 | 154.4817 | 0 | 0 | 0 | 0 | 0 | 0 | 129.3486 | 170.9773 | 368.8955 | 379.4408 | 0 | 0 | 0 | 0 | 0 | -39.8076 | -84.7197 | -51.4651 | 0 | 0 | 0 | 0 | 265.4545 | 222.6022 | 227.0329 | 186.494 | 0.37693 | 0.19574 | 0.19483 | 0.1952 | 100.0586 | 43.5717 | 44.2318 | 36.404
1 | 30 | 10 | 515.071 | 515.3434 | 518.3748 | 521.65 | 0 | 0 | 0 | 0 | 117.3122 | 149.4386 | 0 | 0 | 0 | 0 | 0 | 0 | 172.3505 | 259.09 | 444.7864 | 464.907 | 0 | 0 | 0 | 0 | 0 | -34.3563 | -236.5524 | -380.0086 | 0 | 0 | 0 | 0 | 225.4082 | 141.1711 | 310.1408 | 436.7517 | 0.37868 | 0.19544 | 0.19523 | 0.10268 | 85.3568 | 27.5902 | 60.5502 | 44.847
1 | 30 | 11 | 520.7853 | 521.235 | 524.2189 | 527.1296 | 0 | 0 | 0 | 0 | 105.7226 | 140.5713 | 0 | 0 | 0 | 0 | 0 | 0 | 197.0832 | 318.0105 | 570.6565 | 596.6787 | 0 | 0 | 0 | 0 | 0 | -48.8293 | -311.2125 | -355.2909 | 0 | 0 | 0 | 0 | 217.9795 | 111.4826 | 264.7749 | 285.7418 | 0.37978 | 0.19887 | 0.19965 | 0.10268 | 82.7834 | 22.1701 | 52.8623 | 29.3408
1 | 30 | 12 | 518.3737 | 518.9875 | 521.9478 | 524.6035 | 0 | 0 | 0 | 0 | 98.75 | 141.0091 | 0 | 0 | 0 | 0 | 0 | 0 | 217.981 | 372.137 | 639.2716 | 669.9273 | 0 | 0 | 0 | 0 | 0 | -48.5577 | -328.5467 | -366.3532 | 0 | 0 | 0 | 0 | 201.6426 | 54.3992 | 211.2229 | 221.0294 | 0.37904 | 0.19928 | 0.19965 | 0.10268 | 76.4313 | 10.8406 | 42.1706 | 22.696
1 | 30 | 13 | 514.9278 | 516.6582 | 520.7709 | 524.3698 | 0 | 0 | 0 | 0 | 102.5017 | 140.9817 | 0 | 0 | 0 | 0 | 0 | 0 | 222.2583 | 392.3279 | 679.505 | 711.3502 | 0 | 0 | 0 | 0 | 0 | -47.8328 | -325.016 | -359.2497 | 0 | 0 | 0 | 0 | 190.1678 | 31.1814 | 166.2819 | 172.2692 | 0.37914 | 0.19928 | 0.19965 | 0.10268 | 72.1009 | 6.2138 | 33.1982 | 17.6891
1 | 30 | 14 | 513.0593 | 515.5057 | 520.4292 | 524.7805 | 0 | 0 | 0 | 0 | 108.057 | 144.5794 | 0 | 0 | 0 | 0 | 0 | 0 | 206.0261 | 358.2945 | 612.6014 | 641.0932 | 0 | 0 | 0 | 0 | 0 | -50.6032 | -294.9653 | -282.1515 | 0 | 0 | 0 | 0 | 198.9761 | 63.235 | 202.7931 | 165.8388 | 0.37923 | 0.19925 | 0.19951 | 0.10268 | 75.4587 | 12.5998 | 40.46 | 17.0288
1 | 30 | 15 | 506.8462 | 510.0094 | 515.6772 | 520.6639 | 0 | 0 | 0 | 0 | 109.5899 | 150.4251 | 0 | 0 | 0 | 0 | 0 | 0 | 184.6764 | 308.2101 | 538.2515 | 562.1723 | 0 | 0 | 0 | 0 | 0 | -36.6384 | -215.2765 | -220.3125 | 0 | 0 | 0 | 0 | 212.5799 | 88.0126 | 192.7021 | 178.8041 | 0.37903 | 0.19565 | 0.19571 | 0.097328 | 80.5744 | 17.2194 | 37.7141 | 17.4027
1 | 30 | 16 | 503.7151 | 508.6805 | 516.3326 | 523.0883 | 0 | 0 | 0 | 0 | 112.0594 | 173.8324 | 0 | 0 | 0 | 0 | 0 | 0 | 154.0499 | 237.8986 | 463.9482 | 481.1753 | 0 | 0 | 0 | 0 | 0 | -20.5472 | -9.9417 | -30.2117 | 0 | 0 | 0 | 0 | 237.6058 | 117.4967 | 62.3262 | 72.1247 | 0.37973 | 0.1927 | 0.19404 | 0.18663 | 90.2272 | 22.6418 | 12.094 | 13.4604
1 | 30 | 17 | 510.897 | 517.2818 | 526.4831 | 534.5522 | 0 | 0 | 0 | 0 | 139.0248 | 211.4701 | 0 | 0 | 0 | 0 | 0 | 0 | 108.8566 | 126.3516 | 396.9029 | 403.5826 | 0 | 0 | 0 | 0 | 0 | -1.3057 | -12.5879 | 86.1391 | 0 | 0 | 0 | 0 | 263.0155 | 180.7657 | 142.168 | 44.8305 | 0.39657 | 0.40209 | 0.39866 | 0.38696 | 104.3037 | 72.6848 | 56.6771 | 17.3476
1 | 30 | 18 | 551.0423 | 560.1973 | 572.5826 | 583.4172 | 0 | 0 | 0 | 0 | 162.9455 | 252.0645 | 0 | 0 | 0 | 0 | 0 | 0 | 106.7993 | 54.2484 | 265.0484 | 265.0982 | 0 | 0 | 0 | 0 | 0 | 29.1308 | 123.5002 | 285.1707 | 0 | 0 | 0 | 0 | 281.2975 | 224.7535 | 184.034 | 33.1483 | 0.40419 | 0.40413 | 0.39849 | 0.38211 | 113.6963 | 90.8287 | 73.3356 | 12.6664
1 | 30 | 19 | 575.7526 | 587.309 | 602.4053 | 615.5883 | 0 | 0 | 0 | 0 | 168.7921 | 246.4077 | 0 | 0 | 0 | 0 | 0 | 0 | 122.0704 | 62.3038 | 283.6197 | 283.6197 | 0 | 0 | 0 | 0 | 0 | 26.4216 | 161.7987 | 245.9221 | 0 | 0 | 0 | 0 | 284.8901 | 252.1759 | 156.9869 | 86.0465 | 0.40616 | 0.40567 | 0.40134 | 0.38379 | 115.7103 | 102.3015 | 63.0048 | 33.0242
1 | 30 | 20 | 567.4471 | 579.4492 | 594.9205 | 608.3387 | 0 | 0 | 0 | 0 | 159.852 | 259.8245 | 0 | 0 | 0 | 0 | 0 | 0 | 147.1436 | 82.11 | 290.2275 | 290.2275 | 0 | 0 | 0 | 0 | 0 | 4.2291 | 77.3766 | 210.5379 | 0 | 0 | 0 | 0 | 260.4515 | 233.2856 | 227.3163 | 107.5733 | 0.40529 | 0.40498 | 0.3998 | 0.38283 | 105.5592 | 94.4767 | 90.882 | 41.182
1 | 30 | 21 | 549.8797 | 561.6403 | 576.6772 | 589.6011 | 0 | 0 | 0 | 0 | 162.4558 | 245.7711 | 0 | 0 | 0 | 0 | 0 | 0 | 145.1672 | 79.71 | 285.4979 | 285.4979 | 0 | 0 | 0 | 0 | 0 | 7.2681 | 63.4491 | 267.2471 | 0 | 0 | 0 | 0 | 242.2568 | 228.891 | 227.7302 | 36.8562 | 0.40397 | 0.40336 | 0.39852 | 0.38167 | 97.8634 | 92.3253 | 90.7555 | 14.0669
1 | 30 | 22 | 517.2419 | 528.832 | 543.5257 | 556.131 | 0 | 0 | 0 | 0 | 158.637 | 246.8204 | 0 | 0 | 0 | 0 | 0 | 0 | 133.2303 | 73.0064 | 288.8684 | 288.8684 | 0 | 0 | 0 | 0 | 0 | 25.2784 | 197.6252 | 59.3941 | 0 | 0 | 0 | 0 | 225.3746 | 183.7268 | 57.0321 | 207.8685 | 0.40092 | 0.40074 | 0.39596 | 0.37797 | 90.358 | 73.627 | 22.5822 | 78.5678
1 | 30 | 23 | 470.465 | 481.1547 | 494.6474 | 506.1831 | 0 | 0 | 0 | 0 | 147.9937 | 239.9787 | 0 | 0 | 0 | 0 | 0 | 0 | 135.1109 | 86.2326 | 302.8481 | 302.8481 | 0 | 0 | 0 | 0 | 0 | 28.0084 | 60.4986 | 209.6362 | 0 | 0 | 0 | 0 | 187.3603 | 126.935 | 131.3006 | -6.3013 | 0.39777 | 0.39563 | 0.3915 | 0.37266 | 74.5267 | 50.2189 | 51.4044 | -2.3483
1 | 30 | 24 | 426.7945 | 435.405 | 446.3901 | 455.6756 | 0 | 0 | 0 | 0 | 124.0264 | 237.0061 | 0 | 0 | 0 | 0 | 0 | 0 | 133.6087 | 98.0532 | 319.1138 | 319.1138 | 0 | 0 | 0 | 0 | 0 | 23.0216 | 171.9063 | 97.9226 | 0 | 0 | 0 | 0 | 169.1595 | 77.3241 | -44.63 | 38.6392 | 0.39698 | 0.39267 | 0.38667 | 0.36903 | 67.1531 | 30.3632 | -17.257 | 14.2592
1 | 31 | 1 | 395.8651 | 401.7065 | 409.4239 | 415.7197 | 0 | 0 | 0 | 0 | 120.9653 | 202.2497 | 0 | 0 | 0 | 0 | 0 | 0 | 119.2962 | 102.1626 | 335.4972 | 335.4972 | 0 | 0 | 0 | 0 | 0 | -2.3248 | 42.2546 | 113.0864 | 0 | 0 | 0 | 0 | 155.6036 | 99.6189 | 31.6721 | -32.8639 | 0.399 | 0.39187 | 0.38588 | 0.36679 | 62.0857 | 39.0377 | 12.2216 | -12.054
1 | 31 | 2 | 380.0251 | 383.9362 | 389.4837 | 393.8915 | 0 | 0 | 0 | 0 | 117.4288 | 178.9076 | 0 | 0 | 0 | 0 | 0 | 0 | 103.3139 | 104.9504 | 340.991 | 340.991 | 0 | 0 | 0 | 0 | 0 | 7.4913 | -14.5559 | -3.425 | 0 | 0 | 0 | 0 | 159.2824 | 92.5869 | 63.0486 | 56.3255 | 0.39922 | 0.39186 | 0.38422 | 0.36646 | 63.5892 | 36.2815 | 24.2245 | 20.6412
1 | 31 | 3 | 371.7468 | 374.0456 | 377.8021 | 380.6525 | 0 | 0 | 0 | 0 | 117.9642 | 175.5302 | 0 | 0 | 0 | 0 | 0 | 0 | 101.0784 | 111.8124 | 336.764 | 336.764 | 0 | 0 | 0 | 0 | 0 | -8.1025 | 183.4873 | -126.8523 | 0 | 0 | 0 | 0 | 152.7042 | 94.8055 | -142.4492 | 170.7409 | 0.39872 | 0.3916 | 0.38238 | 0.3658 | 60.8865 | 37.1254 | -54.4703 | 62.4569
1 | 31 | 4 | 370.4802 | 371.4182 | 373.6672 | 375.1815 | 0 | 0 | 0 | 0 | 112.608 | 182.492 | 0 | 0 | 0 | 0 | 0 | 0 | 118.1571 | 131.0667 | 329.4581 | 329.4581 | 0 | 0 | 0 | 0 | 0 | -1.5744 | -59.2242 | -65.1822 | 0 | 0 | 0 | 0 | 139.7151 | 59.4339 | 103.4334 | 110.9056 | 0.39774 | 0.39105 | 0.38218 | 0.36579 | 55.5706 | 23.2414 | 39.5306 | 40.5676
1 | 31 | 5 | 381.5536 | 381.3097 | 382.294 | 382.6768 | 0 | 0 | 0 | 0 | 104.748 | 201.9031 | 0 | 0 | 0 | 0 | 0 | 0 | 146.7777 | 150.7946 | 310.652 | 310.652 | 0 | 0 | 0 | 0 | 0 | -1.7514 | 25.0086 | -29.5615 | 0 | 0 | 0 | 0 | 130.0279 | 30.3634 | 46.6334 | 101.5863 | 0.39572 | 0.38832 | 0.382 | 0.36494 | 51.4546 | 11.7906 | 17.8139 | 37.0732
1 | 31 | 6 | 417.336 | 416.1365 | 416.2467 | 415.8843 | 0 | 0 | 0 | 0 | 134.6835 | 214.8058 | 0 | 0 | 0 | 0 | 0 | 0 | 155.1564 | 159.9467 | 290.5722 | 290.5722 | 0 | 0 | 0 | 0 | 0 | 43.166 | -7.5589 | -48.9395 | 0 | 0 | 0 | 0 | 127.4962 | -1.7819 | 133.2334 | 174.2516 | 0.39561 | 0.38891 | 0.3827 | 0.36553 | 50.4393 | -0.69302 | 50.9883 | 63.695
1 | 31 | 7 | 474.8425 | 473.8617 | 474.6233 | 475.0326 | 0 | 0 | 0 | 0 | 148.0121 | 244.0354 | 0 | 0 | 0 | 0 | 0 | 0 | 165.8291 | 172.5585 | 275.7268 | 275.7269 | 0 | 0 | 0 | 0 | 0 | 50.4687 | 211.36 | 134.0994 | 0 | 0 | 0 | 0 | 161.0013 | 6.7992 | -12.4635 | 65.2062 | 0.39512 | 0.39346 | 0.38571 | 0.37033 | 63.6143 | 2.6752 | -4.8073 | 24.1478
1 | 31 | 8 | 506.2764 | 505.8159 | 507.6637 | 509.4871 | 0 | 0 | 0 | 0 | 134.6569 | 202.1677 | 0 | 0 | 0 | 0 | 0 | 0 | 182.9245 | 228.7483 | 332.9479 | 336.3385 | 0 | 0 | 0 | 0 | 0 | -4.0117 | 42.2797 | -29.0425 | 0 | 0 | 0 | 0 | 188.695 | 78.9115 | 132.436 | 202.1911 | 0.39371 | 0.38507 | 0.38401 | 0.3747 | 74.2903 | 30.3861 | 50.8561 | 75.7618
1 | 31 | 9 | 509.6403 | 509.8825 | 512.9001 | 516.2153 | 0 | 0 | 0 | 0 | 113.26 | 154.4817 | 0 | 0 | 0 | 0 | 0 | 0 | 218.5011 | 354.291 | 536.2086 | 551.5084 | 0 | 0 | 0 | 0 | 0 | -39.8076 | -84.7197 | -51.4651 | 0 | 0 | 0 | 0 | 177.8791 | 40.9175 | 61.4112 | 16.172 | 0.37693 | 0.19574 | 0.19483 | 0.1952 | 67.0485 | 8.0091 | 11.9645 | 3.1568
1 | 31 | 10 | 516.6845 | 517.0097 | 520.1051 | 523.4358 | 0 | 0 | 0 | 0 | 117.3122 | 149.4386 | 0 | 0 | 0 | 0 | 0 | 0 | 272.3707 | 486.4283 | 735.9515 | 762.5872 | 0 | 0 | 0 | 0 | 0 | -34.3563 | -236.5524 | -380.0086 | 0 | 0 | 0 | 0 | 127.0015 | -84.5009 | 20.7061 | 140.8572 | 0.37868 | 0.19544 | 0.19523 | 0.10268 | 48.0925 | -16.5147 | 4.0425 | 14.4636
1 | 31 | 11 | 517.359 | 517.6965 | 520.5443 | 523.3375 | 0 | 0 | 0 | 0 | 105.7226 | 140.5713 | 0 | 0 | 0 | 0 | 0 | 0 | 286.1364 | 533.1515 | 819.911 | 852.4289 | 0 | 0 | 0 | 0 | 0 | -48.8293 | -311.2125 | -355.2909 | 0 | 0 | 0 | 0 | 125.4999 | -107.197 | 11.8458 | 26.1994 | 0.37978 | 0.19887 | 0.19965 | 0.10268 | 47.6619 | -21.3179 | 2.365 | 2.6902
1 | 31 | 12 | 516.1257 | 516.666 | 519.537 | 522.1155 | 0 | 0 | 0 | 0 | 98.75 | 141.0091 | 0 | 0 | 0 | 0 | 0 | 0 | 277.1263 | 539.0958 | 900.7415 | 934.5337 | 0 | 0 | 0 | 0 | 0 | -48.5577 | -328.5467 | -366.3532 | 0 | 0 | 0 | 0 | 140.2494 | -114.8812 | -52.6578 | -46.065 | 0.37904 | 0.19928 | 0.19965 | 0.10268 | 53.1606 | -22.8935 | -10.5131 | -4.7301
1 | 31 | 13 | 510.0511 | 511.6219 | 515.5411 | 518.9725 | 0 | 0 | 0 | 0 | 102.5017 | 140.9817 | 0 | 0 | 0 | 0 | 0 | 0 | 273.438 | 529.7932 | 1001.4746 | 1037.5316 | 0 | 0 | 0 | 0 | 0 | -47.8328 | -325.016 | -359.2497 | 0 | 0 | 0 | 0 | 134.1114 | -111.3202 | -160.9175 | -159.3095 | 0.37914 | 0.19928 | 0.19965 | 0.10268 | 50.8475 | -22.1838 | -32.1272 | -16.3584
1 | 31 | 14 | 506.2065 | 508.4286 | 513.0802 | 517.1962 | 0 | 0 | 0 | 0 | 108.057 | 144.5794 | 0 | 0 | 0 | 0 | 0 | 0 | 284.8179 | 571.945 | 1104.3629 | 1142.594 | 0 | 0 | 0 | 0 | 0 | -50.6032 | -294.9653 | -282.1515 | 0 | 0 | 0 | 0 | 113.3316 | -157.4926 | -296.3174 | -343.2463 | 0.37923 | 0.19925 | 0.19951 | 0.10268 | 42.9793 | -31.381 | -59.1193 | -35.2456
1 | 31 | 15 | 500.3379 | 503.2881 | 508.6975 | 513.4608 | 0 | 0 | 0 | 0 | 109.5899 | 150.4251 | 0 | 0 | 0 | 0 | 0 | 0 | 288.1721 | 538.1612 | 1033.44 | 1067.2947 | 0 | 0 | 0 | 0 | 0 | -36.6384 | -215.2765 | -220.3125 | 0 | 0 | 0 | 0 | 102.5759 | -148.6598 | -309.466 | -333.5214 | 0.37903 | 0.19565 | 0.19571 | 0.097328 | 38.8795 | -29.0848 | -60.5662 | -32.4611
1 | 31 | 16 | 497.1161 | 501.8656 | 509.2558 | 515.7849 | 0 | 0 | 0 | 0 | 112.0594 | 173.8324 | 0 | 0 | 0 | 0 | 0 | 0 | 290.2681 | 481.6132 | 884.3063 | 912.3648 | 0 | 0 | 0 | 0 | 0 | -20.5472 | -9.9417 | -30.2117 | 0 | 0 | 0 | 0 | 94.7886 | -133.0328 | -365.1087 | -366.3682 | 0.37973 | 0.1927 | 0.19404 | 0.18663 | 35.9946 | -25.6356 | -70.8471 | -68.374
1 | 31 | 17 | 498.9863 | 504.9812 | 513.7098 | 521.3699 | 0 | 0 | 0 | 0 | 139.0248 | 211.4701 | 0 | 0 | 0 | 0 | 0 | 0 | 219.2751 | 284.9982 | 560.2241 | 569.6154 | 0 | 0 | 0 | 0 | 0 | -1.3057 | -12.5879 | 86.1391 | 0 | 0 | 0 | 0 | 140.6863 | 9.8186 | -33.9264 | -134.3846 | 0.39657 | 0.40209 | 0.39866 | 0.38696 | 55.7918 | 3.948 | -13.5252 | -52.0016
1 | 31 | 18 | 546.2925 | 555.292 | 567.4889 | 578.1603 | 0 | 0 | 0 | 0 | 162.9455 | 252.0645 | 0 | 0 | 0 | 0 | 0 | 0 | 171.6989 | 167.2016 | 295.8067 | 295.8974 | 0 | 0 | 0 | 0 | 0 | 29.1308 | 123.5002 | 285.1707 | 0 | 0 | 0 | 0 | 211.6481 | 106.895 | 148.1819 | -2.9078 | 0.40419 | 0.40413 | 0.39849 | 0.38211 | 85.5451 | 43.199 | 59.049 | -1.1111
1 | 31 | 19 | 578.49 | 590.1361 | 605.341 | 618.618 | 0 | 0 | 0 | 0 | 168.7921 | 246.4077 | 0 | 0 | 0 | 0 | 0 | 0 | 173.5941 | 153.8892 | 306.2892 | 306.2892 | 0 | 0 | 0 | 0 | 0 | 26.4216 | 161.7987 | 245.9221 | 0 | 0 | 0 | 0 | 236.1038 | 163.4176 | 137.2531 | 66.4067 | 0.40616 | 0.40567 | 0.40134 | 0.38379 | 95.8954 | 66.2944 | 55.0848 | 25.4865
1 | 31 | 20 | 566.6675 | 578.6442 | 594.0845 | 607.4759 | 0 | 0 | 0 | 0 | 159.852 | 259.8245 | 0 | 0 | 0 | 0 | 0 | 0 | 177.0056 | 146.3737 | 325.7099 | 325.7099 | 0 | 0 | 0 | 0 | 0 | 4.2291 | 77.3766 | 210.5379 | 0 | 0 | 0 | 0 | 229.8099 | 168.2168 | 190.998 | 71.2282 | 0.40529 | 0.40498 | 0.3998 | 0.38283 | 93.1404 | 68.1249 | 76.3618 | 27.2681
1 | 31 | 21 | 552.3634 | 564.2052 | 579.3407 | 592.35 | 0 | 0 | 0 | 0 | 162.4558 | 245.7711 | 0 | 0 | 0 | 0 | 0 | 0 | 182.825 | 151.3197 | 353.2521 | 353.2521 | 0 | 0 | 0 | 0 | 0 | 7.2681 | 63.4491 | 267.2471 | 0 | 0 | 0 | 0 | 207.0826 | 159.8463 | 162.6395 | -28.1492 | 0.40397 | 0.40336 | 0.39852 | 0.38167 | 83.6543 | 64.4755 | 64.8154 | -10.7437
1 | 31 | 22 | 521.7379 | 533.4752 | 548.3473 | 561.107 | 0 | 0 | 0 | 0 | 158.637 | 246.8204 | 0 | 0 | 0 | 0 | 0 | 0 | 184.0128 | 155.1542 | 366.8091 | 366.8091 | 0 | 0 | 0 | 0 | 0 | 25.2784 | 197.6252 | 59.3941 | 0 | 0 | 0 | 0 | 179.0881 | 106.2222 | -16.087 | 134.9037 | 0.40092 | 0.40074 | 0.39596 | 0.37797 | 71.8006 | 42.5677 | -6.3698 | 50.9894
1 | 31 | 23 | 475.9943 | 486.8651 | 500.5771 | 512.3027 | 0 | 0 | 0 | 0 | 147.9937 | 239.9787 | 0 | 0 | 0 | 0 | 0 | 0 | 174.0668 | 142.4135 | 358.8847 | 358.8847 | 0 | 0 | 0 | 0 | 0 | 28.0084 | 60.4986 | 209.6362 | 0 | 0 | 0 | 0 | 153.9338 | 76.4644 | 81.1938 | -56.2182 | 0.39777 | 0.39563 | 0.3915 | 0.37266 | 61.2306 | 30.2514 | 31.7875 | -20.9505
1 | 31 | 24 | 430.3659 | 439.0933 | 450.2202 | 459.6283 | 0 | 0 | 0 | 0 | 124.0264 | 237.0061 | 0 | 0 | 0 | 0 | 0 | 0 | 162.2912 | 133.3386 | 351.1077 | 351.1077 | 0 | 0 | 0 | 0 | 0 | 23.0216 | 171.9063 | 97.9226 | 0 | 0 | 0 | 0 | 144.0484 | 45.727 | -72.7938 | 10.5981 | 0.39698 | 0.39267 | 0.38667 | 0.36903 | 57.1845 | 17.9558 | -28.147 | 3.9111
2 | 1 | 1 | 399.0263 | 405.4694 | 413.8657 | 420.766 | 0 | 0 | 0 | 0 | 107.2787 | 265.6116 | 0 | 0 | 0 | 0 | 0 | 0 | 155.3854 | 131.0277 | 347.5443 | 347.5443 | 0 | 0 | 0 | 0 | 0 | 13.0833 | 97.2645 | -17.7928 | 0 | 0 | 0 | 0 | 136.3622 | -4.2532 | -30.9431 | 91.0146 | 0.40941 | 0.38749 | 0.36569 | 0.36737 | 55.8275 | -1.6481 | -11.3154 | 33.4358
2 | 1 | 2 | 381.8609 | 386.2794 | 392.3889 | 397.289 | 0 | 0 | 0 | 0 | 89.812 | 211.03 | 0 | 0 | 0 | 0 | 0 | 0 | 151.1183 | 128.3235 | 338.9343 | 338.9343 | 0 | 0 | 0 | 0 | 0 | 0 | 0 | -29.6474 | 0 | 0 | 0 | 0 | 140.9306 | 46.9259 | 53.4545 | 88.0021 | 0.40877 | 0.38552 | 0.36832 | 0.36522 | 57.6083 | 18.0911 | 19.6884 | 32.1398
2 | 1 | 3 | 372.5415 | 375.1769 | 379.3055 | 382.4836 | 0 | 0 | 0 | 0 | 82.5522 | 207.0447 | 0 | 0 | 0 | 0 | 0 | 0 | 154.5962 | 128.3757 | 332.0282 | 332.0282 | 0 | 0 | 0 | 0 | 0 | 3.3847 | -40.8838 | -44.7161 | 0 | 0 | 0 | 0 | 135.3931 | 36.3719 | 88.1611 | 95.1715 | 0.40833 | 0.3849 | 0.36884 | 0.36626 | 55.2855 | 13.9995 | 32.5175 | 34.8579
2 | 1 | 4 | 370.9088 | 372.1628 | 374.761 | 376.5841 | 0 | 0 | 0 | 0 | 85.1515 | 229.4046 | 0 | 0 | 0 | 0 | 0 | 0 | 153.9276 | 127.8636 | 317.5575 | 317.5575 | 0 | 0 | 0 | 0 | 0 | 57.3115 | 21.7178 | -80.1075 | 0 | 0 | 0 | 0 | 131.8296 | -42.4168 | 35.4857 | 139.1341 | 0.40772 | 0.37892 | 0.36678 | 0.36631 | 53.7491 | -16.0726 | 13.0156 | 50.9657
2 | 1 | 5 | 382.1076 | 382.0382 | 383.2175 | 383.7736 | 0 | 0 | 0 | 0 | 94.0308 | 279.6462 | 0 | 0 | 0 | 0 | 0 | 0 | 144.4536 | 128.4544 | 321.2527 | 321.2527 | 0 | 0 | 0 | 0 | 0 | 3.5015 | 0 | -70.8932 | 0 | 0 | 0 | 0 | 143.6232 | -29.5638 | 61.9648 | 133.4141 | 0.409 | 0.38297 | 0.36528 | 0.36514 | 58.7421 | -11.3222 | 22.6343 | 48.7154
2 | 1 | 6 | 415.9618 | 414.911 | 415.1856 | 414.9767 | 0 | 0 | 0 | 0 | 142.38 | 227.1624 | 0 | 0 | 0 | 0 | 0 | 0 | 132.3777 | 130.6658 | 331.0421 | 331.0421 | 0 | 0 | 0 | 0 | 0 | 50.2313 | 196.4629 | 0 | 0 | 0 | 0 | 0 | 141.2041 | 6.8516 | -112.3194 | 83.9346 | 0.4104 | 0.38709 | 0.36491 | 0.36382 | 57.9502 | 2.6522 | -40.9869 | 30.5373
2 | 1 | 7 | 473.9609 | 473.3338 | 474.4986 | 475.2862 | 0 | 0 | 0 | 0 | 163.1179 | 249.681 | 0 | 0 | 0 | 0 | 0 | 0 | 130.0943 | 132.0496 | 327.309 | 327.3092 | 0 | 0 | 0 | 0 | 0 | 32.6881 | 190.1007 | 120.3775 | 0 | 0 | 0 | 0 | 180.7487 | 58.9152 | -42.9111 | 27.5995 | 0.40901 | 0.39641 | 0.37719 | 0.36382 | 73.9276 | 23.3546 | -16.1855 | 10.0413
2 | 1 | 8 | 503.0882 | 502.953 | 505.1817 | 507.3864 | 0 | 0 | 0 | 0 | 161.0487 | 222.764 | 0 | 0 | 0 | 0 | 0 | 0 | 155.0107 | 199.055 | 420.4894 | 425.3023 | 0 | 0 | 0 | 0 | 0 | -13.8334 | -19.2763 | 0 | 0 | 0 | 0 | 0 | 187.0289 | 94.9674 | 103.9686 | 82.0841 | 0.4026 | 0.40314 | 0.38075 | 0.37732 | 75.2985 | 38.2855 | 39.5861 | 30.9716
2 | 1 | 9 | 512.7568 | 513.5579 | 517.2559 | 521.236 | 0 | 0 | 0 | 0 | 124.9426 | 168.7838 | 0 | 0 | 0 | 0 | 0 | 0 | 188.7462 | 320.6291 | 660.16 | 678.4306 | 0 | 0 | 0 | 0 | 0 | -11.6667 | -53.7317 | 309.4849 | 0 | 0 | 0 | 0 | 199.068 | 35.8117 | -89.1724 | -466.6795 | 0.40979 | 0.40905 | 0.39309 | 0.38587 | 81.5756 | 14.6487 | -35.0523 | -180.0754
2 | 1 | 10 | 518.9021 | 519.7424 | 523.4617 | 527.4017 | 0 | 0 | 0 | 0 | 99.9878 | 128.0121 | 0 | 0 | 0 | 0 | 0 | 0 | 231.0061 | 407.7702 | 781.2776 | 810.7251 | 0 | 0 | 0 | 0 | 0 | -27.5042 | -46.4954 | -423.0455 | 0 | 0 | 0 | 0 | 187.9082 | 11.4643 | -211.3205 | 139.7221 | 0.4056 | 0 | 0 | 0 | 76.2165 | 0 | 0 | 0
2 | 1 | 11 | 522.0235 | 522.8924 | 526.3713 | 529.7546 | 0 | 0 | 0 | 0 | 93.5163 | 137.1434 | 0 | 0 | 0 | 0 | 0 | 0 | 259.0028 | 470.3707 | 877.4792 | 914.074 | 0 | 0 | 0 | 0 | 0 | -66.9167 | -340.8497 | -355.9846 | 0 | 0 | 0 | 0 | 169.5045 | -17.7051 | -10.2582 | -28.3347 | 0.40256 | 0 | 0 | 0 | 68.2356 | 0 | 0 | 0
2 | 1 | 12 | 519.9982 | 521.1368 | 524.6993 | 527.9094 | 0 | 0 | 0 | 0 | 94.7929 | 117.3317 | 0 | 0 | 0 | 0 | 0 | 0 | 264.9085 | 493.2424 | 901.5057 | 941.7387 | 0 | 0 | 0 | 0 | 0 | -52.044 | -344.1831 | -384.9432 | 0 | 0 | 0 | 0 | 160.2968 | -37.3933 | -32.6233 | -28.8861 | 0.3965 | 0 | 0 | 0 | 63.558 | 0 | 0 | 0
2 | 1 | 13 | 514.3409 | 516.4669 | 521.0228 | 525.0264 | 0 | 0 | 0 | 0 | 94.8582 | 117.3317 | 0 | 0 | 0 | 0 | 0 | 0 | 254.2307 | 498.546 | 923.824 | 964.5889 | 0 | 0 | 0 | 0 | 0 | -52.1329 | -344.501 | -359.1238 | 0 | 0 | 0 | 0 | 165.252 | -47.2779 | -58.3003 | -80.4387 | 0.39531 | 0 | 0 | 0 | 65.3259 | 0 | 0 | 0
2 | 1 | 14 | 512.0391 | 514.8648 | 520.213 | 524.9545 | 0 | 0 | 0 | 0 | 103.5471 | 117.3317 | 0 | 0 | 0 | 0 | 0 | 0 | 246.313 | 507.3599 | 958.8535 | 999.0527 | 0 | 0 | 0 | 0 | 0 | -52.1859 | -345.4061 | -351 | 0 | 0 | 0 | 0 | 162.179 | -57.6409 | -93.2344 | -123.0982 | 0.39361 | 0 | 0 | 0 | 63.8356 | 0 | 0 | 0
2 | 1 | 15 | 504.0071 | 507.3982 | 513.314 | 518.5321 | 0 | 0 | 0 | 0 | 111.5329 | 117.3317 | 0 | 0 | 0 | 0 | 0 | 0 | 235.9513 | 490.7014 | 971.9945 | 1007.5272 | 0 | 0 | 0 | 0 | 0 | -52.3988 | -296.7429 | -278.2481 | 0 | 0 | 0 | 0 | 156.5229 | -48.236 | -161.9376 | -210.7471 | 0.39648 | 0 | 0 | 0 | 62.0587 | 0 | 0 | 0
2 | 1 | 16 | 503.5831 | 509.165 | 517.5046 | 524.8807 | 0 | 0 | 0 | 0 | 134.9983 | 171.1953 | 0 | 0 | 0 | 0 | 0 | 0 | 230.9789 | 430.3444 | 863.8535 | 890.9749 | 0 | 0 | 0 | 0 | 0 | -3.1862 | -21.2366 | 48.2482 | 0 | 0 | 0 | 0 | 137.6059 | -89.1885 | -325.1124 | -414.3424 | 0.40398 | 0 | 0.39996 | 0 | 55.5904 | 0 | -130.0328 | 0
2 | 1 | 17 | 514.5374 | 522.3456 | 533.1429 | 542.6417 | 0 | 0 | 0 | 0 | 171.1038 | 171.8722 | 0 | 0 | 0 | 0 | 0 | 0 | 171.6465 | 272.7386 | 614.5386 | 623.1415 | 0 | 0 | 0 | 0 | 0 | -6.7227 | -17.55 | 34.4686 | 0 | 0 | 0 | 0 | 171.7871 | 84.4574 | -63.8457 | -114.9685 | 0.4024 | 0.40819 | 0.40418 | 0.39462 | 69.1273 | 34.4746 | -25.805 | -45.3686
2 | 1 | 18 | 548.9446 | 559.0534 | 572.4925 | 584.2757 | 0 | 0 | 0 | 0 | 178.4556 | 234.412 | 0 | 0 | 0 | 0 | 0 | 0 | 148.0132 | 183.1201 | 361.227 | 361.3162 | 0 | 0 | 0 | 0 | 0 | 2.8574 | 13.21 | 164.1797 | 0 | 0 | 0 | 0 | 222.4757 | 138.6639 | 198.0555 | 58.7798 | 0.40342 | 0.39939 | 0.39298 | 0.37664 | 89.7502 | 55.3809 | 77.8322 | 22.1388
2 | 1 | 19 | 577.1265 | 589.6334 | 605.7873 | 619.9127 | 0 | 0 | 0 | 0 | 188.7614 | 262.9668 | 0 | 0 | 0 | 0 | 0 | 0 | 150.4237 | 181.9766 | 368.4242 | 368.4242 | 0 | 0 | 0 | 0 | 0 | -1.4229 | 381.6408 | 323.101 | 0 | 0 | 0 | 0 | 237.9413 | 146.1129 | -144.2777 | -71.6125 | 0.41293 | 0.40451 | 0.39736 | 0.38359 | 98.2525 | 59.104 | -57.33 | -27.4699
2 | 1 | 20 | 570.4858 | 582.8771 | 598.7815 | 612.5728 | 0 | 0 | 0 | 0 | 205.4019 | 276.1724 | 0 | 0 | 0 | 0 | 0 | 0 | 146.6966 | 176.4043 | 375.7918 | 375.7918 | 0 | 0 | 0 | 0 | 0 | 20.4312 | 43.7006 | 432.4143 | 0 | 0 | 0 | 0 | 218.3874 | 109.8692 | 179.2891 | -195.6333 | 0.4122 | 0.4033 | 0.397 | 0.38296 | 90.0197 | 44.3097 | 71.1769 | -74.9206
2 | 1 | 21 | 554.19 | 566.5074 | 582.1609 | 595.6124 | 0 | 0 | 0 | 0 | 194.5387 | 278.6278 | 0 | 0 | 0 | 0 | 0 | 0 | 167.3345 | 185.2877 | 371.1227 | 371.1227 | 0 | 0 | 0 | 0 | 0 | 0 | 89.3218 | 117 | 0 | 0 | 0 | 0 | 192.3168 | 102.592 | 121.7165 | 107.4897 | 0.40612 | 0.40218 | 0.39602 | 0.38156 | 78.1036 | 41.26 | 48.2018 | 41.0141
2 | 1 | 22 | 521.1895 | 532.9395 | 547.8061 | 560.5399 | 0 | 0 | 0 | 0 | 178.6609 | 292.0419 | 0 | 0 | 0 | 0 | 0 | 0 | 129.0681 | 153.4219 | 355.6623 | 355.6623 | 0 | 0 | 0 | 0 | 0 | 0 | 21.2587 | 117 | 0 | 0 | 0 | 0 | 213.4604 | 87.4758 | 170.8851 | 87.8776 | 0.41109 | 0.39872 | 0.39241 | 0.37595 | 87.7522 | 34.8782 | 67.0573 | 33.0375
2 | 1 | 23 | 476.6399 | 487.9116 | 502.0562 | 514.1509 | 0 | 0 | 0 | 0 | 173.2079 | 243.0461 | 0 | 0 | 0 | 0 | 0 | 0 | 92.2075 | 112.9551 | 310.7108 | 310.7108 | 0 | 0 | 0 | 0 | 0 | 65.4166 | 97.2645 | 45.2856 | 0 | 0 | 0 | 0 | 211.2245 | 66.4938 | 94.0809 | 158.1545 | 0.41371 | 0.39663 | 0.38604 | 0.36606 | 87.3858 | 26.3732 | 36.3187 | 57.8936
2 | 1 | 24 | 431.7417 | 440.767 | 452.2144 | 461.8905 | 0 | 0 | 0 | 0 | 158.8749 | 242.1168 | 0 | 0 | 0 | 0 | 0 | 0 | 79.0292 | 88.2588 | 272.53 | 272.53 | 0 | 0 | 0 | 0 | 0 | 4.1195 | 174.8951 | 21.3867 | 0 | 0 | 0 | 0 | 193.8376 | 106.2719 | 4.7893 | 167.9738 | 0.40639 | 0.39199 | 0.37547 | 0.36382 | 78.7734 | 41.6572 | 1.7982 | 61.1125
2 | 2 | 1 | 398.7181 | 405.1511 | 413.5352 | 420.4249 | 0 | 0 | 0 | 0 | 107.2787 | 265.6116 | 0 | 0 | 0 | 0 | 0 | 0 | 72.8265 | 71.3904 | 233.1158 | 233.1158 | 0 | 0 | 0 | 0 | 0 | 13.0833 | 97.2645 | -17.7928 | 0 | 0 | 0 | 0 | 218.6129 | 55.0658 | 83.1549 | 205.102 | 0.40941 | 0.38749 | 0.36569 | 0.36737 | 89.5015 | 21.3374 | 30.4085 | 75.3479
2 | 2 | 2 | 382.151 | 386.579 | 392.6999 | 397.6101 | 0 | 0 | 0 | 0 | 89.812 | 211.03 | 0 | 0 | 0 | 0 | 0 | 0 | 71.9554 | 61.3101 | 210.1203 | 210.1203 | 0 | 0 | 0 | 0 | 0 | 0 | 0 | -29.6474 | 0 | 0 | 0 | 0 | 220.3836 | 114.2389 | 182.5797 | 217.1372 | 0.40877 | 0.38552 | 0.36832 | 0.36522 | 90.0864 | 44.0419 | 67.2477 | 79.3019
2 | 2 | 3 | 372.3783 | 375.0084 | 379.1306 | 382.303 | 0 | 0 | 0 | 0 | 82.5522 | 207.0447 | 0 | 0 | 0 | 0 | 0 | 0 | 72.7514 | 50.2648 | 188.0296 | 188.0296 | 0 | 0 | 0 | 0 | 0 | 3.3847 | -40.8838 | -44.7161 | 0 | 0 | 0 | 0 | 217.0747 | 114.3142 | 231.9847 | 238.9894 | 0.40833 | 0.3849 | 0.36884 | 0.36626 | 88.6387 | 43.9994 | 85.5655 | 87.5332
2 | 2 | 4 | 371.1989 | 372.4624 | 375.0721 | 376.9051 | 0 | 0 | 0 | 0 | 85.1515 | 229.4046 | 0 | 0 | 0 | 0 | 0 | 0 | 72.8989 | 41.7162 | 170.9324 | 170.9324 | 0 | 0 | 0 | 0 | 0 | 57.3115 | 21.7178 | -80.1075 | 0 | 0 | 0 | 0 | 213.1484 | 44.0302 | 182.4219 | 286.0802 | 0.40772 | 0.37892 | 0.36678 | 0.36631 | 86.904 | 16.6839 | 66.9095 | 104.793
2 | 2 | 5 | 382.9778 | 382.9369 | 384.1507 | 384.7367 | 0 | 0 | 0 | 0 | 94.0308 | 279.6462 | 0 | 0 | 0 | 0 | 0 | 0 | 74.7198 | 38.8321 | 165.1643 | 165.1643 | 0 | 0 | 0 | 0 | 0 | 3.5015 | 0 | -70.8932 | 0 | 0 | 0 | 0 | 214.2272 | 60.9572 | 218.9864 | 290.4656 | 0.409 | 0.38297 | 0.36528 | 0.36514 | 87.6193 | 23.345 | 79.9908 | 106.062
2 | 2 | 6 | 417.4121 | 416.4088 | 416.7409 | 416.5819 | 0 | 0 | 0 | 0 | 142.38 | 227.1624 | 0 | 0 | 0 | 0 | 0 | 0 | 75.145 | 32.2244 | 151.9488 | 151.9488 | 0 | 0 | 0 | 0 | 0 | 50.2313 | 196.4629 | 0 | 0 | 0 | 0 | 0 | 199.8871 | 106.7908 | 68.3292 | 264.6331 | 0.4104 | 0.38709 | 0.36491 | 0.36382 | 82.0337 | 41.3381 | 24.9343 | 96.2794
2 | 2 | 7 | 471.0603 | 470.3382 | 471.3879 | 472.0759 | 0 | 0 | 0 | 0 | 163.1179 | 249.681 | 0 | 0 | 0 | 0 | 0 | 0 | 71.5248 | 45.8894 | 176.7002 | 176.7004 | 0 | 0 | 0 | 0 | 0 | 32.6881 | 190.1007 | 120.3775 | 0 | 0 | 0 | 0 | 236.4176 | 142.0798 | 104.587 | 174.9979 | 0.40901 | 0.39641 | 0.37719 | 0.36382 | 96.6966 | 56.3218 | 39.4488 | 63.6681
2 | 2 | 8 | 503.0519 | 502.9155 | 505.1428 | 507.3463 | 0 | 0 | 0 | 0 | 161.0487 | 222.764 | 0 | 0 | 0 | 0 | 0 | 0 | 106.8516 | 136.3078 | 314.5942 | 320.026 | 0 | 0 | 0 | 0 | 0 | -13.8334 | -19.2763 | 0 | 0 | 0 | 0 | 0 | 235.1516 | 157.6771 | 209.8249 | 187.3202 | 0.4026 | 0.40314 | 0.38075 | 0.37732 | 94.6729 | 63.5666 | 79.8909 | 70.679
2 | 2 | 9 | 511.669 | 512.4345 | 516.0894 | 520.0321 | 0 | 0 | 0 | 0 | 124.9426 | 168.7838 | 0 | 0 | 0 | 0 | 0 | 0 | 178.1903 | 317.2291 | 670.906 | 691.9097 | 0 | 0 | 0 | 0 | 0 | -11.6667 | -53.7317 | 309.4849 | 0 | 0 | 0 | 0 | 208.5362 | 38.0883 | -101.0848 | -481.3624 | 0.40979 | 0.40905 | 0.39309 | 0.38587 | 85.4556 | 15.5799 | -39.7349 | -185.741
2 | 2 | 10 | 514.3336 | 515.0244 | 518.5624 | 522.3454 | 0 | 0 | 0 | 0 | 99.9878 | 128.0121 | 0 | 0 | 0 | 0 | 0 | 0 | 232.8652 | 446.3991 | 917.8884 | 951.8328 | 0 | 0 | 0 | 0 | 0 | -27.5042 | -46.4954 | -423.0455 | 0 | 0 | 0 | 0 | 181.4806 | -31.8827 | -352.8306 | -6.4419 | 0.4056 | 0 | 0 | 0 | 73.6094 | 0 | 0 | 0
2 | 2 | 11 | 514.4638 | 515.0852 | 518.264 | 521.3878 | 0 | 0 | 0 | 0 | 93.5163 | 137.1434 | 0 | 0 | 0 | 0 | 0 | 0 | 266.2299 | 524.1811 | 1069.4628 | 1112.3713 | 0 | 0 | 0 | 0 | 0 | -66.9167 | -340.8497 | -355.9846 | 0 | 0 | 0 | 0 | 154.7176 | -79.3227 | -210.349 | -234.9989 | 0.40256 | 0 | 0 | 0 | 62.283 | 0 | 0 | 0
2 | 2 | 12 | 511.0788 | 511.9254 | 515.1339 | 518.0377 | 0 | 0 | 0 | 0 | 94.7929 | 117.3317 | 0 | 0 | 0 | 0 | 0 | 0 | 286.1125 | 586.2377 | 1206.5889 | 1255.1805 | 0 | 0 | 0 | 0 | 0 | -52.044 | -344.1831 | -384.9432 | 0 | 0 | 0 | 0 | 130.1734 | -139.6 | -347.272 | -352.1995 | 0.3965 | 0 | 0 | 0 | 51.614 | 0 | 0 | 0
2 | 2 | 13 | 501.7775 | 503.4923 | 507.5496 | 511.1218 | 0 | 0 | 0 | 0 | 94.8582 | 117.3317 | 0 | 0 | 0 | 0 | 0 | 0 | 298.5853 | 623.9211 | 1276.4403 | 1328.3506 | 0 | 0 | 0 | 0 | 0 | -52.1329 | -344.501 | -359.1238 | 0 | 0 | 0 | 0 | 108.334 | -185.6276 | -424.3898 | -458.1051 | 0.39531 | 0 | 0 | 0 | 42.8256 | 0 | 0 | 0
2 | 2 | 14 | 497.4091 | 499.7559 | 504.5234 | 508.7626 | 0 | 0 | 0 | 0 | 103.5471 | 117.3317 | 0 | 0 | 0 | 0 | 0 | 0 | 287.8943 | 608.9319 | 1247.4143 | 1296.8198 | 0 | 0 | 0 | 0 | 0 | -52.1859 | -345.4061 | -351 | 0 | 0 | 0 | 0 | 105.9677 | -174.3217 | -397.4848 | -437.0572 | 0.39361 | 0 | 0 | 0 | 41.7102 | 0 | 0 | 0
2 | 2 | 15 | 487.0204 | 489.8554 | 495.0969 | 499.7317 | 0 | 0 | 0 | 0 | 111.5329 | 117.3317 | 0 | 0 | 0 | 0 | 0 | 0 | 255.4663 | 534.566 | 1059.1444 | 1101.0368 | 0 | 0 | 0 | 0 | 0 | -52.3988 | -296.7429 | -278.2481 | 0 | 0 | 0 | 0 | 120.0212 | -109.6435 | -267.3045 | -323.057 | 0.39648 | 0 | 0 | 0 | 47.5864 | 0 | 0 | 0
2 | 2 | 16 | 480.5594 | 485.3876 | 492.8134 | 499.3989 | 0 | 0 | 0 | 0 | 134.9983 | 171.1953 | 0 | 0 | 0 | 0 | 0 | 0 | 203.8269 | 419.4937 | 886.4022 | 916.101 | 0 | 0 | 0 | 0 | 0 | -3.1862 | -21.2366 | 48.2482 | 0 | 0 | 0 | 0 | 141.7342 | -102.1152 | -372.3522 | -464.9503 | 0.40398 | 0 | 0.39996 | 0 | 57.2581 | 0 | -148.927 | 0
2 | 2 | 17 | 483.0294 | 489.8062 | 499.3529 | 507.7698 | 0 | 0 | 0 | 0 | 171.1038 | 171.8722 | 0 | 0 | 0 | 0 | 0 | 0 | 106.8548 | 200.8132 | 527.2973 | 536.1594 | 0 | 0 | 0 | 0 | 0 | -6.7227 | -17.55 | 34.4686 | 0 | 0 | 0 | 0 | 205.0708 | 123.8434 | -10.3944 | -62.8583 | 0.4024 | 0.40819 | 0.40418 | 0.39462 | 82.5207 | 50.5515 | -4.2012 | -24.805
2 | 2 | 18 | 522.2588 | 531.4941 | 543.874 | 554.7409 | 0 | 0 | 0 | 0 | 178.4556 | 234.412 | 0 | 0 | 0 | 0 | 0 | 0 | 60.3278 | 92.8419 | 278.6346 | 278.7296 | 0 | 0 | 0 | 0 | 0 | 2.8574 | 13.21 | 164.1797 | 0 | 0 | 0 | 0 | 283.4754 | 201.3828 | 252.0295 | 111.8316 | 0.40342 | 0.39939 | 0.39298 | 0.37664 | 114.3584 | 80.4302 | 99.043 | 42.1201
2 | 2 | 19 | 552.2536 | 563.9464 | 579.113 | 592.3844 | 0 | 0 | 0 | 0 | 188.7614 | 262.9668 | 0 | 0 | 0 | 0 | 0 | 0 | 57.492 | 94.0292 | 275.5583 | 275.5583 | 0 | 0 | 0 | 0 | 0 | -1.4229 | 381.6408 | 323.101 | 0 | 0 | 0 | 0 | 306.0002 | 208.3732 | -78.0861 | -6.275 | 0.41293 | 0.40451 | 0.39736 | 0.38359 | 126.3559 | 84.2888 | -31.0282 | -2.407
2 | 2 | 20 | 539.1954 | 550.5623 | 565.2248 | 577.9417 | 0 | 0 | 0 | 0 | 205.4019 | 276.1724 | 0 | 0 | 0 | 0 | 0 | 0 | 52.6679 | 100.0754 | 287.6507 | 287.6507 | 0 | 0 | 0 | 0 | 0 | 20.4312 | 43.7006 | 432.4143 | 0 | 0 | 0 | 0 | 281.1256 | 153.8834 | 233.8735 | -142.1234 | 0.4122 | 0.4033 | 0.397 | 0.38296 | 115.8804 | 62.0605 | 92.8467 | -54.4282
2 | 2 | 21 | 523.5703 | 534.8854 | 549.3236 | 561.7236 | 0 | 0 | 0 | 0 | 194.5387 | 278.6278 | 0 | 0 | 0 | 0 | 0 | 0 | 46.9648 | 102.2547 | 292.0095 | 292.0095 | 0 | 0 | 0 | 0 | 0 | 0 | 89.3218 | 117 | 0 | 0 | 0 | 0 | 282.0668 | 154.0029 | 167.9924 | 152.7142 | 0.40612 | 0.40218 | 0.39602 | 0.38156 | 114.5528 | 61.9362 | 66.5279 | 58.2701
2 | 2 | 22 | 503.0606 | 514.2172 | 528.3642 | 540.4755 | 0 | 0 | 0 | 0 | 178.6609 | 292.0419 | 0 | 0 | 0 | 0 | 0 | 0 | 45.5845 | 103.9575 | 295.4149 | 295.4149 | 0 | 0 | 0 | 0 | 0 | 0 | 21.2587 | 117 | 0 | 0 | 0 | 0 | 278.8151 | 118.2179 | 211.6906 | 128.0606 | 0.41109 | 0.39872 | 0.39241 | 0.37595 | 114.6191 | 47.1357 | 83.0698 | 48.1442
2 | 2 | 23 | 471.1831 | 482.2762 | 496.2042 | 508.1115 | 0 | 0 | 0 | 0 | 173.2079 | 243.0461 | 0 | 0 | 0 | 0 | 0 | 0 | 45.5144 | 100.0768 | 287.6344 | 287.6344 | 0 | 0 | 0 | 0 | 0 | 65.4166 | 97.2645 | 45.2856 | 0 | 0 | 0 | 0 | 252.4609 | 73.7367 | 111.3053 | 175.1915 | 0.41371 | 0.39663 | 0.38604 | 0.36606 | 104.4458 | 29.2459 | 42.9679 | 64.1301
2 | 2 | 24 | 434.5335 | 443.6502 | 455.2085 | 464.9804 | 0 | 0 | 0 | 0 | 158.8749 | 242.1168 | 0 | 0 | 0 | 0 | 0 | 0 | 46.0064 | 98.8329 | 284.6207 | 284.6207 | 0 | 0 | 0 | 0 | 0 | 4.1195 | 174.8951 | 21.3867 | 0 | 0 | 0 | 0 | 229.6522 | 98.5811 | -4.3073 | 158.973 | 0.40639 | 0.39199 | 0.37547 | 0.36382 | 93.3281 | 38.6425 | -1.6173 | 57.8378
2 | 3 | 1 | 401.7094 | 408.2403 | 416.7431 | 423.7355 | 0 | 0 | 0 | 0 | 107.2787 | 265.6116 | 0 | 0 | 0 | 0 | 0 | 0 | 50.0226 | 103.3033 | 289.8803 | 289.8803 | 0 | 0 | 0 | 0 | 0 | 13.0833 | 97.2645 | -17.7928 | 0 | 0 | 0 | 0 | 244.408 | 26.2421 | 29.5982 | 151.6481 | 0.40941 | 0.38749 | 0.36569 | 0.36737 | 100.0622 | 10.1685 | 10.8236 | 55.7106
2 | 3 | 2 | 381.9697 | 386.3918 | 392.5055 | 397.4094 | 0 | 0 | 0 | 0 | 89.812 | 211.03 | 0 | 0 | 0 | 0 | 0 | 0 | 54.6153 | 108.5046 | 298.6711 | 298.6711 | 0 | 0 | 0 | 0 | 0 | 0 | 0 | -29.6474 | 0 | 0 | 0 | 0 | 237.5424 | 66.8572 | 93.8344 | 128.3857 | 0.40877 | 0.38552 | 0.36832 | 0.36522 | 97.1004 | 25.7751 | 34.5611 | 46.8885
2 | 3 | 3 | 371.8345 | 374.4467 | 378.5473 | 381.7011 | 0 | 0 | 0 | 0 | 82.5522 | 207.0447 | 0 | 0 | 0 | 0 | 0 | 0 | 63.8348 | 107.4265 | 296.2287 | 296.2287 | 0 | 0 | 0 | 0 | 0 | 3.3847 | -40.8838 | -44.7161 | 0 | 0 | 0 | 0 | 225.4475 | 56.5909 | 123.2024 | 130.1884 | 0.40833 | 0.3849 | 0.36884 | 0.36626 | 92.0576 | 21.7817 | 45.4421 | 47.6833
2 | 3 | 4 | 367.1742 | 368.306 | 370.756 | 372.4508 | 0 | 0 | 0 | 0 | 85.1515 | 229.4046 | 0 | 0 | 0 | 0 | 0 | 0 | 83.195 | 106.8653 | 292.4405 | 292.4405 | 0 | 0 | 0 | 0 | 0 | 57.3115 | 21.7178 | -80.1075 | 0 | 0 | 0 | 0 | 198.8277 | -25.2753 | 56.5976 | 160.1177 | 0.40772 | 0.37892 | 0.36678 | 0.36631 | 81.0653 | -9.5773 | 20.7591 | 58.6521
2 | 3 | 5 | 370.4144 | 369.9623 | 370.6775 | 370.8321 | 0 | 0 | 0 | 0 | 94.0308 | 279.6462 | 0 | 0 | 0 | 0 | 0 | 0 | 99.891 | 111.9051 | 300.1533 | 300.1533 | 0 | 0 | 0 | 0 | 0 | 3.5015 | 0 | -70.8932 | 0 | 0 | 0 | 0 | 176.4927 | -25.0904 | 70.5242 | 141.572 | 0.409 | 0.38297 | 0.36528 | 0.36514 | 72.1858 | -9.609 | 25.7609 | 51.6943
2 | 3 | 6 | 382.8404 | 380.7054 | 379.6652 | 378.3191 | 0 | 0 | 0 | 0 | 142.38 | 227.1624 | 0 | 0 | 0 | 0 | 0 | 0 | 108.9705 | 113.9892 | 303.6093 | 303.6093 | 0 | 0 | 0 | 0 | 0 | 50.2313 | 196.4629 | 0 | 0 | 0 | 0 | 0 | 131.4898 | -10.6775 | -120.407 | 74.7098 | 0.4104 | 0.38709 | 0.36491 | 0.36382 | 53.9635 | -4.1332 | -43.9381 | 27.1811
2 | 3 | 7 | 400.0313 | 396.9842 | 395.2146 | 393.4636 | 0 | 0 | 0 | 0 | 163.1179 | 249.681 | 0 | 0 | 0 | 0 | 0 | 0 | 116.2118 | 116.6545 | 303.8645 | 303.8648 | 0 | 0 | 0 | 0 | 0 | 32.6881 | 190.1007 | 120.3775 | 0 | 0 | 0 | 0 | 120.7016 | -2.0394 | -98.7507 | -30.7787 | 0.40901 | 0.39641 | 0.37719 | 0.36382 | 49.3679 | -0.80844 | -37.2474 | -11.198
2 | 3 | 8 | 407.4583 | 404.1927 | 402.6257 | 401.5468 | 0 | 0 | 0 | 0 | 161.0487 | 222.764 | 0 | 0 | 0 | 0 | 0 | 0 | 172.828 | 223.9707 | 500.7664 | 506.5436 | 0 | 0 | 0 | 0 | 0 | -13.8334 | -19.2763 | 0 | 0 | 0 | 0 | 0 | 73.5817 | -28.7086 | -78.8644 | -104.9969 | 0.4026 | 0.40314 | 0.38075 | 0.37732 | 29.6242 | -11.5737 | -30.0277 | -39.617
2 | 3 | 9 | 435.437 | 433.7071 | 434.3363 | 435.6614 | 0 | 0 | 0 | 0 | 124.9426 | 168.7838 | 0 | 0 | 0 | 0 | 0 | 0 | 248.7846 | 410.2901 | 890.9499 | 914.496 | 0 | 0 | 0 | 0 | 0 | -11.6667 | -53.7317 | 309.4849 | 0 | 0 | 0 | 0 | 61.7099 | -133.7001 | -402.8819 | -788.3195 | 0.40979 | 0.40905 | 0.39309 | 0.38587 | 25.288 | -54.6897 | -158.3669 | -304.1851
2 | 3 | 10 | 441.3648 | 439.667 | 440.3088 | 441.5863 | 0 | 0 | 0 | 0 | 99.9878 | 128.0121 | 0 | 0 | 0 | 0 | 0 | 0 | 291.9955 | 516.15 | 1091.4984 | 1128.9609 | 0 | 0 | 0 | 0 | 0 | -27.5042 | -46.4954 | -423.0455 | 0 | 0 | 0 | 0 | 49.3815 | -176.9909 | -604.6943 | -264.3291 | 0.4056 | 0 | 0 | 0 | 20.0294 | 0 | 0 | 0
2 | 3 | 11 | 444.4681 | 442.7983 | 443.1989 | 443.9192 | 0 | 0 | 0 | 0 | 93.5163 | 137.1434 | 0 | 0 | 0 | 0 | 0 | 0 | 328.4108 | 587.4621 | 1221.0041 | 1267.5377 | 0 | 0 | 0 | 0 | 0 | -66.9167 | -340.8497 | -355.9846 | 0 | 0 | 0 | 0 | 22.5411 | -214.8906 | -436.9555 | -467.6339 | 0.40256 | 0 | 0 | 0 | 9.0741 | 0 | 0 | 0
2 | 3 | 12 | 440.4124 | 438.9458 | 439.3494 | 439.8268 | 0 | 0 | 0 | 0 | 94.7929 | 117.3317 | 0 | 0 | 0 | 0 | 0 | 0 | 339.0923 | 617.0681 | 1277.5992 | 1328.2772 | 0 | 0 | 0 | 0 | 0 | -52.044 | -344.1831 | -384.9432 | 0 | 0 | 0 | 0 | 6.5272 | -243.41 | -494.0667 | -503.5072 | 0.3965 | 0 | 0 | 0 | 2.5881 | 0 | 0 | 0
2 | 3 | 13 | 433.6673 | 433.1525 | 434.5064 | 435.7399 | 0 | 0 | 0 | 0 | 94.8582 | 117.3317 | 0 | 0 | 0 | 0 | 0 | 0 | 331.6806 | 626.7336 | 1305.2273 | 1356.5665 | 0 | 0 | 0 | 0 | 0 | -52.1329 | -344.501 | -359.1238 | 0 | 0 | 0 | 0 | 7.1285 | -258.7798 | -526.2199 | -561.7029 | 0.39531 | 0 | 0 | 0 | 2.818 | 0 | 0 | 0
2 | 3 | 14 | 426.1081 | 426.121 | 428.0585 | 429.8493 | 0 | 0 | 0 | 0 | 103.5471 | 117.3317 | 0 | 0 | 0 | 0 | 0 | 0 | 309.1374 | 610.2676 | 1271.0153 | 1320.1529 | 0 | 0 | 0 | 0 | 0 | -52.1859 | -345.4061 | -351 | 0 | 0 | 0 | 0 | 13.4237 | -249.2924 | -497.5508 | -539.3036 | 0.39361 | 0 | 0 | 0 | 5.2837 | 0 | 0 | 0
2 | 3 | 15 | 419.871 | 420.5079 | 423.0842 | 425.4133 | 0 | 0 | 0 | 0 | 111.5329 | 117.3317 | 0 | 0 | 0 | 0 | 0 | 0 | 269.2573 | 539.9457 | 1156.7144 | 1198.7326 | 0 | 0 | 0 | 0 | 0 | -52.3988 | -296.7429 | -278.2481 | 0 | 0 | 0 | 0 | 39.0807 | -184.3707 | -436.8873 | -495.0712 | 0.39648 | 0 | 0 | 0 | 15.4948 | 0 | 0 | 0
2 | 3 | 16 | 416.8726 | 419.6161 | 424.514 | 428.9127 | 0 | 0 | 0 | 0 | 134.9983 | 171.1953 | 0 | 0 | 0 | 0 | 0 | 0 | 217.9579 | 440.9404 | 995.4864 | 1026.2114 | 0 | 0 | 0 | 0 | 0 | -3.1862 | -21.2366 | 48.2482 | 0 | 0 | 0 | 0 | 63.9164 | -189.3335 | -549.7358 | -645.5468 | 0.40398 | 0 | 0.39996 | 0 | 25.8211 | 0 | -219.8738 | 0
2 | 3 | 17 | 423.2403 | 428.0599 | 435.2336 | 441.5975 | 0 | 0 | 0 | 0 | 171.1038 | 171.8722 | 0 | 0 | 0 | 0 | 0 | 0 | 112.4078 | 232.9007 | 634.7912 | 644.8167 | 0 | 0 | 0 | 0 | 0 | -6.7227 | -17.55 | 34.4686 | 0 | 0 | 0 | 0 | 139.7288 | 30.0096 | -182.0076 | -237.6879 | 0.4024 | 0.40819 | 0.40418 | 0.39462 | 56.227 | 12.2496 | -73.5635 | -93.796
2 | 3 | 18 | 462.7417 | 470.0287 | 480.0463 | 488.8696 | 0 | 0 | 0 | 0 | 178.4556 | 234.412 | 0 | 0 | 0 | 0 | 0 | 0 | 57.4394 | 99.3254 | 298.153 | 298.2731 | 0 | 0 | 0 | 0 | 0 | 2.8574 | 13.21 | 164.1797 | 0 | 0 | 0 | 0 | 226.8467 | 133.4339 | 168.6834 | 26.4168 | 0.40342 | 0.39939 | 0.39298 | 0.37664 | 91.5135 | 53.2921 | 66.2895 | 9.9496
2 | 3 | 19 | 508.7443 | 519.0128 | 532.4525 | 544.2299 | 0 | 0 | 0 | 0 | 188.7614 | 262.9668 | 0 | 0 | 0 | 0 | 0 | 0 | 57.4423 | 88.199 | 258.2926 | 258.2926 | 0 | 0 | 0 | 0 | 0 | -1.4229 | 381.6408 | 323.101 | 0 | 0 | 0 | 0 | 262.5406 | 169.2699 | -107.4808 | -37.1638 | 0.41293 | 0.40451 | 0.39736 | 0.38359 | 108.4103 | 68.4712 | -42.7084 | -14.2557
2 | 3 | 20 | 500.7259 | 510.8336 | 523.9691 | 535.365 | 0 | 0 | 0 | 0 | 205.4019 | 276.1724 | 0 | 0 | 0 | 0 | 0 | 0 | 59.4497 | 74.0902 | 229.7423 | 229.7423 | 0 | 0 | 0 | 0 | 0 | 20.4312 | 43.7006 | 432.4143 | 0 | 0 | 0 | 0 | 235.8742 | 140.1397 | 250.5262 | -126.7916 | 0.4122 | 0.4033 | 0.397 | 0.38296 | 97.2278 | 56.5177 | 99.4577 | -48.5566
2 | 3 | 21 | 487.8926 | 498.0399 | 511.062 | 522.2369 | 0 | 0 | 0 | 0 | 194.5387 | 278.6278 | 0 | 0 | 0 | 0 | 0 | 0 | 60.1968 | 71.7133 | 226.7941 | 226.7941 | 0 | 0 | 0 | 0 | 0 | 0 | 89.3218 | 117 | 0 | 0 | 0 | 0 | 233.1571 | 147.6988 | 194.9461 | 178.4428 | 0.40612 | 0.40218 | 0.39602 | 0.38156 | 94.6896 | 59.4009 | 77.202 | 68.0872
2 | 3 | 22 | 471.2081 | 481.3221 | 494.2048 | 505.2224 | 0 | 0 | 0 | 0 | 178.6609 | 292.0419 | 0 | 0 | 0 | 0 | 0 | 0 | 61.3522 | 75.2931 | 235.419 | 235.419 | 0 | 0 | 0 | 0 | 0 | 0 | 21.2587 | 117 | 0 | 0 | 0 | 0 | 231.195 | 113.9871 | 237.5272 | 152.8034 | 0.41109 | 0.39872 | 0.39241 | 0.37595 | 95.0428 | 45.4488 | 93.2083 | 57.4462
2 | 3 | 23 | 442.5032 | 452.6575 | 465.4472 | 476.3696 | 0 | 0 | 0 | 0 | 173.2079 | 243.0461 | 0 | 0 | 0 | 0 | 0 | 0 | 63.4347 | 78.8022 | 244.9432 | 244.9432 | 0 | 0 | 0 | 0 | 0 | 65.4166 | 97.2645 | 45.2856 | 0 | 0 | 0 | 0 | 205.8606 | 65.3925 | 123.2394 | 186.1408 | 0.41371 | 0.39663 | 0.38604 | 0.36606 | 85.1668 | 25.9364 | 47.5749 | 68.1382
2 | 3 | 24 | 410.8572 | 419.1989 | 429.8174 | 438.7764 | 0 | 0 | 0 | 0 | 158.8749 | 242.1168 | 0 | 0 | 0 | 0 | 0 | 0 | 68.614 | 84.0209 | 255.5419 | 255.5419 | 0 | 0 | 0 | 0 | 0 | 4.1195 | 174.8951 | 21.3867 | 0 | 0 | 0 | 0 | 183.3683 | 88.9417 | -0.61962 | 161.8478 | 0.40639 | 0.39199 | 0.37547 | 0.36382 | 74.5188 | 34.864 | -0.23265 | 58.8837
2 | 4 | 1 | 384.9039 | 390.8847 | 398.7205 | 405.1359 | 0 | 0 | 0 | 0 | 107.2787 | 265.6116 | 0 | 0 | 0 | 0 | 0 | 0 | 74.0266 | 86.8026 | 261.1053 | 261.1053 | 0 | 0 | 0 | 0 | 0 | 13.0833 | 97.2645 | -17.7928 | 0 | 0 | 0 | 0 | 203.5986 | 25.3872 | 40.3507 | 161.8234 | 0.40941 | 0.38749 | 0.36569 | 0.36737 | 83.3545 | 9.8372 | 14.7556 | 59.4487
2 | 4 | 2 | 368.3187 | 372.2939 | 377.8658 | 382.301 | 0 | 0 | 0 | 0 | 89.812 | 211.03 | 0 | 0 | 0 | 0 | 0 | 0 | 80.0772 | 87.3534 | 262.2068 | 262.2068 | 0 | 0 | 0 | 0 | 0 | 0 | 0 | -29.6474 | 0 | 0 | 0 | 0 | 198.4294 | 73.9105 | 115.659 | 149.7415 | 0.40877 | 0.38552 | 0.36832 | 0.36522 | 81.1122 | 28.4943 | 42.5995 | 54.688
2 | 4 | 3 | 354.7208 | 356.7728 | 360.1942 | 362.7603 | 0 | 0 | 0 | 0 | 82.5522 | 207.0447 | 0 | 0 | 0 | 0 | 0 | 0 | 84.9958 | 87.9711 | 263.4422 | 263.4422 | 0 | 0 | 0 | 0 | 0 | 3.3847 | -40.8838 | -44.7161 | 0 | 0 | 0 | 0 | 187.1728 | 58.3724 | 137.6358 | 144.0342 | 0.40833 | 0.3849 | 0.36884 | 0.36626 | 76.4288 | 22.4674 | 50.7658 | 52.7545
2 | 4 | 4 | 350.3869 | 350.9692 | 352.7528 | 353.8712 | 0 | 0 | 0 | 0 | 85.1515 | 229.4046 | 0 | 0 | 0 | 0 | 0 | 0 | 84.5604 | 87.4659 | 262.4319 | 262.4319 | 0 | 0 | 0 | 0 | 0 | 57.3115 | 21.7178 | -80.1075 | 0 | 0 | 0 | 0 | 180.675 | -23.2128 | 68.6031 | 171.5468 | 0.40772 | 0.37892 | 0.36678 | 0.36631 | 73.6641 | -8.7958 | 25.1625 | 62.8387
2 | 4 | 5 | 351.089 | 350.0043 | 349.9524 | 349.4434 | 0 | 0 | 0 | 0 | 94.0308 | 279.6462 | 0 | 0 | 0 | 0 | 0 | 0 | 82.3844 | 84.9614 | 257.4228 | 257.4228 | 0 | 0 | 0 | 0 | 0 | 3.5015 | 0 | -70.8932 | 0 | 0 | 0 | 0 | 174.6738 | -18.1047 | 92.5296 | 162.9138 | 0.409 | 0.38297 | 0.36528 | 0.36514 | 71.4419 | -6.9336 | 33.799 | 59.4871
2 | 4 | 6 | 359.4722 | 356.5723 | 354.6046 | 352.4561 | 0 | 0 | 0 | 0 | 142.38 | 227.1624 | 0 | 0 | 0 | 0 | 0 | 0 | 81.1248 | 81.1949 | 249.8899 | 249.8899 | 0 | 0 | 0 | 0 | 0 | 50.2313 | 196.4629 | 0 | 0 | 0 | 0 | 0 | 135.9674 | -2.0163 | -91.7481 | 102.5662 | 0.4104 | 0.38709 | 0.36491 | 0.36382 | 55.8011 | -0.78051 | -33.4801 | 37.3159
2 | 4 | 7 | 370.6806 | 366.6727 | 363.7382 | 360.9794 | 0 | 0 | 0 | 0 | 163.1179 | 249.681 | 0 | 0 | 0 | 0 | 0 | 0 | 81.3314 | 77.0048 | 238.3501 | 238.3505 | 0 | 0 | 0 | 0 | 0 | 32.6881 | 190.1007 | 120.3775 | 0 | 0 | 0 | 0 | 126.2313 | 7.2988 | -64.7127 | 2.2514 | 0.40901 | 0.39641 | 0.37719 | 0.36382 | 51.6296 | 2.8933 | -24.4087 | 0.8191
2 | 4 | 8 | 378.3252 | 374.1059 | 371.3826 | 369.3033 | 0 | 0 | 0 | 0 | 161.0487 | 222.764 | 0 | 0 | 0 | 0 | 0 | 0 | 130.098 | 168.3848 | 395.0668 | 400.8399 | 0 | 0 | 0 | 0 | 0 | -13.8334 | -19.2763 | 0 | 0 | 0 | 0 | 0 | 87.1785 | -3.2095 | -4.4079 | -31.5366 | 0.4026 | 0.40314 | 0.38075 | 0.37732 | 35.0984 | -1.2939 | -1.6783 | -11.8993
2 | 4 | 9 | 399.7956 | 396.899 | 396.1136 | 396.2148 | 0 | 0 | 0 | 0 | 124.9426 | 168.7838 | 0 | 0 | 0 | 0 | 0 | 0 | 211.3675 | 350.6418 | 770.0404 | 792.8668 | 0 | 0 | 0 | 0 | 0 | -11.6667 | -53.7317 | 309.4849 | 0 | 0 | 0 | 0 | 63.4856 | -110.8598 | -320.1952 | -706.1369 | 0.40979 | 0.40905 | 0.39309 | 0.38587 | 26.0156 | -45.3469 | -125.864 | -272.4737
2 | 4 | 10 | 411.8328 | 409.1683 | 408.6379 | 408.9014 | 0 | 0 | 0 | 0 | 99.9878 | 128.0121 | 0 | 0 | 0 | 0 | 0 | 0 | 268.7074 | 476.8321 | 997.604 | 1034.2138 | 0 | 0 | 0 | 0 | 0 | -27.5042 | -46.4954 | -423.0455 | 0 | 0 | 0 | 0 | 43.1376 | -168.1717 | -542.4707 | -202.2668 | 0.4056 | 0 | 0 | 0 | 17.4968 | 0 | 0 | 0
2 | 4 | 11 | 418.3988 | 415.8756 | 415.2415 | 415.0666 | 0 | 0 | 0 | 0 | 93.5163 | 137.1434 | 0 | 0 | 0 | 0 | 0 | 0 | 306.9392 | 554.4521 | 1130.9231 | 1176.8725 | 0 | 0 | 0 | 0 | 0 | -66.9167 | -340.8497 | -355.9846 | 0 | 0 | 0 | 0 | 17.9433 | -208.8033 | -374.8319 | -405.8213 | 0.40256 | 0 | 0 | 0 | 7.2232 | 0 | 0 | 0
2 | 4 | 12 | 422.0478 | 419.9801 | 419.6548 | 419.5015 | 0 | 0 | 0 | 0 | 94.7929 | 117.3317 | 0 | 0 | 0 | 0 | 0 | 0 | 323.1516 | 582.2502 | 1170.9125 | 1221.2516 | 0 | 0 | 0 | 0 | 0 | -52.044 | -344.1831 | -384.9432 | 0 | 0 | 0 | 0 | 4.1033 | -227.5578 | -407.0747 | -416.8068 | 0.3965 | 0 | 0 | 0 | 1.627 | 0 | 0 | 0
2 | 4 | 13 | 425.2011 | 424.4092 | 425.427 | 426.3698 | 0 | 0 | 0 | 0 | 94.8582 | 117.3317 | 0 | 0 | 0 | 0 | 0 | 0 | 328.6226 | 595.8654 | 1204.7526 | 1256.5967 | 0 | 0 | 0 | 0 | 0 | -52.1329 | -344.501 | -359.1238 | 0 | 0 | 0 | 0 | 1.7203 | -236.655 | -434.8246 | -471.1031 | 0.39531 | 0 | 0 | 0 | 0.68005 | 0 | 0 | 0
2 | 4 | 14 | 421.5034 | 421.3655 | 423.1202 | 424.753 | 0 | 0 | 0 | 0 | 103.5471 | 117.3317 | 0 | 0 | 0 | 0 | 0 | 0 | 321.1037 | 574.5188 | 1148.884 | 1198.3754 | 0 | 0 | 0 | 0 | 0 | -52.1859 | -345.4061 | -351 | 0 | 0 | 0 | 0 | -3.1473 | -218.299 | -380.3577 | -422.6224 | 0.39361 | 0 | 0 | 0 | -1.2388 | 0 | 0 | 0
2 | 4 | 15 | 419.1458 | 419.759 | 422.3065 | 424.6107 | 0 | 0 | 0 | 0 | 111.5329 | 117.3317 | 0 | 0 | 0 | 0 | 0 | 0 | 301.0681 | 526.3254 | 1064.1011 | 1107.4883 | 0 | 0 | 0 | 0 | 0 | -52.3988 | -296.7429 | -278.2481 | 0 | 0 | 0 | 0 | 6.5448 | -171.4993 | -345.0517 | -404.6295 | 0.39648 | 0 | 0 | 0 | 2.5949 | 0 | 0 | 0
2 | 4 | 16 | 416.5644 | 419.2978 | 424.1835 | 428.5716 | 0 | 0 | 0 | 0 | 134.9983 | 171.1953 | 0 | 0 | 0 | 0 | 0 | 0 | 257.5222 | 432.9333 | 887.1119 | 918.9185 | 0 | 0 | 0 | 0 | 0 | -3.1862 | -21.2366 | 48.2482 | 0 | 0 | 0 | 0 | 24.044 | -181.6446 | -441.6918 | -538.595 | 0.40398 | 0 | 0.39996 | 0 | 9.7133 | 0 | -176.6603 | 0
2 | 4 | 17 | 417.8198 | 422.4619 | 429.4204 | 435.5982 | 0 | 0 | 0 | 0 | 171.1038 | 171.8722 | 0 | 0 | 0 | 0 | 0 | 0 | 169.0367 | 241.0999 | 569.0831 | 581.0492 | 0 | 0 | 0 | 0 | 0 | -6.7227 | -17.55 | 34.4686 | 0 | 0 | 0 | 0 | 77.6793 | 16.2125 | -122.1127 | -179.9196 | 0.4024 | 0.40819 | 0.40418 | 0.39462 | 31.2582 | 6.6177 | -49.3553 | -70.9995
2 | 4 | 18 | 452.4445 | 459.3944 | 469.0033 | 477.473 | 0 | 0 | 0 | 0 | 178.4556 | 234.412 | 0 | 0 | 0 | 0 | 0 | 0 | 110.6705 | 98.5683 | 273.5509 | 273.7106 | 0 | 0 | 0 | 0 | 0 | 2.8574 | 13.21 | 164.1797 | 0 | 0 | 0 | 0 | 163.3184 | 123.5567 | 182.2424 | 39.5827 | 0.40342 | 0.39939 | 0.39298 | 0.37664 | 65.8852 | 49.3473 | 71.6179 | 14.9084
2 | 4 | 19 | 486.6633 | 496.209 | 508.7723 | 519.7914 | 0 | 0 | 0 | 0 | 188.7614 | 262.9668 | 0 | 0 | 0 | 0 | 0 | 0 | 129.0994 | 113.3965 | 268.1299 | 268.1299 | 0 | 0 | 0 | 0 | 0 | -1.4229 | 381.6408 | 323.101 | 0 | 0 | 0 | 0 | 168.8024 | 121.2685 | -140.9984 | -71.4395 | 0.41293 | 0.40451 | 0.39736 | 0.38359 | 69.7032 | 49.0542 | -56.0269 | -27.4035
2 | 4 | 20 | 487.8362 | 497.522 | 510.1459 | 521.0993 | 0 | 0 | 0 | 0 | 205.4019 | 276.1724 | 0 | 0 | 0 | 0 | 0 | 0 | 123.865 | 116.0681 | 277.5248 | 277.5248 | 0 | 0 | 0 | 0 | 0 | 20.4312 | 43.7006 | 432.4143 | 0 | 0 | 0 | 0 | 158.5693 | 84.8503 | 188.9205 | -188.8399 | 0.4122 | 0.4033 | 0.397 | 0.38296 | 65.3626 | 34.2197 | 75.0005 | -72.319
2 | 4 | 21 | 480.768 | 490.682 | 503.4213 | 514.3516 | 0 | 0 | 0 | 0 | 194.5387 | 278.6278 | 0 | 0 | 0 | 0 | 0 | 0 | 114.3146 | 112.8477 | 277.3975 | 277.3975 | 0 | 0 | 0 | 0 | 0 | 0 | 89.3218 | 117 | 0 | 0 | 0 | 0 | 171.9147 | 99.2065 | 136.7021 | 119.9541 | 0.40612 | 0.40218 | 0.39602 | 0.38156 | 69.8179 | 39.8985 | 54.1364 | 45.7701
2 | 4 | 22 | 458.1916 | 467.8795 | 480.2456 | 490.8162 | 0 | 0 | 0 | 0 | 178.6609 | 292.0419 | 0 | 0 | 0 | 0 | 0 | 0 | 105.5607 | 105.5977 | 269.2014 | 269.2014 | 0 | 0 | 0 | 0 | 0 | 0 | 21.2587 | 117 | 0 | 0 | 0 | 0 | 173.97 | 70.2399 | 189.7855 | 104.6148 | 0.41109 | 0.39872 | 0.39241 | 0.37595 | 71.5179 | 28.006 | 74.474 | 39.3298
2 | 4 | 23 | 421.3105 | 430.7711 | 442.7196 | 452.9144 | 0 | 0 | 0 | 0 | 173.2079 | 243.0461 | 0 | 0 | 0 | 0 | 0 | 0 | 102.5378 | 101.2616 | 255.1388 | 255.1388 | 0 | 0 | 0 | 0 | 0 | 65.4166 | 97.2645 | 45.2856 | 0 | 0 | 0 | 0 | 145.5649 | 21.0468 | 90.3163 | 152.49 | 0.41371 | 0.39663 | 0.38604 | 0.36606 | 60.2218 | 8.3477 | 34.8654 | 55.8201
2 | 4 | 24 | 385.1686 | 392.6693 | 402.2682 | 410.3451 | 0 | 0 | 0 | 0 | 158.8749 | 242.1168 | 0 | 0 | 0 | 0 | 0 | 0 | 97.5469 | 80.3108 | 213.8566 | 213.8566 | 0 | 0 | 0 | 0 | 0 | 4.1195 | 174.8951 | 21.3867 | 0 | 0 | 0 | 0 | 128.7468 | 66.1223 | 13.5165 | 175.1018 | 0.40639 | 0.39199 | 0.37547 | 0.36382 | 52.3212 | 25.9191 | 5.075 | 63.7058
2 | 5 | 1 | 362.4784 | 367.7252 | 374.6708 | 380.3162 | 0 | 0 | 0 | 0 | 107.2787 | 265.6116 | 0 | 0 | 0 | 0 | 0 | 0 | 91.6503 | 53.0136 | 165.397 | 165.397 | 0 | 0 | 0 | 0 | 0 | 13.0833 | 97.2645 | -17.7928 | 0 | 0 | 0 | 0 | 163.5494 | 36.0167 | 112.0093 | 232.712 | 0.40941 | 0.38749 | 0.36569 | 0.36737 | 66.9581 | 13.9561 | 40.9601 | 85.4909
2 | 5 | 2 | 351.0237 | 354.4328 | 359.3182 | 363.1595 | 0 | 0 | 0 | 0 | 89.812 | 211.03 | 0 | 0 | 0 | 0 | 0 | 0 | 95.9613 | 47.3242 | 147.4824 | 147.4824 | 0 | 0 | 0 | 0 | 0 | 0 | 0 | -29.6474 | 0 | 0 | 0 | 0 | 165.2503 | 96.0786 | 211.8358 | 245.3245 | 0.40877 | 0.38552 | 0.36832 | 0.36522 | 67.5495 | 37.0407 | 78.0234 | 89.5964
2 | 5 | 3 | 343.8616 | 345.5582 | 348.5485 | 350.7417 | 0 | 0 | 0 | 0 | 82.5522 | 207.0447 | 0 | 0 | 0 | 0 | 0 | 0 | 92.5173 | 42.2873 | 141.579 | 141.579 | 0 | 0 | 0 | 0 | 0 | 3.3847 | -40.8838 | -44.7161 | 0 | 0 | 0 | 0 | 168.7921 | 92.8415 | 247.8533 | 253.8788 | 0.40833 | 0.3849 | 0.36884 | 0.36626 | 68.9234 | 35.7346 | 91.4185 | 92.9867
2 | 5 | 4 | 344.2231 | 344.6036 | 346.1426 | 347.0493 | 0 | 0 | 0 | 0 | 85.1515 | 229.4046 | 0 | 0 | 0 | 0 | 0 | 0 | 97.5903 | 47.9385 | 145.6739 | 145.6739 | 0 | 0 | 0 | 0 | 0 | 57.3115 | 21.7178 | -80.1075 | 0 | 0 | 0 | 0 | 161.4812 | 9.949 | 178.7508 | 281.4829 | 0.40772 | 0.37892 | 0.36678 | 0.36631 | 65.8385 | 3.7699 | 65.563 | 103.1089
2 | 5 | 5 | 358.0868 | 357.2312 | 357.457 | 357.1883 | 0 | 0 | 0 | 0 | 94.0308 | 279.6462 | 0 | 0 | 0 | 0 | 0 | 0 | 106.7946 | 55.6841 | 148.8812 | 148.8812 | 0 | 0 | 0 | 0 | 0 | 3.5015 | 0 | -70.8932 | 0 | 0 | 0 | 0 | 157.2614 | 18.3994 | 208.5758 | 279.2002 | 0.409 | 0.38297 | 0.36528 | 0.36514 | 64.3202 | 7.0465 | 76.188 | 101.9485
2 | 5 | 6 | 391.3609 | 389.5048 | 388.8029 | 387.7494 | 0 | 0 | 0 | 0 | 142.38 | 227.1624 | 0 | 0 | 0 | 0 | 0 | 0 | 101.7773 | 51.8105 | 149.3668 | 149.3668 | 0 | 0 | 0 | 0 | 0 | 50.2313 | 196.4629 | 0 | 0 | 0 | 0 | 0 | 147.2036 | 60.3007 | 42.9733 | 238.3826 | 0.4104 | 0.38709 | 0.36491 | 0.36382 | 60.4124 | 23.342 | 15.6815 | 86.7289
2 | 5 | 7 | 445.0454 | 443.4717 | 443.4888 | 443.2835 | 0 | 0 | 0 | 0 | 163.1179 | 249.681 | 0 | 0 | 0 | 0 | 0 | 0 | 91.3435 | 43.0825 | 146.0013 | 146.0016 | 0 | 0 | 0 | 0 | 0 | 32.6881 | 190.1007 | 120.3775 | 0 | 0 | 0 | 0 | 190.5839 | 118.0202 | 107.3868 | 176.9043 | 0.40901 | 0.39641 | 0.37719 | 0.36382 | 77.9503 | 46.7844 | 40.5048 | 64.3617
2 | 5 | 8 | 475.6411 | 474.6074 | 475.7466 | 477.0089 | 0 | 0 | 0 | 0 | 161.0487 | 222.764 | 0 | 0 | 0 | 0 | 0 | 0 | 128.1562 | 115.5894 | 244.6094 | 249.3864 | 0 | 0 | 0 | 0 | 0 | -13.8334 | -19.2763 | 0 | 0 | 0 | 0 | 0 | 186.4362 | 150.0873 | 250.4135 | 227.6225 | 0.4026 | 0.40314 | 0.38075 | 0.37732 | 75.0599 | 60.5068 | 95.345 | 85.8857
2 | 5 | 9 | 484.6207 | 484.5008 | 487.0821 | 490.0961 | 0 | 0 | 0 | 0 | 124.9426 | 168.7838 | 0 | 0 | 0 | 0 | 0 | 0 | 199.016 | 258.9402 | 521.6083 | 540.2995 | 0 | 0 | 0 | 0 | 0 | -11.6667 | -53.7317 | 309.4849 | 0 | 0 | 0 | 0 | 160.6621 | 68.4436 | 19.2056 | -359.6883 | 0.40979 | 0.40905 | 0.39309 | 0.38587 | 65.8374 | 27.9967 | 7.5494 | -138.7912
2 | 5 | 10 | 496.7123 | 496.8263 | 499.6649 | 502.8429 | 0 | 0 | 0 | 0 | 99.9878 | 128.0121 | 0 | 0 | 0 | 0 | 0 | 0 | 249.6772 | 379.7966 | 767.9878 | 799.4002 | 0 | 0 | 0 | 0 | 0 | -27.5042 | -46.4954 | -423.0455 | 0 | 0 | 0 | 0 | 147.0473 | 16.5217 | -221.8276 | 126.4881 | 0.4056 | 0 | 0 | 0 | 59.6431 | 0 | 0 | 0
2 | 5 | 11 | 506.5958 | 506.9597 | 509.8263 | 512.6798 | 0 | 0 | 0 | 0 | 93.5163 | 137.1434 | 0 | 0 | 0 | 0 | 0 | 0 | 275.2169 | 450.9024 | 906.381 | 946.0243 | 0 | 0 | 0 | 0 | 0 | -66.9167 | -340.8497 | -355.9846 | 0 | 0 | 0 | 0 | 137.8627 | -14.1694 | -55.705 | -77.3598 | 0.40256 | 0 | 0 | 0 | 55.4979 | 0 | 0 | 0
2 | 5 | 12 | 513.9613 | 514.9023 | 518.2251 | 521.228 | 0 | 0 | 0 | 0 | 94.7929 | 117.3317 | 0 | 0 | 0 | 0 | 0 | 0 | 290.4867 | 474.508 | 909.3466 | 952.3366 | 0 | 0 | 0 | 0 | 0 | -52.044 | -344.1831 | -384.9432 | 0 | 0 | 0 | 0 | 128.6818 | -24.8935 | -46.9384 | -46.1654 | 0.3965 | 0 | 0 | 0 | 51.0225 | 0 | 0 | 0
2 | 5 | 13 | 511.7122 | 513.7521 | 518.2037 | 522.117 | 0 | 0 | 0 | 0 | 94.8582 | 117.3317 | 0 | 0 | 0 | 0 | 0 | 0 | 300.9145 | 491.9799 | 940.3257 | 985.2438 | 0 | 0 | 0 | 0 | 0 | -52.1329 | -344.501 | -359.1238 | 0 | 0 | 0 | 0 | 115.9395 | -43.4266 | -77.621 | -104.003 | 0.39531 | 0 | 0 | 0 | 45.8321 | 0 | 0 | 0
2 | 5 | 14 | 512.9818 | 515.8384 | 521.224 | 525.9979 | 0 | 0 | 0 | 0 | 103.5471 | 117.3317 | 0 | 0 | 0 | 0 | 0 | 0 | 283.4477 | 454.4955 | 891.6149 | 932.7467 | 0 | 0 | 0 | 0 | 0 | -52.1859 | -345.4061 | -351 | 0 | 0 | 0 | 0 | 125.987 | -3.8029 | -24.9848 | -55.7488 | 0.39361 | 0 | 0 | 0 | 49.59 | 0 | 0 | 0
2 | 5 | 15 | 507.5785 | 511.0865 | 517.144 | 522.4847 | 0 | 0 | 0 | 0 | 111.5329 | 117.3317 | 0 | 0 | 0 | 0 | 0 | 0 | 241.4839 | 349.5829 | 678.7579 | 710.7821 | 0 | 0 | 0 | 0 | 0 | -52.3988 | -296.7429 | -278.2481 | 0 | 0 | 0 | 0 | 154.5618 | 96.5707 | 135.129 | 89.9507 | 0.39648 | 0 | 0 | 0 | 61.2811 | 0 | 0 | 0
2 | 5 | 16 | 499.1596 | 504.5967 | 512.7607 | 519.985 | 0 | 0 | 0 | 0 | 134.9983 | 171.1953 | 0 | 0 | 0 | 0 | 0 | 0 | 197.6874 | 267.6584 | 494.2658 | 516.9554 | 0 | 0 | 0 | 0 | 0 | -3.1862 | -21.2366 | 48.2482 | 0 | 0 | 0 | 0 | 166.4739 | 68.9292 | 39.7316 | -45.2186 | 0.40398 | 0 | 0.39996 | 0 | 67.2526 | 0 | 15.8911 | 0
2 | 5 | 17 | 496.191 | 503.3986 | 513.4677 | 522.3365 | 0 | 0 | 0 | 0 | 171.1038 | 171.8722 | 0 | 0 | 0 | 0 | 0 | 0 | 122.9533 | 120.5119 | 298.4098 | 306.722 | 0 | 0 | 0 | 0 | 0 | -6.7227 | -17.55 | 34.4686 | 0 | 0 | 0 | 0 | 202.1339 | 217.7371 | 232.6079 | 181.1459 | 0.4024 | 0.40819 | 0.40418 | 0.39462 | 81.3389 | 88.8779 | 94.015 | 71.4835
2 | 5 | 18 | 532.9549 | 542.5403 | 555.3448 | 566.5789 | 0 | 0 | 0 | 0 | 178.4556 | 234.412 | 0 | 0 | 0 | 0 | 0 | 0 | 74.5101 | 22.9652 | 134.2567 | 134.3316 | 0 | 0 | 0 | 0 | 0 | 2.8574 | 13.21 | 164.1797 | 0 | 0 | 0 | 0 | 279.9892 | 282.3056 | 407.8781 | 268.0676 | 0.40342 | 0.39939 | 0.39298 | 0.37664 | 112.9521 | 112.7499 | 160.2886 | 100.9647
2 | 5 | 19 | 564.817 | 576.921 | 592.5863 | 606.289 | 0 | 0 | 0 | 0 | 188.7614 | 262.9668 | 0 | 0 | 0 | 0 | 0 | 0 | 73.3828 | 27.2755 | 154.1677 | 154.1677 | 0 | 0 | 0 | 0 | 0 | -1.4229 | 381.6408 | 323.101 | 0 | 0 | 0 | 0 | 302.6727 | 288.1014 | 56.7778 | 129.0202 | 0.41293 | 0.40451 | 0.39736 | 0.38359 | 124.9819 | 116.5396 | 22.5611 | 49.4909
2 | 5 | 20 | 551.7224 | 563.4995 | 578.6591 | 591.8062 | 0 | 0 | 0 | 0 | 205.4019 | 276.1724 | 0 | 0 | 0 | 0 | 0 | 0 | 71.6784 | 36.6411 | 219.4794 | 219.4794 | 0 | 0 | 0 | 0 | 0 | 20.4312 | 43.7006 | 432.4143 | 0 | 0 | 0 | 0 | 274.6422 | 230.2548 | 315.4791 | -60.0876 | 0.4122 | 0.4033 | 0.397 | 0.38296 | 113.208 | 92.8607 | 125.2437 | -23.0114
2 | 5 | 21 | 530.278 | 541.8127 | 556.5171 | 569.1475 | 0 | 0 | 0 | 0 | 194.5387 | 278.6278 | 0 | 0 | 0 | 0 | 0 | 0 | 65.35 | 46.1664 | 254.6771 | 254.6771 | 0 | 0 | 0 | 0 | 0 | 0 | 89.3218 | 117 | 0 | 0 | 0 | 0 | 270.3893 | 217.0185 | 212.5183 | 197.4704 | 0.40612 | 0.40218 | 0.39602 | 0.38156 | 109.8103 | 87.2796 | 84.1609 | 75.3474
2 | 5 | 22 | 496.0991 | 507.0278 | 520.8985 | 532.7708 | 0 | 0 | 0 | 0 | 178.6609 | 292.0419 | 0 | 0 | 0 | 0 | 0 | 0 | 62.6174 | 57.0352 | 279.9626 | 279.9626 | 0 | 0 | 0 | 0 | 0 | 0 | 21.2587 | 117 | 0 | 0 | 0 | 0 | 254.8208 | 157.9508 | 219.6772 | 135.8082 | 0.41109 | 0.39872 | 0.39241 | 0.37595 | 104.7552 | 62.9779 | 86.2038 | 51.0569
2 | 5 | 23 | 453.9788 | 464.5087 | 477.7539 | 489.0704 | 0 | 0 | 0 | 0 | 173.2079 | 243.0461 | 0 | 0 | 0 | 0 | 0 | 0 | 61.2418 | 65.4266 | 293.6423 | 293.6423 | 0 | 0 | 0 | 0 | 0 | 65.4166 | 97.2645 | 45.2856 | 0 | 0 | 0 | 0 | 219.5292 | 90.6194 | 86.8471 | 150.1425 | 0.41371 | 0.39663 | 0.38604 | 0.36606 | 90.8216 | 35.942 | 33.5262 | 54.9608
2 | 5 | 24 | 408.9355 | 417.2143 | 427.7565 | 436.6495 | 0 | 0 | 0 | 0 | 158.8749 | 242.1168 | 0 | 0 | 0 | 0 | 0 | 0 | 54.4813 | 75.0527 | 308.7232 | 308.7232 | 0 | 0 | 0 | 0 | 0 | 4.1195 | 174.8951 | 21.3867 | 0 | 0 | 0 | 0 | 195.5793 | 95.9253 | -55.8618 | 106.5396 | 0.40639 | 0.39199 | 0.37547 | 0.36382 | 79.4812 | 37.6015 | -20.9743 | 38.7614
2 | 6 | 1 | 380.2085 | 386.0356 | 393.685 | 399.9392 | 0 | 0 | 0 | 0 | 107.2787 | 265.6116 | 0 | 0 | 0 | 0 | 0 | 0 | 55.8418 | 86.3524 | 322.4988 | 322.4988 | 0 | 0 | 0 | 0 | 0 | 13.0833 | 97.2645 | -17.7928 | 0 | 0 | 0 | 0 | 217.0881 | 20.9883 | -26.0783 | 95.2332 | 0.40941 | 0.38749 | 0.36569 | 0.36737 | 88.8772 | 8.1327 | -9.5364 | 34.9856
2 | 6 | 2 | 364.8379 | 368.6992 | 374.1329 | 378.4486 | 0 | 0 | 0 | 0 | 89.812 | 211.03 | 0 | 0 | 0 | 0 | 0 | 0 | 57.1553 | 98.7016 | 339.974 | 339.974 | 0 | 0 | 0 | 0 | 0 | 0 | 0 | -29.6474 | 0 | 0 | 0 | 0 | 217.8706 | 58.9676 | 34.1589 | 68.1219 | 0.40877 | 0.38552 | 0.36832 | 0.36522 | 89.0592 | 22.7335 | 12.5814 | 24.8792
2 | 6 | 3 | 356.3524 | 358.4579 | 361.9439 | 364.5661 | 0 | 0 | 0 | 0 | 82.5522 | 207.0447 | 0 | 0 | 0 | 0 | 0 | 0 | 59.7735 | 106.7681 | 354.0637 | 354.0637 | 0 | 0 | 0 | 0 | 0 | 3.3847 | -40.8838 | -44.7161 | 0 | 0 | 0 | 0 | 214.0267 | 41.2603 | 48.764 | 55.2184 | 0.40833 | 0.3849 | 0.36884 | 0.36626 | 87.3941 | 15.881 | 17.9862 | 20.2245
2 | 6 | 4 | 355.0098 | 355.7434 | 357.7105 | 358.9876 | 0 | 0 | 0 | 0 | 85.1515 | 229.4046 | 0 | 0 | 0 | 0 | 0 | 0 | 66.9156 | 115.7231 | 353.0087 | 353.0087 | 0 | 0 | 0 | 0 | 0 | 57.3115 | 21.7178 | -80.1075 | 0 | 0 | 0 | 0 | 202.9427 | -46.6958 | -17.0161 | 86.0863 | 0.40772 | 0.37892 | 0.36678 | 0.36631 | 82.743 | -17.694 | -6.2412 | 31.534
2 | 6 | 5 | 365.1933 | 364.5703 | 365.0782 | 365.0535 | 0 | 0 | 0 | 0 | 94.0308 | 279.6462 | 0 | 0 | 0 | 0 | 0 | 0 | 57.874 | 115.5623 | 341.131 | 341.131 | 0 | 0 | 0 | 0 | 0 | 3.5015 | 0 | -70.8932 | 0 | 0 | 0 | 0 | 213.2886 | -34.1396 | 23.9472 | 94.8157 | 0.409 | 0.38297 | 0.36528 | 0.36514 | 87.2354 | -13.0746 | 8.7474 | 34.6215
2 | 6 | 6 | 400.4616 | 398.9035 | 398.5627 | 397.8217 | 0 | 0 | 0 | 0 | 142.38 | 227.1624 | 0 | 0 | 0 | 0 | 0 | 0 | 55.6211 | 117.3019 | 324.621 | 324.621 | 0 | 0 | 0 | 0 | 0 | 50.2313 | 196.4629 | 0 | 0 | 0 | 0 | 0 | 202.4606 | 4.2079 | -122.5211 | 73.2007 | 0.4104 | 0.38709 | 0.36491 | 0.36382 | 83.0899 | 1.6288 | -44.7096 | 26.632
2 | 6 | 7 | 455.2338 | 453.9936 | 454.4151 | 454.5597 | 0 | 0 | 0 | 0 | 163.1179 | 249.681 | 0 | 0 | 0 | 0 | 0 | 0 | 64.4743 | 124.6303 | 312.9261 | 312.9264 | 0 | 0 | 0 | 0 | 0 | 32.6881 | 190.1007 | 120.3775 | 0 | 0 | 0 | 0 | 227.6415 | 46.9943 | -48.6117 | 21.2557 | 0.40901 | 0.39641 | 0.37719 | 0.36382 | 93.1072 | 18.629 | -18.3357 | 7.7333
2 | 6 | 8 | 482.5844 | 481.778 | 483.1929 | 484.6936 | 0 | 0 | 0 | 0 | 161.0487 | 222.764 | 0 | 0 | 0 | 0 | 0 | 0 | 100.5442 | 191.3878 | 447.9373 | 451.1191 | 0 | 0 | 0 | 0 | 0 | -13.8334 | -19.2763 | 0 | 0 | 0 | 0 | 0 | 220.9916 | 81.4595 | 54.5318 | 33.5745 | 0.4026 | 0.40314 | 0.38075 | 0.37732 | 88.972 | 32.8399 | 20.763 | 12.6682
2 | 6 | 9 | 488.0471 | 488.0393 | 490.7567 | 493.8882 | 0 | 0 | 0 | 0 | 124.9426 | 168.7838 | 0 | 0 | 0 | 0 | 0 | 0 | 168.6106 | 341.7497 | 754.7511 | 773.0846 | 0 | 0 | 0 | 0 | 0 | -11.6667 | -53.7317 | 309.4849 | 0 | 0 | 0 | 0 | 194.4939 | -10.8275 | -210.2627 | -588.6813 | 0.40979 | 0.40905 | 0.39309 | 0.38587 | 79.7012 | -4.4289 | -82.6512 | -227.1517
2 | 6 | 10 | 499.1234 | 499.3164 | 502.2506 | 505.5114 | 0 | 0 | 0 | 0 | 99.9878 | 128.0121 | 0 | 0 | 0 | 0 | 0 | 0 | 215.4272 | 474.7069 | 1030.2231 | 1061.1791 | 0 | 0 | 0 | 0 | 0 | -27.5042 | -46.4954 | -423.0455 | 0 | 0 | 0 | 0 | 183.7085 | -75.8984 | -481.4772 | -132.6222 | 0.4056 | 0 | 0 | 0 | 74.513 | 0 | 0 | 0
2 | 6 | 11 | 509.0251 | 509.4685 | 512.4315 | 515.3685 | 0 | 0 | 0 | 0 | 93.5163 | 137.1434 | 0 | 0 | 0 | 0 | 0 | 0 | 258.8825 | 558.2182 | 1145.4898 | 1186.4316 | 0 | 0 | 0 | 0 | 0 | -66.9167 | -340.8497 | -355.9846 | 0 | 0 | 0 | 0 | 156.6264 | -118.9765 | -292.2086 | -315.0785 | 0.40256 | 0 | 0 | 0 | 63.0514 | 0 | 0 | 0
2 | 6 | 12 | 506.039 | 506.7206 | 509.729 | 512.4598 | 0 | 0 | 0 | 0 | 94.7929 | 117.3317 | 0 | 0 | 0 | 0 | 0 | 0 | 279.5115 | 580.2691 | 1135.146 | 1179.9971 | 0 | 0 | 0 | 0 | 0 | -52.044 | -344.1831 | -384.9432 | 0 | 0 | 0 | 0 | 131.7346 | -138.8362 | -281.2339 | -282.594 | 0.3965 | 0 | 0 | 0 | 52.233 | 0 | 0 | 0
2 | 6 | 13 | 509.1016 | 511.0561 | 515.4041 | 519.2278 | 0 | 0 | 0 | 0 | 94.8582 | 117.3317 | 0 | 0 | 0 | 0 | 0 | 0 | 289.5107 | 588.2553 | 1129.948 | 1175.8998 | 0 | 0 | 0 | 0 | 0 | -52.1329 | -344.501 | -359.1238 | 0 | 0 | 0 | 0 | 124.7327 | -142.3979 | -270.043 | -297.5483 | 0.39531 | 0 | 0 | 0 | 49.3082 | 0 | 0 | 0
2 | 6 | 14 | 510.2443 | 513.0113 | 518.2883 | 522.9681 | 0 | 0 | 0 | 0 | 103.5471 | 117.3317 | 0 | 0 | 0 | 0 | 0 | 0 | 278.9225 | 555.1849 | 1050.2246 | 1092.8328 | 0 | 0 | 0 | 0 | 0 | -52.1859 | -345.4061 | -351 | 0 | 0 | 0 | 0 | 127.7748 | -107.3194 | -186.5303 | -218.8646 | 0.39361 | 0 | 0 | 0 | 50.2937 | 0 | 0 | 0
2 | 6 | 15 | 501.8679 | 505.189 | 511.0198 | 516.1645 | 0 | 0 | 0 | 0 | 111.5329 | 117.3317 | 0 | 0 | 0 | 0 | 0 | 0 | 241.1611 | 474.3341 | 909.5144 | 943.3026 | 0 | 0 | 0 | 0 | 0 | -52.3988 | -296.7429 | -278.2481 | 0 | 0 | 0 | 0 | 149.1739 | -34.0779 | -101.7516 | -148.8901 | 0.39648 | 0 | 0 | 0 | 59.1449 | 0 | 0 | 0
2 | 6 | 16 | 494.99 | 500.2906 | 508.2891 | 515.3702 | 0 | 0 | 0 | 0 | 134.9983 | 171.1953 | 0 | 0 | 0 | 0 | 0 | 0 | 206.9228 | 403.9902 | 794.7325 | 819.6963 | 0 | 0 | 0 | 0 | 0 | -3.1862 | -21.2366 | 48.2482 | 0 | 0 | 0 | 0 | 153.0689 | -71.7087 | -265.2068 | -352.5742 | 0.40398 | 0 | 0.39996 | 0 | 61.8372 | 0 | -106.0728 | 0
2 | 6 | 17 | 492.2389 | 499.3171 | 509.2294 | 517.9625 | 0 | 0 | 0 | 0 | 171.1038 | 171.8722 | 0 | 0 | 0 | 0 | 0 | 0 | 129.8437 | 266.2918 | 597.7226 | 608.4147 | 0 | 0 | 0 | 0 | 0 | -6.7227 | -17.55 | 34.4686 | 0 | 0 | 0 | 0 | 191.2914 | 67.8758 | -70.9432 | -124.9208 | 0.4024 | 0.40819 | 0.40418 | 0.39462 | 76.9758 | 27.7061 | -28.6737 | -49.296
2 | 6 | 18 | 525.6489 | 534.9952 | 547.5097 | 558.493 | 0 | 0 | 0 | 0 | 178.4556 | 234.412 | 0 | 0 | 0 | 0 | 0 | 0 | 68.6548 | 129.8044 | 323.6074 | 323.7383 | 0 | 0 | 0 | 0 | 0 | 2.8574 | 13.21 | 164.1797 | 0 | 0 | 0 | 0 | 278.5385 | 167.9214 | 210.6923 | 70.5749 | 0.40342 | 0.39939 | 0.39298 | 0.37664 | 112.3668 | 67.066 | 82.7982 | 26.5813
2 | 6 | 19 | 558.8888 | 570.7988 | 586.2288 | 599.7279 | 0 | 0 | 0 | 0 | 188.7614 | 262.9668 | 0 | 0 | 0 | 0 | 0 | 0 | 75.8282 | 131.4906 | 307.0188 | 307.0188 | 0 | 0 | 0 | 0 | 0 | -1.4229 | 381.6408 | 323.101 | 0 | 0 | 0 | 0 | 294.2992 | 177.7642 | -102.4308 | -30.3919 | 0.41293 | 0.40451 | 0.39736 | 0.38359 | 121.5243 | 71.9072 | -40.7018 | -11.658
2 | 6 | 20 | 545.6493 | 557.2275 | 572.1461 | 585.0846 | 0 | 0 | 0 | 0 | 205.4019 | 276.1724 | 0 | 0 | 0 | 0 | 0 | 0 | 80.2148 | 134.6663 | 307.0838 | 307.0838 | 0 | 0 | 0 | 0 | 0 | 20.4312 | 43.7006 | 432.4143 | 0 | 0 | 0 | 0 | 260.0325 | 125.9576 | 221.3617 | -154.4136 | 0.4122 | 0.4033 | 0.397 | 0.38296 | 107.1859 | 50.7981 | 87.8795 | -59.1349
2 | 6 | 21 | 526.634 | 538.0495 | 552.6093 | 565.1145 | 0 | 0 | 0 | 0 | 194.5387 | 278.6278 | 0 | 0 | 0 | 0 | 0 | 0 | 86.1891 | 138.9579 | 307.1054 | 307.1054 | 0 | 0 | 0 | 0 | 0 | 0 | 89.3218 | 117 | 0 | 0 | 0 | 0 | 245.9063 | 120.4638 | 156.1821 | 141.0091 | 0.40612 | 0.40218 | 0.39602 | 0.38156 | 99.8673 | 48.4476 | 61.8508 | 53.8038
2 | 6 | 22 | 494.7394 | 505.6237 | 519.4404 | 531.266 | 0 | 0 | 0 | 0 | 178.6609 | 292.0419 | 0 | 0 | 0 | 0 | 0 | 0 | 85.3484 | 138.293 | 306.9803 | 306.9803 | 0 | 0 | 0 | 0 | 0 | 0 | 21.2587 | 117 | 0 | 0 | 0 | 0 | 230.7301 | 75.2889 | 191.2014 | 107.2856 | 0.41109 | 0.39872 | 0.39241 | 0.37595 | 94.8517 | 30.0191 | 75.0296 | 40.3339
2 | 6 | 23 | 454.7221 | 465.2763 | 478.551 | 489.893 | 0 | 0 | 0 | 0 | 173.2079 | 243.0461 | 0 | 0 | 0 | 0 | 0 | 0 | 83.0731 | 136.3489 | 306.3529 | 306.3529 | 0 | 0 | 0 | 0 | 0 | 65.4166 | 97.2645 | 45.2856 | 0 | 0 | 0 | 0 | 198.4411 | 20.4647 | 74.9336 | 138.2545 | 0.41371 | 0.39663 | 0.38604 | 0.36606 | 82.0972 | 8.1168 | 28.9271 | 50.6091
2 | 6 | 24 | 414.8637 | 423.3365 | 434.114 | 443.2106 | 0 | 0 | 0 | 0 | 158.8749 | 242.1168 | 0 | 0 | 0 | 0 | 0 | 0 | 80.9949 | 134.3338 | 305.3009 | 305.3009 | 0 | 0 | 0 | 0 | 0 | 4.1195 | 174.8951 | 21.3867 | 0 | 0 | 0 | 0 | 174.9939 | 42.7665 | -46.082 | 116.523 | 0.40639 | 0.39199 | 0.37547 | 0.36382 | 71.1155 | 16.7639 | -17.3023 | 42.3936
2 | 7 | 1 | 383.3992 | 389.3308 | 397.1068 | 403.4705 | 0 | 0 | 0 | 0 | 107.2787 | 265.6116 | 0 | 0 | 0 | 0 | 0 | 0 | 74.9931 | 129.7095 | 304.6534 | 304.6534 | 0 | 0 | 0 | 0 | 0 | 13.0833 | 97.2645 | -17.7928 | 0 | 0 | 0 | 0 | 201.1274 | -19.0737 | -4.8111 | 116.61 | 0.40941 | 0.38749 | 0.36569 | 0.36737 | 82.3428 | -7.3908 | -1.7594 | 42.8388
2 | 7 | 2 | 365.5812 | 369.4668 | 374.93 | 379.2712 | 0 | 0 | 0 | 0 | 89.812 | 211.03 | 0 | 0 | 0 | 0 | 0 | 0 | 66.723 | 122.8097 | 302.7053 | 302.7053 | 0 | 0 | 0 | 0 | 0 | 0 | 0 | -29.6474 | 0 | 0 | 0 | 0 | 209.0462 | 35.6271 | 72.2247 | 106.2133 | 0.40877 | 0.38552 | 0.36832 | 0.36522 | 85.452 | 13.7351 | 26.6018 | 38.7908
2 | 7 | 3 | 357.7302 | 359.8808 | 363.4215 | 366.091 | 0 | 0 | 0 | 0 | 82.5522 | 207.0447 | 0 | 0 | 0 | 0 | 0 | 0 | 69.5514 | 123.265 | 299.5626 | 299.5626 | 0 | 0 | 0 | 0 | 0 | 3.3847 | -40.8838 | -44.7161 | 0 | 0 | 0 | 0 | 205.6266 | 26.1864 | 104.7427 | 111.2445 | 0.40833 | 0.3849 | 0.36884 | 0.36626 | 83.9641 | 10.0791 | 38.6334 | 40.7448
2 | 7 | 4 | 357.8016 | 358.6266 | 360.7046 | 362.0775 | 0 | 0 | 0 | 0 | 85.1515 | 229.4046 | 0 | 0 | 0 | 0 | 0 | 0 | 80.7165 | 130.178 | 297.3881 | 297.3881 | 0 | 0 | 0 | 0 | 0 | 57.3115 | 21.7178 | -80.1075 | 0 | 0 | 0 | 0 | 191.9335 | -58.2674 | 41.5986 | 144.7969 | 0.40772 | 0.37892 | 0.36678 | 0.36631 | 78.2544 | -22.0787 | 15.2577 | 53.04
2 | 7 | 5 | 365.9003 | 365.3005 | 365.8364 | 365.836 | 0 | 0 | 0 | 0 | 94.0308 | 279.6462 | 0 | 0 | 0 | 0 | 0 | 0 | 84.2763 | 133.548 | 299.0269 | 299.0269 | 0 | 0 | 0 | 0 | 0 | 3.5015 | 0 | -70.8932 | 0 | 0 | 0 | 0 | 187.5933 | -51.3952 | 66.8096 | 137.7023 | 0.409 | 0.38297 | 0.36528 | 0.36514 | 76.726 | -19.683 | 24.404 | 50.2813
2 | 7 | 6 | 401.1324 | 399.5962 | 399.2821 | 398.5641 | 0 | 0 | 0 | 0 | 142.38 | 227.1624 | 0 | 0 | 0 | 0 | 0 | 0 | 73.3945 | 126.5487 | 300.7113 | 300.7113 | 0 | 0 | 0 | 0 | 0 | 50.2313 | 196.4629 | 0 | 0 | 0 | 0 | 0 | 185.3579 | -4.3461 | -97.892 | 97.8528 | 0.4104 | 0.38709 | 0.36491 | 0.36382 | 76.071 | -1.6824 | -35.7221 | 35.601
2 | 7 | 7 | 453.2577 | 451.9529 | 452.2959 | 452.3727 | 0 | 0 | 0 | 0 | 163.1179 | 249.681 | 0 | 0 | 0 | 0 | 0 | 0 | 68.6645 | 122.5502 | 299.5007 | 299.5011 | 0 | 0 | 0 | 0 | 0 | 32.6881 | 190.1007 | 120.3775 | 0 | 0 | 0 | 0 | 221.4753 | 47.0337 | -37.3055 | 32.494 | 0.40901 | 0.39641 | 0.37719 | 0.36382 | 90.5852 | 18.6446 | -14.0711 | 11.8221
2 | 7 | 8 | 477.9978 | 477.0413 | 478.2741 | 479.6173 | 0 | 0 | 0 | 0 | 161.0487 | 222.764 | 0 | 0 | 0 | 0 | 0 | 0 | 91.9842 | 161.0173 | 341.3335 | 343.8667 | 0 | 0 | 0 | 0 | 0 | -13.8334 | -19.2763 | 0 | 0 | 0 | 0 | 0 | 224.965 | 107.0933 | 156.2169 | 135.7506 | 0.4026 | 0.40314 | 0.38075 | 0.37732 | 90.5717 | 43.174 | 59.4796 | 51.2209
2 | 7 | 9 | 490.0231 | 490.0801 | 492.8758 | 496.0753 | 0 | 0 | 0 | 0 | 124.9426 | 168.7838 | 0 | 0 | 0 | 0 | 0 | 0 | 127.8394 | 228.6264 | 427.0002 | 437.732 | 0 | 0 | 0 | 0 | 0 | -11.6667 | -53.7317 | 309.4849 | 0 | 0 | 0 | 0 | 237.2411 | 104.3366 | 119.6073 | -251.1416 | 0.40979 | 0.40905 | 0.39309 | 0.38587 | 97.2185 | 42.6786 | 47.0159 | -96.9068
2 | 7 | 10 | 499.1416 | 499.3351 | 502.2701 | 505.5315 | 0 | 0 | 0 | 0 | 99.9878 | 128.0121 | 0 | 0 | 0 | 0 | 0 | 0 | 159.0138 | 298.4428 | 568.4123 | 587.1136 | 0 | 0 | 0 | 0 | 0 | -27.5042 | -46.4954 | -423.0455 | 0 | 0 | 0 | 0 | 240.14 | 100.3844 | -19.6468 | 341.4634 | 0.4056 | 0 | 0 | 0 | 97.4019 | 0 | 0 | 0
2 | 7 | 11 | 505.6531 | 505.9861 | 508.8153 | 511.6365 | 0 | 0 | 0 | 0 | 93.5163 | 137.1434 | 0 | 0 | 0 | 0 | 0 | 0 | 193.827 | 347.6341 | 565.5027 | 589.7278 | 0 | 0 | 0 | 0 | 0 | -66.9167 | -340.8497 | -355.9846 | 0 | 0 | 0 | 0 | 218.3099 | 88.1253 | 284.1623 | 277.8934 | 0.40256 | 0 | 0 | 0 | 87.8826 | 0 | 0 | 0
2 | 7 | 12 | 509.2841 | 510.0719 | 513.2091 | 516.0514 | 0 | 0 | 0 | 0 | 94.7929 | 117.3317 | 0 | 0 | 0 | 0 | 0 | 0 | 219.9145 | 376.4046 | 573.8894 | 600.0402 | 0 | 0 | 0 | 0 | 0 | -52.044 | -344.1831 | -384.9432 | 0 | 0 | 0 | 0 | 194.5767 | 68.3796 | 283.5028 | 300.9544 | 0.3965 | 0 | 0 | 0 | 77.15 | 0 | 0 | 0
2 | 7 | 13 | 503.9893 | 505.7764 | 509.9215 | 513.5696 | 0 | 0 | 0 | 0 | 94.8582 | 117.3317 | 0 | 0 | 0 | 0 | 0 | 0 | 238.9408 | 390.5894 | 554.3809 | 579.3284 | 0 | 0 | 0 | 0 | 0 | -52.1329 | -344.501 | -359.1238 | 0 | 0 | 0 | 0 | 170.1902 | 49.9883 | 300.0416 | 293.3649 | 0.39531 | 0 | 0 | 0 | 67.278 | 0 | 0 | 0
2 | 7 | 14 | 500.2009 | 502.6391 | 507.5175 | 511.8525 | 0 | 0 | 0 | 0 | 103.5471 | 117.3317 | 0 | 0 | 0 | 0 | 0 | 0 | 230.4372 | 360.19 | 498.8113 | 519.1808 | 0 | 0 | 0 | 0 | 0 | -52.1859 | -345.4061 | -351 | 0 | 0 | 0 | 0 | 166.2167 | 77.3033 | 354.1122 | 343.6717 | 0.39361 | 0 | 0 | 0 | 65.4249 | 0 | 0 | 0
2 | 7 | 15 | 498.1515 | 501.3509 | 507.0342 | 512.0513 | 0 | 0 | 0 | 0 | 111.5329 | 117.3317 | 0 | 0 | 0 | 0 | 0 | 0 | 209.9374 | 322.7497 | 434.6324 | 452.2631 | 0 | 0 | 0 | 0 | 0 | -52.3988 | -296.7429 | -278.2481 | 0 | 0 | 0 | 0 | 176.6812 | 113.6683 | 369.1447 | 338.0362 | 0.39648 | 0 | 0 | 0 | 70.0511 | 0 | 0 | 0
2 | 7 | 16 | 494.573 | 499.86 | 507.8419 | 514.9087 | 0 | 0 | 0 | 0 | 134.9983 | 171.1953 | 0 | 0 | 0 | 0 | 0 | 0 | 194.859 | 292.9227 | 455.845 | 469.5018 | 0 | 0 | 0 | 0 | 0 | -3.1862 | -21.2366 | 48.2482 | 0 | 0 | 0 | 0 | 164.7157 | 38.9281 | 73.2335 | -2.8413 | 0.40398 | 0 | 0.39996 | 0 | 66.5423 | 0 | 29.2907 | 0
2 | 7 | 17 | 497.7319 | 504.99 | 515.1203 | 524.042 | 0 | 0 | 0 | 0 | 171.1038 | 171.8722 | 0 | 0 | 0 | 0 | 0 | 0 | 196.4666 | 268.9506 | 464.8255 | 472.3323 | 0 | 0 | 0 | 0 | 0 | -6.7227 | -17.55 | 34.4686 | 0 | 0 | 0 | 0 | 130.1615 | 70.8898 | 67.8448 | 17.2411 | 0.4024 | 0.40819 | 0.40418 | 0.39462 | 52.3771 | 28.9364 | 27.4214 | 6.8036
2 | 7 | 18 | 525.2682 | 534.602 | 547.1014 | 558.0716 | 0 | 0 | 0 | 0 | 178.4556 | 234.412 | 0 | 0 | 0 | 0 | 0 | 0 | 169.5911 | 185.6535 | 381.8859 | 381.9535 | 0 | 0 | 0 | 0 | 0 | 2.8574 | 13.21 | 164.1797 | 0 | 0 | 0 | 0 | 177.2215 | 111.6791 | 152.0056 | 11.9385 | 0.40342 | 0.39939 | 0.39298 | 0.37664 | 71.494 | 44.6035 | 59.7354 | 4.4965
2 | 7 | 19 | 558.7619 | 570.6677 | 586.0927 | 599.5875 | 0 | 0 | 0 | 0 | 188.7614 | 262.9668 | 0 | 0 | 0 | 0 | 0 | 0 | 201.6304 | 204.3055 | 382.4906 | 382.4906 | 0 | 0 | 0 | 0 | 0 | -1.4229 | 381.6408 | 323.101 | 0 | 0 | 0 | 0 | 168.37 | 104.8182 | -178.0387 | -106.0041 | 0.41293 | 0.40451 | 0.39736 | 0.38359 | 69.5246 | 42.3999 | -70.7452 | -40.6621
2 | 7 | 20 | 553.6622 | 565.5028 | 580.7394 | 593.953 | 0 | 0 | 0 | 0 | 205.4019 | 276.1724 | 0 | 0 | 0 | 0 | 0 | 0 | 197.0273 | 197.5011 | 363.138 | 363.138 | 0 | 0 | 0 | 0 | 0 | 20.4312 | 43.7006 | 432.4143 | 0 | 0 | 0 | 0 | 151.233 | 71.398 | 173.9008 | -201.5993 | 0.4122 | 0.4033 | 0.397 | 0.38296 | 62.3385 | 28.7945 | 69.0378 | -77.2053
2 | 7 | 21 | 537.0219 | 548.7774 | 563.7495 | 576.6114 | 0 | 0 | 0 | 0 | 194.5387 | 278.6278 | 0 | 0 | 0 | 0 | 0 | 0 | 190.1883 | 182.8128 | 309.9081 | 309.9081 | 0 | 0 | 0 | 0 | 0 | 0 | 89.3218 | 117 | 0 | 0 | 0 | 0 | 152.295 | 87.3367 | 164.5196 | 149.7033 | 0.40612 | 0.40218 | 0.39602 | 0.38156 | 61.8499 | 35.1247 | 65.1526 | 57.1213
2 | 7 | 22 | 507.5566 | 518.8604 | 533.1858 | 545.4515 | 0 | 0 | 0 | 0 | 178.6609 | 292.0419 | 0 | 0 | 0 | 0 | 0 | 0 | 166.4765 | 155.3268 | 249.711 | 249.711 | 0 | 0 | 0 | 0 | 0 | 0 | 21.2587 | 117 | 0 | 0 | 0 | 0 | 162.4191 | 71.4917 | 262.2162 | 178.7405 | 0.41109 | 0.39872 | 0.39241 | 0.37595 | 66.7695 | 28.5051 | 102.8966 | 67.1972
2 | 7 | 23 | 463.7321 | 474.5813 | 488.2136 | 499.865 | 0 | 0 | 0 | 0 | 173.2079 | 243.0461 | 0 | 0 | 0 | 0 | 0 | 0 | 110.401 | 106.9243 | 211.9572 | 211.9572 | 0 | 0 | 0 | 0 | 0 | 65.4166 | 97.2645 | 45.2856 | 0 | 0 | 0 | 0 | 180.1233 | 59.1943 | 178.9919 | 242.6223 | 0.41371 | 0.39663 | 0.38604 | 0.36606 | 74.5189 | 23.478 | 69.0974 | 88.8137
2 | 7 | 24 | 421.3357 | 430.0204 | 441.0548 | 450.3736 | 0 | 0 | 0 | 0 | 158.8749 | 242.1168 | 0 | 0 | 0 | 0 | 0 | 0 | 91.8983 | 82.8969 | 187.0117 | 187.0117 | 0 | 0 | 0 | 0 | 0 | 4.1195 | 174.8951 | 21.3867 | 0 | 0 | 0 | 0 | 170.5625 | 100.8872 | 79.1479 | 241.9751 | 0.40639 | 0.39199 | 0.37547 | 0.36382 | 69.3147 | 39.5465 | 29.7175 | 88.0358
2 | 8 | 1 | 388.0402 | 394.1237 | 402.0839 | 408.607 | 0 | 0 | 0 | 0 | 107.2787 | 265.6116 | 0 | 0 | 0 | 0 | 0 | 0 | 101.7789 | 81.458 | 169.7846 | 169.7846 | 0 | 0 | 0 | 0 | 0 | 13.0833 | 97.2645 | -17.7928 | 0 | 0 | 0 | 0 | 178.9826 | 33.9707 | 135.0347 | 256.6152 | 0.40941 | 0.38749 | 0.36569 | 0.36737 | 73.2766 | 13.1633 | 49.3802 | 94.2722
2 | 8 | 2 | 369.9503 | 373.9789 | 379.6155 | 384.1067 | 0 | 0 | 0 | 0 | 89.812 | 211.03 | 0 | 0 | 0 | 0 | 0 | 0 | 129.2925 | 106.0688 | 179.5571 | 179.5571 | 0 | 0 | 0 | 0 | 0 | 0 | 0 | -29.6474 | 0 | 0 | 0 | 0 | 150.8458 | 56.88 | 200.0584 | 234.197 | 0.40877 | 0.38552 | 0.36832 | 0.36522 | 61.6614 | 21.9287 | 73.6855 | 85.5325
2 | 8 | 3 | 361.5191 | 363.7937 | 367.4849 | 370.2844 | 0 | 0 | 0 | 0 | 82.5522 | 207.0447 | 0 | 0 | 0 | 0 | 0 | 0 | 116.8301 | 111.9067 | 209.0923 | 209.0923 | 0 | 0 | 0 | 0 | 0 | 3.3847 | -40.8838 | -44.7161 | 0 | 0 | 0 | 0 | 162.1368 | 41.4577 | 199.2764 | 205.9082 | 0.40833 | 0.3849 | 0.36884 | 0.36626 | 66.2058 | 15.957 | 73.5014 | 75.4168
2 | 8 | 4 | 359.9227 | 360.8171 | 362.9793 | 364.425 | 0 | 0 | 0 | 0 | 85.1515 | 229.4046 | 0 | 0 | 0 | 0 | 0 | 0 | 97.0218 | 101.0541 | 216.3087 | 216.3087 | 0 | 0 | 0 | 0 | 0 | 57.3115 | 21.7178 | -80.1075 | 0 | 0 | 0 | 0 | 177.7493 | -26.9531 | 124.9527 | 228.2238 | 0.40772 | 0.37892 | 0.36678 | 0.36631 | 72.4713 | -10.2131 | 45.8307 | 83.5998
2 | 8 | 5 | 369.7437 | 369.2696 | 369.9581 | 370.0897 | 0 | 0 | 0 | 0 | 94.0308 | 279.6462 | 0 | 0 | 0 | 0 | 0 | 0 | 68.5643 | 77.4966 | 216.1165 | 216.1165 | 0 | 0 | 0 | 0 | 0 | 3.5015 | 0 | -70.8932 | 0 | 0 | 0 | 0 | 207.1486 | 8.6254 | 153.8416 | 224.8663 | 0.409 | 0.38297 | 0.36528 | 0.36514 | 84.7241 | 3.3033 | 56.1949 | 82.1087
2 | 8 | 6 | 405.3746 | 403.9772 | 403.8315 | 403.2591 | 0 | 0 | 0 | 0 | 142.38 | 227.1624 | 0 | 0 | 0 | 0 | 0 | 0 | 76.7283 | 78.8103 | 213.8862 | 213.8862 | 0 | 0 | 0 | 0 | 0 | 50.2313 | 196.4629 | 0 | 0 | 0 | 0 | 0 | 186.2663 | 47.7732 | -6.5176 | 189.3729 | 0.4104 | 0.38709 | 0.36491 | 0.36382 | 76.4437 | 18.4927 | -2.3784 | 68.8981
2 | 8 | 7 | 455.9408 | 454.7238 | 455.1733 | 455.3422 | 0 | 0 | 0 | 0 | 163.1179 | 249.681 | 0 | 0 | 0 | 0 | 0 | 0 | 74.8046 | 76.7885 | 213.3608 | 213.3614 | 0 | 0 | 0 | 0 | 0 | 32.6881 | 190.1007 | 120.3775 | 0 | 0 | 0 | 0 | 218.0183 | 95.5663 | 51.7118 | 121.6033 | 0.40901 | 0.39641 | 0.37719 | 0.36382 | 89.1712 | 37.8834 | 19.505 | 44.242
2 | 8 | 8 | 486.3371 | 485.6535 | 487.2173 | 488.8469 | 0 | 0 | 0 | 0 | 161.0487 | 222.764 | 0 | 0 | 0 | 0 | 0 | 0 | 87.4374 | 122.7286 | 253.5996 | 257.54 | 0 | 0 | 0 | 0 | 0 | -13.8334 | -19.2763 | 0 | 0 | 0 | 0 | 0 | 237.8511 | 153.9943 | 252.894 | 231.3069 | 0.4026 | 0.40314 | 0.38075 | 0.37732 | 95.7597 | 62.0819 | 96.2895 | 87.2758
2 | 8 | 9 | 493.7758 | 493.9556 | 496.9003 | 500.2286 | 0 | 0 | 0 | 0 | 124.9426 | 168.7838 | 0 | 0 | 0 | 0 | 0 | 0 | 118.9105 | 182.9947 | 332.3812 | 344.089 | 0 | 0 | 0 | 0 | 0 | -11.6667 | -53.7317 | 309.4849 | 0 | 0 | 0 | 0 | 249.9227 | 153.8438 | 218.2508 | -153.3453 | 0.40979 | 0.40905 | 0.39309 | 0.38587 | 102.4153 | 62.9295 | 85.7912 | -59.1706
2 | 8 | 10 | 505.251 | 505.6445 | 508.822 | 512.2932 | 0 | 0 | 0 | 0 | 99.9878 | 128.0121 | 0 | 0 | 0 | 0 | 0 | 0 | 144.5041 | 230.8633 | 372.116 | 390.452 | 0 | 0 | 0 | 0 | 0 | -27.5042 | -46.4954 | -423.0455 | 0 | 0 | 0 | 0 | 260.7592 | 174.2733 | 183.2013 | 544.8866 | 0.4056 | 0 | 0 | 0 | 105.7651 | 0 | 0 | 0
2 | 8 | 11 | 512.0889 | 512.6326 | 515.7172 | 518.7594 | 0 | 0 | 0 | 0 | 93.5163 | 137.1434 | 0 | 0 | 0 | 0 | 0 | 0 | 171.6497 | 292.4334 | 517.2148 | 541.1772 | 0 | 0 | 0 | 0 | 0 | -66.9167 | -340.8497 | -355.9846 | 0 | 0 | 0 | 0 | 246.923 | 149.9724 | 339.3521 | 333.5668 | 0.40256 | 0 | 0 | 0 | 99.4011 | 0 | 0 | 0
2 | 8 | 12 | 512.0397 | 512.9177 | 516.1643 | 519.1011 | 0 | 0 | 0 | 0 | 94.7929 | 117.3317 | 0 | 0 | 0 | 0 | 0 | 0 | 179.6972 | 297.8649 | 474.776 | 500.0607 | 0 | 0 | 0 | 0 | 0 | -52.044 | -344.1831 | -384.9432 | 0 | 0 | 0 | 0 | 237.5496 | 149.7651 | 385.5714 | 403.9837 | 0.3965 | 0 | 0 | 0 | 94.1888 | 0 | 0 | 0
2 | 8 | 13 | 510.5157 | 512.5165 | 516.9205 | 520.7928 | 0 | 0 | 0 | 0 | 94.8582 | 117.3317 | 0 | 0 | 0 | 0 | 0 | 0 | 153.3352 | 261.7991 | 397.7425 | 418.2297 | 0 | 0 | 0 | 0 | 0 | -52.1329 | -344.501 | -359.1238 | 0 | 0 | 0 | 0 | 262.3223 | 185.5186 | 463.679 | 461.6868 | 0.39531 | 0 | 0 | 0 | 103.6988 | 0 | 0 | 0
2 | 8 | 14 | 508.5221 | 511.2327 | 516.4413 | 521.062 | 0 | 0 | 0 | 0 | 103.5471 | 117.3317 | 0 | 0 | 0 | 0 | 0 | 0 | 137.757 | 248.0989 | 420.0778 | 437.2154 | 0 | 0 | 0 | 0 | 0 | -52.1859 | -345.4061 | -351 | 0 | 0 | 0 | 0 | 267.218 | 197.988 | 441.7696 | 434.8466 | 0.39361 | 0 | 0 | 0 | 105.1803 | 0 | 0 | 0
2 | 8 | 15 | 503.8984 | 507.2859 | 513.1973 | 518.4117 | 0 | 0 | 0 | 0 | 111.5329 | 117.3317 | 0 | 0 | 0 | 0 | 0 | 0 | 121.0027 | 226.4854 | 407.6674 | 421.2339 | 0 | 0 | 0 | 0 | 0 | -52.3988 | -296.7429 | -278.2481 | 0 | 0 | 0 | 0 | 271.3628 | 215.8676 | 402.2728 | 375.4258 | 0.39648 | 0 | 0 | 0 | 107.5907 | 0 | 0 | 0
2 | 8 | 16 | 503.2749 | 508.8467 | 517.174 | 524.5396 | 0 | 0 | 0 | 0 | 134.9983 | 171.1953 | 0 | 0 | 0 | 0 | 0 | 0 | 119.4362 | 219.385 | 367.8853 | 379.9749 | 0 | 0 | 0 | 0 | 0 | -3.1862 | -21.2366 | 48.2482 | 0 | 0 | 0 | 0 | 248.8404 | 121.4526 | 170.5253 | 96.3165 | 0.40398 | 0 | 0.39996 | 0 | 100.5272 | 0 | 68.2038 | 0
2 | 8 | 17 | 508.1923 | 515.7927 | 526.3382 | 535.6192 | 0 | 0 | 0 | 0 | 171.1038 | 171.8722 | 0 | 0 | 0 | 0 | 0 | 0 | 105.0157 | 193.8856 | 359.8903 | 367.0935 | 0 | 0 | 0 | 0 | 0 | -6.7227 | -17.55 | 34.4686 | 0 | 0 | 0 | 0 | 232.0729 | 156.7576 | 183.998 | 134.057 | 0.4024 | 0.40819 | 0.40418 | 0.39462 | 93.3863 | 63.9867 | 74.3679 | 52.9013
2 | 8 | 18 | 539.7713 | 549.5799 | 562.6549 | 574.1231 | 0 | 0 | 0 | 0 | 178.4556 | 234.412 | 0 | 0 | 0 | 0 | 0 | 0 | 82.1137 | 128.632 | 294.2373 | 294.2936 | 0 | 0 | 0 | 0 | 0 | 2.8574 | 13.21 | 164.1797 | 0 | 0 | 0 | 0 | 279.202 | 183.6785 | 255.2076 | 115.6498 | 0.40342 | 0.39939 | 0.39298 | 0.37664 | 112.6345 | 73.3593 | 100.2919 | 43.5582
2 | 8 | 19 | 564.4181 | 576.5091 | 592.1585 | 605.8476 | 0 | 0 | 0 | 0 | 188.7614 | 262.9668 | 0 | 0 | 0 | 0 | 0 | 0 | 85.7276 | 130.0002 | 301.348 | 301.348 | 0 | 0 | 0 | 0 | 0 | -1.4229 | 381.6408 | 323.101 | 0 | 0 | 0 | 0 | 289.9291 | 184.9649 | -90.8302 | -18.6015 | 0.41293 | 0.40451 | 0.39736 | 0.38359 | 119.7197 | 74.82 | -36.0922 | -7.1353
2 | 8 | 20 | 551.6681 | 563.4433 | 578.6008 | 591.746 | 0 | 0 | 0 | 0 | 205.4019 | 276.1724 | 0 | 0 | 0 | 0 | 0 | 0 | 84.2735 | 125.2426 | 295.6688 | 295.6688 | 0 | 0 | 0 | 0 | 0 | 20.4312 | 43.7006 | 432.4143 | 0 | 0 | 0 | 0 | 261.9926 | 141.5972 | 239.2314 | -136.3372 | 0.4122 | 0.4033 | 0.397 | 0.38296 | 107.9938 | 57.1055 | 94.9737 | -52.2123
2 | 8 | 21 | 537.7471 | 549.5263 | 564.5272 | 577.414 | 0 | 0 | 0 | 0 | 194.5387 | 278.6278 | 0 | 0 | 0 | 0 | 0 | 0 | 74.3602 | 115.4003 | 294.5944 | 294.5944 | 0 | 0 | 0 | 0 | 0 | 0 | 89.3218 | 117 | 0 | 0 | 0 | 0 | 268.8482 | 155.4981 | 180.611 | 165.8196 | 0.40612 | 0.40218 | 0.39602 | 0.38156 | 109.1845 | 62.5376 | 71.5251 | 63.2706
2 | 8 | 22 | 507.339 | 518.6357 | 532.9525 | 545.2107 | 0 | 0 | 0 | 0 | 178.6609 | 292.0419 | 0 | 0 | 0 | 0 | 0 | 0 | 72.43 | 113.4705 | 304.1101 | 304.1101 | 0 | 0 | 0 | 0 | 0 | 0 | 21.2587 | 117 | 0 | 0 | 0 | 0 | 256.2481 | 113.1233 | 207.5838 | 124.1006 | 0.41109 | 0.39872 | 0.39241 | 0.37595 | 105.3419 | 45.1044 | 81.4582 | 46.6554
2 | 8 | 23 | 464.421 | 475.2928 | 488.9524 | 500.6275 | 0 | 0 | 0 | 0 | 173.2079 | 243.0461 | 0 | 0 | 0 | 0 | 0 | 0 | 86.7802 | 124.8881 | 323.0595 | 323.0595 | 0 | 0 | 0 | 0 | 0 | 65.4166 | 97.2645 | 45.2856 | 0 | 0 | 0 | 0 | 204.433 | 41.9419 | 68.6284 | 132.2824 | 0.41371 | 0.39663 | 0.38604 | 0.36606 | 84.5761 | 16.6353 | 26.4931 | 48.4229
2 | 8 | 24 | 418.9427 | 427.549 | 438.4885 | 447.7251 | 0 | 0 | 0 | 0 | 158.8749 | 242.1168 | 0 | 0 | 0 | 0 | 0 | 0 | 84.085 | 123.2015 | 334.3989 | 334.3989 | 0 | 0 | 0 | 0 | 0 | 4.1195 | 174.8951 | 21.3867 | 0 | 0 | 0 | 0 | 175.9828 | 58.1113 | -70.8055 | 91.9395 | 0.40639 | 0.39199 | 0.37547 | 0.36382 | 71.5174 | 22.7789 | -26.5852 | 33.4496
2 | 9 | 1 | 388.1308 | 394.2173 | 402.1811 | 408.7073 | 0 | 0 | 0 | 0 | 107.2787 | 265.6116 | 0 | 0 | 0 | 0 | 0 | 0 | 88.6559 | 122.6992 | 315.1249 | 315.1249 | 0 | 0 | 0 | 0 | 0 | 13.0833 | 97.2645 | -17.7928 | 0 | 0 | 0 | 0 | 192.1962 | -7.1768 | -10.2083 | 111.3752 | 0.40941 | 0.38749 | 0.36569 | 0.36737 | 78.6863 | -2.7809 | -3.733 | 40.9157
2 | 9 | 2 | 369.352 | 373.361 | 378.974 | 383.4446 | 0 | 0 | 0 | 0 | 89.812 | 211.03 | 0 | 0 | 0 | 0 | 0 | 0 | 79.3647 | 111.3903 | 279.9401 | 279.9401 | 0 | 0 | 0 | 0 | 0 | 0 | 0 | -29.6474 | 0 | 0 | 0 | 0 | 200.1753 | 50.9407 | 99.0339 | 133.1519 | 0.40877 | 0.38552 | 0.36832 | 0.36522 | 81.8258 | 19.6389 | 36.4762 | 48.6292
2 | 9 | 3 | 361.3016 | 363.5691 | 367.2516 | 370.0437 | 0 | 0 | 0 | 0 | 82.5522 | 207.0447 | 0 | 0 | 0 | 0 | 0 | 0 | 73.4679 | 104.7701 | 260.1069 | 260.1069 | 0 | 0 | 0 | 0 | 0 | 3.3847 | -40.8838 | -44.7161 | 0 | 0 | 0 | 0 | 205.2815 | 48.3696 | 148.0284 | 154.6528 | 0.40833 | 0.3849 | 0.36884 | 0.36626 | 83.8232 | 18.6174 | 54.599 | 56.6437
2 | 9 | 4 | 356.7501 | 357.5407 | 359.5769 | 360.9138 | 0 | 0 | 0 | 0 | 85.1515 | 229.4046 | 0 | 0 | 0 | 0 | 0 | 0 | 69.7405 | 101.592 | 256.0905 | 256.0905 | 0 | 0 | 0 | 0 | 0 | 57.3115 | 21.7178 | -80.1075 | 0 | 0 | 0 | 0 | 201.8581 | -30.7673 | 81.7686 | 184.9307 | 0.40772 | 0.37892 | 0.36678 | 0.36631 | 82.3008 | -11.6584 | 29.9914 | 67.7413
2 | 9 | 5 | 366.9337 | 366.3676 | 366.9446 | 366.9797 | 0 | 0 | 0 | 0 | 94.0308 | 279.6462 | 0 | 0 | 0 | 0 | 0 | 0 | 61.5891 | 92.6507 | 252.2575 | 252.2575 | 0 | 0 | 0 | 0 | 0 | 3.5015 | 0 | -70.8932 | 0 | 0 | 0 | 0 | 211.3139 | -9.4306 | 114.6871 | 185.6154 | 0.409 | 0.38297 | 0.36528 | 0.36514 | 86.4277 | -3.6117 | 41.8926 | 67.7765
2 | 9 | 6 | 396.7633 | 395.0841 | 394.5966 | 393.7285 | 0 | 0 | 0 | 0 | 142.38 | 227.1624 | 0 | 0 | 0 | 0 | 0 | 0 | 57.7545 | 80.3039 | 241.3435 | 241.3435 | 0 | 0 | 0 | 0 | 0 | 50.2313 | 196.4629 | 0 | 0 | 0 | 0 | 0 | 196.6288 | 37.3866 | -43.2097 | 152.3851 | 0.4104 | 0.38709 | 0.36491 | 0.36382 | 80.6965 | 14.4721 | -15.7678 | 55.4411
2 | 9 | 7 | 448.7074 | 447.2536 | 447.416 | 447.3365 | 0 | 0 | 0 | 0 | 163.1179 | 249.681 | 0 | 0 | 0 | 0 | 0 | 0 | 58.9991 | 75.9756 | 226.305 | 226.3057 | 0 | 0 | 0 | 0 | 0 | 32.6881 | 190.1007 | 120.3775 | 0 | 0 | 0 | 0 | 226.5903 | 88.9089 | 31.0103 | 100.6533 | 0.40901 | 0.39641 | 0.37719 | 0.36382 | 92.6772 | 35.2444 | 11.6966 | 36.6199
2 | 9 | 8 | 475.5504 | 474.5138 | 475.6494 | 476.9086 | 0 | 0 | 0 | 0 | 161.0487 | 222.764 | 0 | 0 | 0 | 0 | 0 | 0 | 80.5302 | 114.0106 | 269.3807 | 271.9766 | 0 | 0 | 0 | 0 | 0 | -13.8334 | -19.2763 | 0 | 0 | 0 | 0 | 0 | 233.9716 | 151.5725 | 225.545 | 204.932 | 0.4026 | 0.40314 | 0.38075 | 0.37732 | 94.1978 | 61.1056 | 85.8763 | 77.3242
2 | 9 | 9 | 490.6032 | 490.6792 | 493.498 | 496.7173 | 0 | 0 | 0 | 0 | 124.9426 | 168.7838 | 0 | 0 | 0 | 0 | 0 | 0 | 104.9004 | 159.86 | 331.2391 | 340.1945 | 0 | 0 | 0 | 0 | 0 | -11.6667 | -53.7317 | 309.4849 | 0 | 0 | 0 | 0 | 260.7603 | 173.7021 | 215.9905 | -152.962 | 0.40979 | 0.40905 | 0.39309 | 0.38587 | 106.8564 | 71.0524 | 84.9027 | -59.0227
2 | 9 | 10 | 501.7159 | 501.9936 | 505.0308 | 508.3806 | 0 | 0 | 0 | 0 | 99.9878 | 128.0121 | 0 | 0 | 0 | 0 | 0 | 0 | 113.8323 | 179.9928 | 382.163 | 394.4547 | 0 | 0 | 0 | 0 | 0 | -27.5042 | -46.4954 | -423.0455 | 0 | 0 | 0 | 0 | 287.8957 | 221.4929 | 169.3631 | 536.9715 | 0.4056 | 0 | 0 | 0 | 116.7719 | 0 | 0 | 0
2 | 9 | 11 | 511.0556 | 511.5654 | 514.609 | 517.6157 | 0 | 0 | 0 | 0 | 93.5163 | 137.1434 | 0 | 0 | 0 | 0 | 0 | 0 | 137.7054 | 223.6636 | 370.4905 | 387.7204 | 0 | 0 | 0 | 0 | 0 | -66.9167 | -340.8497 | -355.9846 | 0 | 0 | 0 | 0 | 279.8339 | 217.6751 | 484.9682 | 485.8799 | 0.40256 | 0 | 0 | 0 | 112.6497 | 0 | 0 | 0
2 | 9 | 12 | 510.97 | 511.8131 | 515.0172 | 517.9173 | 0 | 0 | 0 | 0 | 94.7929 | 117.3317 | 0 | 0 | 0 | 0 | 0 | 0 | 156.6192 | 261.0966 | 426.9787 | 448.2399 | 0 | 0 | 0 | 0 | 0 | -52.044 | -344.1831 | -384.9432 | 0 | 0 | 0 | 0 | 259.5579 | 185.4288 | 432.2216 | 454.6207 | 0.3965 | 0 | 0 | 0 | 102.9151 | 0 | 0 | 0
2 | 9 | 13 | 506.3098 | 508.1729 | 512.41 | 516.1378 | 0 | 0 | 0 | 0 | 94.8582 | 117.3317 | 0 | 0 | 0 | 0 | 0 | 0 | 159.6935 | 261.2679 | 416.4832 | 437.3509 | 0 | 0 | 0 | 0 | 0 | -52.1329 | -344.501 | -359.1238 | 0 | 0 | 0 | 0 | 251.7581 | 181.7062 | 440.4278 | 437.9108 | 0.39531 | 0 | 0 | 0 | 99.5226 | 0 | 0 | 0
2 | 9 | 14 | 503.8267 | 506.3836 | 511.4058 | 515.8653 | 0 | 0 | 0 | 0 | 103.5471 | 117.3317 | 0 | 0 | 0 | 0 | 0 | 0 | 140.4526 | 227.9728 | 371.8106 | 388.9724 | 0 | 0 | 0 | 0 | 0 | -52.1859 | -345.4061 | -351 | 0 | 0 | 0 | 0 | 259.827 | 213.265 | 485.0014 | 477.893 | 0.39361 | 0 | 0 | 0 | 102.2711 | 0 | 0 | 0
2 | 9 | 15 | 497.5895 | 500.7705 | 506.4315 | 511.4293 | 0 | 0 | 0 | 0 | 111.5329 | 117.3317 | 0 | 0 | 0 | 0 | 0 | 0 | 127.0361 | 205.8693 | 349.6104 | 364.3319 | 0 | 0 | 0 | 0 | 0 | -52.3988 | -296.7429 | -278.2481 | 0 | 0 | 0 | 0 | 259.0205 | 229.9683 | 453.5641 | 425.3454 | 0.39648 | 0 | 0 | 0 | 102.6972 | 0 | 0 | 0
2 | 9 | 16 | 494.845 | 500.1408 | 508.1336 | 515.2096 | 0 | 0 | 0 | 0 | 134.9983 | 171.1953 | 0 | 0 | 0 | 0 | 0 | 0 | 122.8516 | 184.3798 | 360.6503 | 370.3263 | 0 | 0 | 0 | 0 | 0 | -3.1862 | -21.2366 | 48.2482 | 0 | 0 | 0 | 0 | 236.9951 | 147.7519 | 168.7199 | 96.6352 | 0.40398 | 0 | 0.39996 | 0 | 95.7419 | 0 | 67.4817 | 0
2 | 9 | 17 | 495.8646 | 503.0616 | 513.1178 | 521.9754 | 0 | 0 | 0 | 0 | 171.1038 | 171.8722 | 0 | 0 | 0 | 0 | 0 | 0 | 115.823 | 154.423 | 299.8767 | 305.555 | 0 | 0 | 0 | 0 | 0 | -6.7227 | -17.55 | 34.4686 | 0 | 0 | 0 | 0 | 208.9379 | 183.489 | 230.7911 | 181.9518 | 0.4024 | 0.40819 | 0.40418 | 0.39462 | 84.0768 | 74.8982 | 93.2807 | 71.8015
2 | 9 | 18 | 524.108 | 533.4038 | 545.8571 | 556.7875 | 0 | 0 | 0 | 0 | 178.4556 | 234.412 | 0 | 0 | 0 | 0 | 0 | 0 | 91.2178 | 100.6519 | 223.7259 | 223.7735 | 0 | 0 | 0 | 0 | 0 | 2.8574 | 13.21 | 164.1797 | 0 | 0 | 0 | 0 | 254.4346 | 195.4825 | 308.9213 | 168.8343 | 0.40342 | 0.39939 | 0.39298 | 0.37664 | 102.6429 | 78.0737 | 121.4004 | 63.5895
2 | 9 | 19 | 543.298 | 554.6976 | 569.5088 | 582.4726 | 0 | 0 | 0 | 0 | 188.7614 | 262.9668 | 0 | 0 | 0 | 0 | 0 | 0 | 88.2126 | 99.5206 | 225.3311 | 225.3311 | 0 | 0 | 0 | 0 | 0 | -1.4229 | 381.6408 | 323.101 | 0 | 0 | 0 | 0 | 266.324 | 193.633 | -37.4631 | 34.0405 | 0.41293 | 0.40451 | 0.39736 | 0.38359 | 109.9725 | 78.3263 | -14.8863 | 13.0576
2 | 9 | 20 | 528.0461 | 539.0481 | 553.268 | 565.6021 | 0 | 0 | 0 | 0 | 205.4019 | 276.1724 | 0 | 0 | 0 | 0 | 0 | 0 | 84.9026 | 94.4688 | 222.4504 | 222.4504 | 0 | 0 | 0 | 0 | 0 | 20.4312 | 43.7006 | 432.4143 | 0 | 0 | 0 | 0 | 237.7416 | 147.9757 | 287.117 | -89.2626 | 0.4122 | 0.4033 | 0.397 | 0.38296 | 97.9975 | 59.6779 | 113.9841 | -34.1844
2 | 9 | 21 | 511.5871 | 522.51 | 536.4725 | 548.4611 | 0 | 0 | 0 | 0 | 194.5387 | 278.6278 | 0 | 0 | 0 | 0 | 0 | 0 | 71.906 | 81.6083 | 228.0289 | 228.0289 | 0 | 0 | 0 | 0 | 0 | 0 | 89.3218 | 117 | 0 | 0 | 0 | 0 | 245.1424 | 162.2739 | 219.1218 | 203.4322 | 0.40612 | 0.40218 | 0.39602 | 0.38156 | 99.5571 | 65.2626 | 86.776 | 77.6222
2 | 9 | 22 | 489.7903 | 500.5125 | 514.1328 | 525.7884 | 0 | 0 | 0 | 0 | 178.6609 | 292.0419 | 0 | 0 | 0 | 0 | 0 | 0 | 53.2117 | 68.9573 | 246.6486 | 246.6486 | 0 | 0 | 0 | 0 | 0 | 0 | 21.2587 | 117 | 0 | 0 | 0 | 0 | 257.9176 | 139.5133 | 246.2254 | 162.1397 | 0.41109 | 0.39872 | 0.39241 | 0.37595 | 106.0283 | 55.6265 | 96.6216 | 60.9562
2 | 9 | 23 | 456.0999 | 466.6992 | 480.0286 | 491.4179 | 0 | 0 | 0 | 0 | 173.2079 | 243.0461 | 0 | 0 | 0 | 0 | 0 | 0 | 49.661 | 63.6247 | 255.1924 | 255.1924 | 0 | 0 | 0 | 0 | 0 | 65.4166 | 97.2645 | 45.2856 | 0 | 0 | 0 | 0 | 233.231 | 94.6118 | 127.5716 | 190.9399 | 0.41371 | 0.39663 | 0.38604 | 0.36606 | 96.4901 | 37.5255 | 49.2473 | 69.895
2 | 9 | 24 | 416.169 | 424.6845 | 435.5139 | 444.6552 | 0 | 0 | 0 | 0 | 158.8749 | 242.1168 | 0 | 0 | 0 | 0 | 0 | 0 | 51.4105 | 61.8208 | 254.0757 | 254.0757 | 0 | 0 | 0 | 0 | 0 | 4.1195 | 174.8951 | 21.3867 | 0 | 0 | 0 | 0 | 205.8835 | 116.6275 | 6.543 | 169.1928 | 0.40639 | 0.39199 | 0.37547 | 0.36382 | 83.6687 | 45.7165 | 2.4567 | 61.556
2 | 10 | 1 | 383.7074 | 389.649 | 397.4373 | 403.8116 | 0 | 0 | 0 | 0 | 107.2787 | 265.6116 | 0 | 0 | 0 | 0 | 0 | 0 | 51.7935 | 63.4377 | 244.6662 | 244.6662 | 0 | 0 | 0 | 0 | 0 | 13.0833 | 97.2645 | -17.7928 | 0 | 0 | 0 | 0 | 224.6352 | 47.5164 | 55.5065 | 176.9382 | 0.40941 | 0.38749 | 0.36569 | 0.36737 | 91.967 | 18.4121 | 20.2979 | 65.0014
2 | 10 | 2 | 364.4572 | 368.306 | 373.7246 | 378.0272 | 0 | 0 | 0 | 0 | 89.812 | 211.03 | 0 | 0 | 0 | 0 | 0 | 0 | 51.4097 | 65.5397 | 240.1011 | 240.1011 | 0 | 0 | 0 | 0 | 0 | 0 | 0 | -29.6474 | 0 | 0 | 0 | 0 | 223.2355 | 91.7363 | 133.6235 | 167.5735 | 0.40877 | 0.38552 | 0.36832 | 0.36522 | 91.2522 | 35.3666 | 49.2162 | 61.2005
2 | 10 | 3 | 354.9927 | 357.0537 | 360.4858 | 363.0612 | 0 | 0 | 0 | 0 | 82.5522 | 207.0447 | 0 | 0 | 0 | 0 | 0 | 0 | 52.7604 | 65.3979 | 245.6921 | 245.6921 | 0 | 0 | 0 | 0 | 0 | 3.3847 | -40.8838 | -44.7161 | 0 | 0 | 0 | 0 | 219.6801 | 81.2264 | 155.6775 | 162.0852 | 0.40833 | 0.3849 | 0.36884 | 0.36626 | 89.7026 | 31.2639 | 57.4203 | 59.366
2 | 10 | 4 | 348.5015 | 349.022 | 350.7309 | 351.7845 | 0 | 0 | 0 | 0 | 85.1515 | 229.4046 | 0 | 0 | 0 | 0 | 0 | 0 | 57.5533 | 64.5862 | 267.411 | 267.411 | 0 | 0 | 0 | 0 | 0 | 57.3115 | 21.7178 | -80.1075 | 0 | 0 | 0 | 0 | 205.7967 | -2.2802 | 61.602 | 164.4809 | 0.40772 | 0.37892 | 0.36678 | 0.36631 | 83.9066 | -0.86402 | 22.5946 | 60.2504
2 | 10 | 5 | 349.9832 | 348.8623 | 348.7665 | 348.2195 | 0 | 0 | 0 | 0 | 94.0308 | 279.6462 | 0 | 0 | 0 | 0 | 0 | 0 | 60.3795 | 65.7101 | 287.1404 | 287.1404 | 0 | 0 | 0 | 0 | 0 | 3.5015 | 0 | -70.8932 | 0 | 0 | 0 | 0 | 195.5729 | 0.0045744 | 61.6261 | 131.9723 | 0.409 | 0.38297 | 0.36528 | 0.36514 | 79.9896 | 0.0017519 | 22.5106 | 48.189
2 | 10 | 6 | 360.5418 | 357.6769 | 355.7517 | 353.6399 | 0 | 0 | 0 | 0 | 142.38 | 227.1624 | 0 | 0 | 0 | 0 | 0 | 0 | 56.5143 | 66.5579 | 298.8467 | 298.8467 | 0 | 0 | 0 | 0 | 0 | 50.2313 | 196.4629 | 0 | 0 | 0 | 0 | 0 | 161.6475 | 13.7253 | -139.5579 | 54.7932 | 0.4104 | 0.38709 | 0.36491 | 0.36382 | 66.3402 | 5.313 | -50.9266 | 19.935
2 | 10 | 7 | 375.3579 | 371.5031 | 368.7542 | 366.156 | 0 | 0 | 0 | 0 | 163.1179 | 249.681 | 0 | 0 | 0 | 0 | 0 | 0 | 55.5964 | 68.022 | 301.2981 | 301.2986 | 0 | 0 | 0 | 0 | 0 | 32.6881 | 190.1007 | 120.3775 | 0 | 0 | 0 | 0 | 156.6436 | 21.112 | -122.6447 | -55.5201 | 0.40901 | 0.39641 | 0.37719 | 0.36382 | 64.0685 | 8.369 | -46.2599 | -20.1995
2 | 10 | 8 | 390.5259 | 386.706 | 384.467 | 382.8066 | 0 | 0 | 0 | 0 | 161.0487 | 222.764 | 0 | 0 | 0 | 0 | 0 | 0 | 60.1176 | 74.5699 | 282.2979 | 283.106 | 0 | 0 | 0 | 0 | 0 | -13.8334 | -19.2763 | 0 | 0 | 0 | 0 | 0 | 169.3596 | 103.2055 | 121.4453 | 99.7006 | 0.4026 | 0.40314 | 0.38075 | 0.37732 | 68.1848 | 41.6067 | 46.2404 | 37.6187
2 | 10 | 9 | 415.2414 | 412.8505 | 412.678 | 413.3097 | 0 | 0 | 0 | 0 | 124.9426 | 168.7838 | 0 | 0 | 0 | 0 | 0 | 0 | 88.0597 | 122.088 | 290.6916 | 296.8592 | 0 | 0 | 0 | 0 | 0 | -11.6667 | -53.7317 | 309.4849 | 0 | 0 | 0 | 0 | 202.2391 | 133.6454 | 175.7181 | -193.0343 | 0.40979 | 0.40905 | 0.39309 | 0.38587 | 82.8751 | 54.6673 | 69.0722 | -74.4852
2 | 10 | 10 | 435.2191 | 433.3201 | 433.718 | 434.7845 | 0 | 0 | 0 | 0 | 99.9878 | 128.0121 | 0 | 0 | 0 | 0 | 0 | 0 | 109.9091 | 167.3983 | 324.5517 | 335.2921 | 0 | 0 | 0 | 0 | 0 | -27.5042 | -46.4954 | -423.0455 | 0 | 0 | 0 | 0 | 225.3222 | 165.4139 | 155.6617 | 522.5379 | 0.4056 | 0 | 0 | 0 | 91.3918 | 0 | 0 | 0
2 | 10 | 11 | 446.1179 | 444.502 | 444.9681 | 445.7451 | 0 | 0 | 0 | 0 | 93.5163 | 137.1434 | 0 | 0 | 0 | 0 | 0 | 0 | 143.7371 | 232.5043 | 394.7396 | 410.4664 | 0 | 0 | 0 | 0 | 0 | -66.9167 | -340.8497 | -355.9846 | 0 | 0 | 0 | 0 | 208.8646 | 141.771 | 391.0782 | 391.2633 | 0.40256 | 0 | 0 | 0 | 84.0803 | 0 | 0 | 0
2 | 10 | 12 | 448.0084 | 446.7905 | 447.4956 | 448.2337 | 0 | 0 | 0 | 0 | 94.7929 | 117.3317 | 0 | 0 | 0 | 0 | 0 | 0 | 164.7312 | 257.8319 | 421.0509 | 438.1301 | 0 | 0 | 0 | 0 | 0 | -52.044 | -344.1831 | -384.9432 | 0 | 0 | 0 | 0 | 188.4843 | 123.6708 | 370.6278 | 395.0468 | 0.3965 | 0 | 0 | 0 | 74.7343 | 0 | 0 | 0
2 | 10 | 13 | 444.6715 | 444.517 | 446.3076 | 447.9189 | 0 | 0 | 0 | 0 | 94.8582 | 117.3317 | 0 | 0 | 0 | 0 | 0 | 0 | 209.7422 | 342.7987 | 614.4195 | 637.3786 | 0 | 0 | 0 | 0 | 0 | -52.1329 | -344.501 | -359.1238 | 0 | 0 | 0 | 0 | 140.0711 | 36.5195 | 176.3891 | 169.6641 | 0.39531 | 0 | 0 | 0 | 55.3716 | 0 | 0 | 0
2 | 10 | 14 | 439.034 | 439.47 | 441.9205 | 444.1552 | 0 | 0 | 0 | 0 | 103.5471 | 117.3317 | 0 | 0 | 0 | 0 | 0 | 0 | 206.2334 | 342.1274 | 561.229 | 582.0946 | 0 | 0 | 0 | 0 | 0 | -52.1859 | -345.4061 | -351 | 0 | 0 | 0 | 0 | 129.2536 | 32.1969 | 226.0977 | 213.0607 | 0.39361 | 0 | 0 | 0 | 50.8758 | 0 | 0 | 0
2 | 10 | 15 | 433.1957 | 434.2688 | 437.374 | 440.1606 | 0 | 0 | 0 | 0 | 111.5329 | 117.3317 | 0 | 0 | 0 | 0 | 0 | 0 | 193.3175 | 326.7857 | 521.4881 | 539.8348 | 0 | 0 | 0 | 0 | 0 | -52.3988 | -296.7429 | -278.2481 | 0 | 0 | 0 | 0 | 128.3453 | 42.5502 | 212.6288 | 178.5738 | 0.39648 | 0 | 0 | 0 | 50.8867 | 0 | 0 | 0
2 | 10 | 16 | 432.3184 | 435.5675 | 441.0785 | 446.0076 | 0 | 0 | 0 | 0 | 134.9983 | 171.1953 | 0 | 0 | 0 | 0 | 0 | 0 | 203.7542 | 319.0068 | 475.1339 | 491.1766 | 0 | 0 | 0 | 0 | 0 | -3.1862 | -21.2366 | 48.2482 | 0 | 0 | 0 | 0 | 93.5659 | -51.4484 | -12.8188 | -93.4171 | 0.40398 | 0 | 0.39996 | 0 | 37.799 | 0 | -5.1271 | 0
2 | 10 | 17 | 441.768 | 447.1941 | 455.1032 | 462.1033 | 0 | 0 | 0 | 0 | 171.1038 | 171.8722 | 0 | 0 | 0 | 0 | 0 | 0 | 190.4482 | 243.3191 | 349.119 | 356.9347 | 0 | 0 | 0 | 0 | 0 | -6.7227 | -17.55 | 34.4686 | 0 | 0 | 0 | 0 | 80.2161 | 38.7255 | 123.5342 | 70.6999 | 0.4024 | 0.40819 | 0.40418 | 0.39462 | 32.279 | 15.8073 | 49.9298 | 27.8995
2 | 10 | 18 | 477.3898 | 485.1563 | 495.7554 | 505.0816 | 0 | 0 | 0 | 0 | 178.4556 | 234.412 | 0 | 0 | 0 | 0 | 0 | 0 | 166.4138 | 164.772 | 242.4805 | 242.5703 | 0 | 0 | 0 | 0 | 0 | 2.8574 | 13.21 | 164.1797 | 0 | 0 | 0 | 0 | 132.5205 | 83.1149 | 240.0649 | 98.3316 | 0.40342 | 0.39939 | 0.39298 | 0.37664 | 53.4608 | 33.1952 | 94.3411 | 37.0355
2 | 10 | 19 | 502.3085 | 512.3664 | 525.5506 | 537.107 | 0 | 0 | 0 | 0 | 188.7614 | 262.9668 | 0 | 0 | 0 | 0 | 0 | 0 | 168.2591 | 157.1246 | 225.8267 | 225.8267 | 0 | 0 | 0 | 0 | 0 | -1.4229 | 381.6408 | 323.101 | 0 | 0 | 0 | 0 | 145.288 | 93.6978 | -81.9168 | -11.8207 | 0.41293 | 0.40451 | 0.39736 | 0.38359 | 59.9934 | 37.9016 | -32.5504 | -4.5343
2 | 10 | 20 | 492.6948 | 502.5396 | 515.3563 | 526.4765 | 0 | 0 | 0 | 0 | 205.4019 | 276.1724 | 0 | 0 | 0 | 0 | 0 | 0 | 141.1144 | 134.1081 | 219.6536 | 219.6536 | 0 | 0 | 0 | 0 | 0 | 20.4312 | 43.7006 | 432.4143 | 0 | 0 | 0 | 0 | 146.1785 | 71.8279 | 252.0021 | -125.5914 | 0.4122 | 0.4033 | 0.397 | 0.38296 | 60.255 | 28.9679 | 100.0437 | -48.097
2 | 10 | 21 | 478.0667 | 487.8924 | 500.5245 | 511.362 | 0 | 0 | 0 | 0 | 194.5387 | 278.6278 | 0 | 0 | 0 | 0 | 0 | 0 | 124.2021 | 120.4774 | 226.2365 | 226.2365 | 0 | 0 | 0 | 0 | 0 | 0 | 89.3218 | 117 | 0 | 0 | 0 | 0 | 159.326 | 88.7871 | 184.9661 | 168.1255 | 0.40612 | 0.40218 | 0.39602 | 0.38156 | 64.7054 | 35.708 | 73.2498 | 64.1505
2 | 10 | 22 | 460.3852 | 470.1449 | 482.598 | 493.244 | 0 | 0 | 0 | 0 | 178.6609 | 292.0419 | 0 | 0 | 0 | 0 | 0 | 0 | 131.3622 | 126.4365 | 255.1813 | 255.1813 | 0 | 0 | 0 | 0 | 0 | 0 | 21.2587 | 117 | 0 | 0 | 0 | 0 | 150.3621 | 51.6665 | 206.158 | 121.0626 | 0.41109 | 0.39872 | 0.39241 | 0.37595 | 61.8129 | 20.6004 | 80.8987 | 45.5133
2 | 10 | 23 | 433.0943 | 442.9406 | 455.3568 | 465.9562 | 0 | 0 | 0 | 0 | 173.2079 | 243.0461 | 0 | 0 | 0 | 0 | 0 | 0 | 160.0637 | 151.3361 | 283.0831 | 283.0831 | 0 | 0 | 0 | 0 | 0 | 65.4166 | 97.2645 | 45.2856 | 0 | 0 | 0 | 0 | 99.8228 | -16.8583 | 75.0092 | 137.5875 | 0.41371 | 0.39663 | 0.38604 | 0.36606 | 41.2977 | -6.6864 | 28.9563 | 50.3649
2 | 10 | 24 | 398.7834 | 406.7298 | 416.8691 | 425.4135 | 0 | 0 | 0 | 0 | 158.8749 | 242.1168 | 0 | 0 | 0 | 0 | 0 | 0 | 170.5848 | 164.4201 | 293.2743 | 293.2743 | 0 | 0 | 0 | 0 | 0 | 4.1195 | 174.8951 | 21.3867 | 0 | 0 | 0 | 0 | 69.3237 | -3.9265 | -51.3003 | 110.7525 | 0.40639 | 0.39199 | 0.37547 | 0.36382 | 28.1724 | -1.5391 | -19.2616 | 40.2942
2 | 11 | 1 | 373.3014 | 378.9024 | 386.2776 | 392.2947 | 0 | 0 | 0 | 0 | 107.2787 | 265.6116 | 0 | 0 | 0 | 0 | 0 | 0 | 145.8256 | 151.1173 | 293.7867 | 293.7867 | 0 | 0 | 0 | 0 | 0 | 13.0833 | 97.2645 | -17.7928 | 0 | 0 | 0 | 0 | 120.1971 | -50.9097 | -4.7735 | 116.3008 | 0.40941 | 0.38749 | 0.36569 | 0.36737 | 49.2094 | -19.7269 | -1.7456 | 42.7252
2 | 11 | 2 | 354.7945 | 358.327 | 363.3621 | 367.3329 | 0 | 0 | 0 | 0 | 89.812 | 211.03 | 0 | 0 | 0 | 0 | 0 | 0 | 129.5613 | 143.1262 | 291.3505 | 291.3505 | 0 | 0 | 0 | 0 | 0 | 0 | 0 | -29.6474 | 0 | 0 | 0 | 0 | 135.4212 | 4.1708 | 72.0116 | 105.6298 | 0.40877 | 0.38552 | 0.36832 | 0.36522 | 55.3562 | 1.608 | 26.5233 | 38.5777
2 | 11 | 3 | 342.8826 | 344.5472 | 347.4986 | 349.6582 | 0 | 0 | 0 | 0 | 82.5522 | 207.0447 | 0 | 0 | 0 | 0 | 0 | 0 | 112.603 | 131.7726 | 292.4885 | 292.4885 | 0 | 0 | 0 | 0 | 0 | 3.3847 | -40.8838 | -44.7161 | 0 | 0 | 0 | 0 | 147.7274 | 2.3452 | 95.8939 | 101.8858 | 0.40833 | 0.3849 | 0.36884 | 0.36626 | 60.322 | 0.90265 | 35.3696 | 37.3171
2 | 11 | 4 | 336.2464 | 336.3657 | 337.5882 | 338.221 | 0 | 0 | 0 | 0 | 85.1515 | 229.4046 | 0 | 0 | 0 | 0 | 0 | 0 | 135.0603 | 144.276 | 305.1585 | 305.1585 | 0 | 0 | 0 | 0 | 0 | 57.3115 | 21.7178 | -80.1075 | 0 | 0 | 0 | 0 | 116.0345 | -94.6263 | 10.7119 | 113.17 | 0.40772 | 0.37892 | 0.36678 | 0.36631 | 47.3091 | -35.8558 | 3.9289 | 41.4549
2 | 11 | 5 | 335.0631 | 333.4538 | 332.7658 | 331.7065 | 0 | 0 | 0 | 0 | 94.0308 | 279.6462 | 0 | 0 | 0 | 0 | 0 | 0 | 125.443 | 122.8539 | 291.4252 | 291.4252 | 0 | 0 | 0 | 0 | 0 | 3.5015 | 0 | -70.8932 | 0 | 0 | 0 | 0 | 115.5893 | -72.5477 | 41.3406 | 111.1745 | 0.409 | 0.38297 | 0.36528 | 0.36514 | 47.2762 | -27.7839 | 15.1008 | 40.5948
2 | 11 | 6 | 342.3948 | 338.9358 | 336.2904 | 333.5555 | 0 | 0 | 0 | 0 | 142.38 | 227.1624 | 0 | 0 | 0 | 0 | 0 | 0 | 128.6157 | 123.1201 | 293.2215 | 293.2215 | 0 | 0 | 0 | 0 | 0 | 50.2313 | 196.4629 | 0 | 0 | 0 | 0 | 0 | 71.3991 | -61.5779 | -153.394 | 40.3339 | 0.4104 | 0.38709 | 0.36491 | 0.36382 | 29.3022 | -23.8364 | -55.9756 | 14.6744
2 | 11 | 7 | 353.9114 | 349.3546 | 345.7544 | 342.4198 | 0 | 0 | 0 | 0 | 163.1179 | 249.681 | 0 | 0 | 0 | 0 | 0 | 0 | 134.4276 | 137.2075 | 306.1449 | 306.1454 | 0 | 0 | 0 | 0 | 0 | 32.6881 | 190.1007 | 120.3775 | 0 | 0 | 0 | 0 | 56.3659 | -70.222 | -150.4912 | -84.1031 | 0.40901 | 0.39641 | 0.37719 | 0.36382 | 23.0541 | -27.8367 | -56.7632 | -30.5986
2 | 11 | 8 | 363.2963 | 358.5851 | 355.2653 | 352.6699 | 0 | 0 | 0 | 0 | 161.0487 | 222.764 | 0 | 0 | 0 | 0 | 0 | 0 | 159.6889 | 199.8596 | 414.7271 | 417.2242 | 0 | 0 | 0 | 0 | 0 | -13.8334 | -19.2763 | 0 | 0 | 0 | 0 | 0 | 42.5587 | -50.2051 | -40.1855 | -64.5542 | 0.4026 | 0.40314 | 0.38075 | 0.37732 | 17.1343 | -20.2399 | -15.3007 | -24.3574
2 | 11 | 9 | 388.0844 | 384.8044 | 383.5541 | 383.2532 | 0 | 0 | 0 | 0 | 124.9426 | 168.7838 | 0 | 0 | 0 | 0 | 0 | 0 | 236.9261 | 336.6042 | 652.0305 | 665.4423 | 0 | 0 | 0 | 0 | 0 | -11.6667 | -53.7317 | 309.4849 | 0 | 0 | 0 | 0 | 26.2157 | -108.9169 | -214.7447 | -591.6739 | 0.40979 | 0.40905 | 0.39309 | 0.38587 | 10.7429 | -44.5522 | -84.413 | -228.3064
2 | 11 | 10 | 407.355 | 404.5439 | 403.8358 | 403.9455 | 0 | 0 | 0 | 0 | 99.9878 | 128.0121 | 0 | 0 | 0 | 0 | 0 | 0 | 297.6568 | 427.5307 | 789.005 | 811.6457 | 0 | 0 | 0 | 0 | 0 | -27.5042 | -46.4954 | -423.0455 | 0 | 0 | 0 | 0 | 9.7104 | -123.4947 | -338.6738 | 15.3454 | 0.4056 | 0 | 0 | 0 | 3.9386 | 0 | 0 | 0
2 | 11 | 11 | 418.5982 | 416.0815 | 415.4553 | 415.2873 | 0 | 0 | 0 | 0 | 93.5163 | 137.1434 | 0 | 0 | 0 | 0 | 0 | 0 | 375.559 | 526.9992 | 849.5317 | 879.464 | 0 | 0 | 0 | 0 | 0 | -66.9167 | -340.8497 | -355.9846 | 0 | 0 | 0 | 0 | -50.477 | -181.1444 | -93.2266 | -108.1921 | 0.40256 | 0 | 0 | 0 | -20.32 | 0 | 0 | 0
2 | 11 | 12 | 422.356 | 420.2984 | 419.9853 | 419.8426 | 0 | 0 | 0 | 0 | 94.7929 | 117.3317 | 0 | 0 | 0 | 0 | 0 | 0 | 396.1637 | 507.8144 | 804.9557 | 836.701 | 0 | 0 | 0 | 0 | 0 | -52.044 | -344.1831 | -384.9432 | 0 | 0 | 0 | 0 | -68.6006 | -152.8038 | -40.7873 | -31.9152 | 0.3965 | 0 | 0 | 0 | -27.2002 | 0 | 0 | 0
2 | 11 | 13 | 421.7022 | 420.7958 | 421.6747 | 422.4974 | 0 | 0 | 0 | 0 | 94.8582 | 117.3317 | 0 | 0 | 0 | 0 | 0 | 0 | 445.2602 | 574.2105 | 920.6784 | 955.189 | 0 | 0 | 0 | 0 | 0 | -52.1329 | -344.501 | -359.1238 | 0 | 0 | 0 | 0 | -118.4162 | -218.6136 | -154.5027 | -173.5678 | 0.39531 | 0 | 0 | 0 | -46.8112 | 0 | 0 | 0
2 | 11 | 14 | 418.1858 | 417.9393 | 419.5624 | 421.0812 | 0 | 0 | 0 | 0 | 103.5471 | 117.3317 | 0 | 0 | 0 | 0 | 0 | 0 | 432.9163 | 558.1922 | 896.8003 | 929.9221 | 0 | 0 | 0 | 0 | 0 | -52.1859 | -345.4061 | -351 | 0 | 0 | 0 | 0 | -118.2775 | -205.3986 | -131.8318 | -157.8409 | 0.39361 | 0 | 0 | 0 | -46.5555 | 0 | 0 | 0
2 | 11 | 15 | 414.7042 | 415.172 | 417.5432 | 419.6949 | 0 | 0 | 0 | 0 | 111.5329 | 117.3317 | 0 | 0 | 0 | 0 | 0 | 0 | 415.0754 | 530.5681 | 857.6102 | 888.6678 | 0 | 0 | 0 | 0 | 0 | -52.3988 | -296.7429 | -278.2481 | 0 | 0 | 0 | 0 | -111.9041 | -180.3289 | -143.3241 | -190.7248 | 0.39648 | 0 | 0 | 0 | -44.3681 | 0 | 0 | 0
2 | 11 | 16 | 412.9205 | 415.5346 | 420.2757 | 424.5387 | 0 | 0 | 0 | 0 | 134.9983 | 171.1953 | 0 | 0 | 0 | 0 | 0 | 0 | 397.9352 | 490.6287 | 800.0166 | 825.7749 | 0 | 0 | 0 | 0 | 0 | -3.1862 | -21.2366 | 48.2482 | 0 | 0 | 0 | 0 | -120.013 | -243.1032 | -358.5043 | -449.4844 | 0.40398 | 0 | 0.39996 | 0 | -48.4832 | 0 | -143.3884 | 0
2 | 11 | 17 | 418.5268 | 423.1921 | 430.1787 | 436.3807 | 0 | 0 | 0 | 0 | 171.1038 | 171.8722 | 0 | 0 | 0 | 0 | 0 | 0 | 341.361 | 363.3463 | 569.6719 | 582.289 | 0 | 0 | 0 | 0 | 0 | -6.7227 | -17.55 | 34.4686 | 0 | 0 | 0 | 0 | -93.9379 | -105.3037 | -121.9432 | -180.3769 | 0.4024 | 0.40819 | 0.40418 | 0.39462 | -37.8007 | -42.9838 | -49.2868 | -71.18
2 | 11 | 18 | 457.2486 | 464.3558 | 474.1554 | 482.7901 | 0 | 0 | 0 | 0 | 178.4556 | 234.412 | 0 | 0 | 0 | 0 | 0 | 0 | 276.373 | 196.4057 | 248.672 | 248.9776 | 0 | 0 | 0 | 0 | 0 | 2.8574 | 13.21 | 164.1797 | 0 | 0 | 0 | 0 | 2.42 | 30.6807 | 212.2735 | 69.6328 | 0.40342 | 0.39939 | 0.39298 | 0.37664 | 0.97626 | 12.2536 | 83.4196 | 26.2264
2 | 11 | 19 | 511.6268 | 521.9897 | 535.5438 | 547.4201 | 0 | 0 | 0 | 0 | 188.7614 | 262.9668 | 0 | 0 | 0 | 0 | 0 | 0 | 276.8846 | 172.0164 | 216.4104 | 216.4104 | 0 | 0 | 0 | 0 | 0 | -1.4229 | 381.6408 | 323.101 | 0 | 0 | 0 | 0 | 45.9808 | 88.4293 | -62.5074 | 7.9087 | 0.41293 | 0.40451 | 0.39736 | 0.38359 | 18.9867 | 35.7704 | -24.8378 | 3.0337
2 | 11 | 20 | 504.8593 | 515.1022 | 528.4019 | 539.9397 | 0 | 0 | 0 | 0 | 205.4019 | 276.1724 | 0 | 0 | 0 | 0 | 0 | 0 | 255.0621 | 171.3143 | 259.2756 | 259.2756 | 0 | 0 | 0 | 0 | 0 | 20.4312 | 43.7006 | 432.4143 | 0 | 0 | 0 | 0 | 44.3952 | 47.1844 | 225.4257 | -151.7502 | 0.4122 | 0.4033 | 0.397 | 0.38296 | 18.2998 | 19.0292 | 89.4929 | -58.1149
2 | 11 | 21 | 491.4459 | 501.7095 | 514.8726 | 526.1695 | 0 | 0 | 0 | 0 | 194.5387 | 278.6278 | 0 | 0 | 0 | 0 | 0 | 0 | 205.2803 | 149.876 | 275.4838 | 275.4838 | 0 | 0 | 0 | 0 | 0 | 0 | 89.3218 | 117 | 0 | 0 | 0 | 0 | 91.6269 | 73.2057 | 150.067 | 133.6857 | 0.40612 | 0.40218 | 0.39602 | 0.38156 | 37.2114 | 29.4415 | 59.4291 | 51.0095
2 | 11 | 22 | 467.5824 | 477.5776 | 490.3165 | 501.2095 | 0 | 0 | 0 | 0 | 178.6609 | 292.0419 | 0 | 0 | 0 | 0 | 0 | 0 | 184.3017 | 139.2952 | 262.441 | 262.441 | 0 | 0 | 0 | 0 | 0 | 0 | 21.2587 | 117 | 0 | 0 | 0 | 0 | 104.6197 | 46.2405 | 206.6168 | 121.7686 | 0.41109 | 0.39872 | 0.39241 | 0.37595 | 43.0085 | 18.437 | 81.0788 | 45.7787
2 | 11 | 23 | 432.3329 | 442.1542 | 454.5403 | 465.1135 | 0 | 0 | 0 | 0 | 173.2079 | 243.0461 | 0 | 0 | 0 | 0 | 0 | 0 | 171.4553 | 143.0238 | 270.3224 | 270.3224 | 0 | 0 | 0 | 0 | 0 | 65.4166 | 97.2645 | 45.2856 | 0 | 0 | 0 | 0 | 87.6697 | -9.3323 | 86.9534 | 149.5055 | 0.41371 | 0.39663 | 0.38604 | 0.36606 | 36.2699 | -3.7014 | 33.5672 | 54.7276
2 | 11 | 24 | 394.1061 | 401.8994 | 411.8531 | 420.2369 | 0 | 0 | 0 | 0 | 158.8749 | 242.1168 | 0 | 0 | 0 | 0 | 0 | 0 | 152.5295 | 143.4635 | 280.5584 | 280.5584 | 0 | 0 | 0 | 0 | 0 | 4.1195 | 174.8951 | 21.3867 | 0 | 0 | 0 | 0 | 82.7017 | 12.1997 | -43.6005 | 118.2917 | 0.40639 | 0.39199 | 0.37547 | 0.36382 | 33.609 | 4.7821 | -16.3706 | 43.0371
2 | 12 | 1 | 368.2434 | 373.6789 | 380.8534 | 386.6967 | 0 | 0 | 0 | 0 | 107.2787 | 265.6116 | 0 | 0 | 0 | 0 | 0 | 0 | 141.5829 | 149.6125 | 286.3067 | 286.3067 | 0 | 0 | 0 | 0 | 0 | 13.0833 | 97.2645 | -17.7928 | 0 | 0 | 0 | 0 | 119.3818 | -54.6285 | -2.7179 | 118.1828 | 0.40941 | 0.38749 | 0.36569 | 0.36737 | 48.8757 | -21.1679 | -0.99389 | 43.4166
2 | 12 | 2 | 353.1629 | 356.642 | 361.6124 | 365.5271 | 0 | 0 | 0 | 0 | 89.812 | 211.03 | 0 | 0 | 0 | 0 | 0 | 0 | 130.2024 | 153.6382 | 294.6437 | 294.6437 | 0 | 0 | 0 | 0 | 0 | 0 | 0 | -29.6474 | 0 | 0 | 0 | 0 | 133.1485 | -8.0262 | 66.9686 | 100.5308 | 0.40877 | 0.38552 | 0.36832 | 0.36522 | 54.4272 | -3.0943 | 24.6659 | 36.7154
2 | 12 | 3 | 346.0189 | 347.7861 | 350.8621 | 353.1294 | 0 | 0 | 0 | 0 | 82.5522 | 207.0447 | 0 | 0 | 0 | 0 | 0 | 0 | 127.5998 | 159.5743 | 304.4818 | 304.4818 | 0 | 0 | 0 | 0 | 0 | 3.3847 | -40.8838 | -44.7161 | 0 | 0 | 0 | 0 | 135.867 | -22.2175 | 87.264 | 93.3636 | 0.40833 | 0.3849 | 0.36884 | 0.36626 | 55.479 | -8.5515 | 32.1866 | 34.1957
2 | 12 | 4 | 345.8184 | 346.2511 | 347.8535 | 348.8149 | 0 | 0 | 0 | 0 | 85.1515 | 229.4046 | 0 | 0 | 0 | 0 | 0 | 0 | 137.0639 | 167.9616 | 309.2143 | 309.2143 | 0 | 0 | 0 | 0 | 0 | 57.3115 | 21.7178 | -80.1075 | 0 | 0 | 0 | 0 | 123.603 | -108.4265 | 16.9213 | 119.7081 | 0.40772 | 0.37892 | 0.36678 | 0.36631 | 50.3949 | -41.085 | 6.2065 | 43.8498
2 | 12 | 5 | 358.4494 | 357.6056 | 357.8458 | 357.5896 | 0 | 0 | 0 | 0 | 94.0308 | 279.6462 | 0 | 0 | 0 | 0 | 0 | 0 | 133.4801 | 168.1131 | 311.1183 | 311.1183 | 0 | 0 | 0 | 0 | 0 | 3.5015 | 0 | -70.8932 | 0 | 0 | 0 | 0 | 130.9385 | -93.6551 | 46.7275 | 117.3644 | 0.409 | 0.38297 | 0.36528 | 0.36514 | 53.5541 | -35.8675 | 17.0685 | 42.855
2 | 12 | 6 | 388.8048 | 386.865 | 386.0616 | 384.9203 | 0 | 0 | 0 | 0 | 142.38 | 227.1624 | 0 | 0 | 0 | 0 | 0 | 0 | 129.6389 | 166.8711 | 309.1232 | 309.1232 | 0 | 0 | 0 | 0 | 0 | 50.2313 | 196.4629 | 0 | 0 | 0 | 0 | 0 | 116.7858 | -57.3997 | -119.5245 | 75.797 | 0.4104 | 0.38709 | 0.36491 | 0.36382 | 47.9289 | -22.2191 | -43.6161 | 27.5766
2 | 12 | 7 | 434.9476 | 433.0434 | 432.6596 | 432.1076 | 0 | 0 | 0 | 0 | 163.1179 | 249.681 | 0 | 0 | 0 | 0 | 0 | 0 | 124.7602 | 165.0351 | 304.2036 | 304.2045 | 0 | 0 | 0 | 0 | 0 | 32.6881 | 190.1007 | 120.3775 | 0 | 0 | 0 | 0 | 147.0695 | -14.3607 | -61.6446 | 7.5256 | 0.40901 | 0.39641 | 0.37719 | 0.36382 | 60.1526 | -5.6927 | -23.2515 | 2.738
2 | 12 | 8 | 464.2017 | 462.7936 | 463.4788 | 464.3483 | 0 | 0 | 0 | 0 | 161.0487 | 222.764 | 0 | 0 | 0 | 0 | 0 | 0 | 158.5972 | 253.8405 | 457.5131 | 463.3124 | 0 | 0 | 0 | 0 | 0 | -13.8334 | -19.2763 | 0 | 0 | 0 | 0 | 0 | 144.5558 | 0.022404 | 25.242 | 1.0358 | 0.4026 | 0.40314 | 0.38075 | 0.37732 | 58.1987 | 0.0090319 | 9.6109 | 0.39084
2 | 12 | 9 | 486.905 | 486.8598 | 489.5318 | 492.6242 | 0 | 0 | 0 | 0 | 124.9426 | 168.7838 | 0 | 0 | 0 | 0 | 0 | 0 | 223.9209 | 417.3122 | 769.9455 | 790.4017 | 0 | 0 | 0 | 0 | 0 | -11.6667 | -53.7317 | 309.4849 | 0 | 0 | 0 | 0 | 138.0414 | -87.5695 | -226.6819 | -607.2624 | 0.40979 | 0.40905 | 0.39309 | 0.38587 | 56.5677 | -35.8201 | -89.1053 | -234.3215
2 | 12 | 10 | 501.4802 | 501.7503 | 504.7781 | 508.1198 | 0 | 0 | 0 | 0 | 99.9878 | 128.0121 | 0 | 0 | 0 | 0 | 0 | 0 | 270.6417 | 530.6075 | 977.7338 | 1010.5317 | 0 | 0 | 0 | 0 | 0 | -27.5042 | -46.4954 | -423.0455 | 0 | 0 | 0 | 0 | 130.8507 | -129.3652 | -426.4603 | -79.3664 | 0.4056 | 0 | 0 | 0 | 53.0737 | 0 | 0 | 0
2 | 12 | 11 | 506.197 | 506.5478 | 509.3985 | 512.2384 | 0 | 0 | 0 | 0 | 93.5163 | 137.1434 | 0 | 0 | 0 | 0 | 0 | 0 | 278.8795 | 581.598 | 1115.811 | 1155.4837 | 0 | 0 | 0 | 0 | 0 | -66.9167 | -340.8497 | -355.9846 | 0 | 0 | 0 | 0 | 133.8013 | -145.277 | -265.5628 | -287.2606 | 0.40256 | 0 | 0 | 0 | 53.8629 | 0 | 0 | 0
2 | 12 | 12 | 505.332 | 505.9905 | 508.9708 | 511.6773 | 0 | 0 | 0 | 0 | 94.7929 | 117.3317 | 0 | 0 | 0 | 0 | 0 | 0 | 297.7791 | 630.5165 | 1238.8691 | 1284.8973 | 0 | 0 | 0 | 0 | 0 | -52.044 | -344.1831 | -384.9432 | 0 | 0 | 0 | 0 | 112.7599 | -189.8138 | -385.7152 | -388.2767 | 0.3965 | 0 | 0 | 0 | 44.7095 | 0 | 0 | 0
2 | 12 | 13 | 501.6688 | 503.38 | 507.4329 | 511.0014 | 0 | 0 | 0 | 0 | 94.8582 | 117.3317 | 0 | 0 | 0 | 0 | 0 | 0 | 293.4629 | 600.3501 | 1184.9918 | 1228.2187 | 0 | 0 | 0 | 0 | 0 | -52.1329 | -344.501 | -359.1238 | 0 | 0 | 0 | 0 | 113.3476 | -162.1689 | -333.058 | -358.0936 | 0.39531 | 0 | 0 | 0 | 44.8075 | 0 | 0 | 0
2 | 12 | 14 | 499.5664 | 501.9839 | 506.837 | 511.1502 | 0 | 0 | 0 | 0 | 103.5471 | 117.3317 | 0 | 0 | 0 | 0 | 0 | 0 | 302.4791 | 596.819 | 1173.1435 | 1213.8977 | 0 | 0 | 0 | 0 | 0 | -52.1859 | -345.4061 | -351 | 0 | 0 | 0 | 0 | 93.5402 | -159.9809 | -320.9004 | -351.7475 | 0.39361 | 0 | 0 | 0 | 36.8186 | 0 | 0 | 0
2 | 12 | 15 | 492.3865 | 495.3972 | 500.8517 | 505.6708 | 0 | 0 | 0 | 0 | 111.5329 | 117.3317 | 0 | 0 | 0 | 0 | 0 | 0 | 296.5991 | 548.0503 | 1066.4261 | 1102.012 | 0 | 0 | 0 | 0 | 0 | -52.3988 | -296.7429 | -278.2481 | 0 | 0 | 0 | 0 | 84.2545 | -117.586 | -268.8315 | -318.0932 | 0.39648 | 0 | 0 | 0 | 33.4055 | 0 | 0 | 0
2 | 12 | 16 | 489.6057 | 494.7301 | 502.5149 | 509.411 | 0 | 0 | 0 | 0 | 134.9983 | 171.1953 | 0 | 0 | 0 | 0 | 0 | 0 | 267.2441 | 477.236 | 914.1625 | 940.6874 | 0 | 0 | 0 | 0 | 0 | -3.1862 | -21.2366 | 48.2482 | 0 | 0 | 0 | 0 | 87.3633 | -150.515 | -390.411 | -479.5245 | 0.40398 | 0 | 0.39996 | 0 | 35.2933 | 0 | -156.1499 | 0
2 | 12 | 17 | 495.5021 | 502.6871 | 512.7289 | 521.5741 | 0 | 0 | 0 | 0 | 171.1038 | 171.8722 | 0 | 0 | 0 | 0 | 0 | 0 | 206.0227 | 301.7794 | 548.9158 | 559.8471 | 0 | 0 | 0 | 0 | 0 | -6.7227 | -17.55 | 34.4686 | 0 | 0 | 0 | 0 | 118.3756 | 35.7582 | -18.6369 | -72.7416 | 0.4024 | 0.40819 | 0.40418 | 0.39462 | 47.6345 | 14.5961 | -7.5326 | -28.7052
2 | 12 | 18 | 530.7613 | 540.2749 | 552.9923 | 564.1511 | 0 | 0 | 0 | 0 | 178.4556 | 234.412 | 0 | 0 | 0 | 0 | 0 | 0 | 171.9602 | 189.6772 | 302.2829 | 302.4956 | 0 | 0 | 0 | 0 | 0 | 2.8574 | 13.21 | 164.1797 | 0 | 0 | 0 | 0 | 180.3454 | 113.3283 | 237.4994 | 97.4759 | 0.40342 | 0.39939 | 0.39298 | 0.37664 | 72.7542 | 45.2621 | 93.3329 | 36.7132
2 | 12 | 19 | 567.3913 | 579.5796 | 595.347 | 609.1381 | 0 | 0 | 0 | 0 | 188.7614 | 262.9668 | 0 | 0 | 0 | 0 | 0 | 0 | 181.2134 | 189.7444 | 272.5018 | 272.5018 | 0 | 0 | 0 | 0 | 0 | -1.4229 | 381.6408 | 323.101 | 0 | 0 | 0 | 0 | 197.4164 | 128.2912 | -58.7955 | 13.5353 | 0.41293 | 0.40451 | 0.39736 | 0.38359 | 81.5187 | 51.8949 | -23.3629 | 5.192
2 | 12 | 20 | 559.5904 | 571.625 | 587.0969 | 600.5141 | 0 | 0 | 0 | 0 | 205.4019 | 276.1724 | 0 | 0 | 0 | 0 | 0 | 0 | 174.0838 | 190.6754 | 284.581 | 284.581 | 0 | 0 | 0 | 0 | 0 | 20.4312 | 43.7006 | 432.4143 | 0 | 0 | 0 | 0 | 180.1047 | 84.346 | 258.8153 | -116.4812 | 0.4122 | 0.4033 | 0.397 | 0.38296 | 74.2395 | 34.0164 | 102.7484 | -44.6082
2 | 12 | 21 | 540.8108 | 552.6904 | 567.8128 | 580.8049 | 0 | 0 | 0 | 0 | 194.5387 | 278.6278 | 0 | 0 | 0 | 0 | 0 | 0 | 156.444 | 180.8823 | 290.2741 | 290.2741 | 0 | 0 | 0 | 0 | 0 | 0 | 89.3218 | 117 | 0 | 0 | 0 | 0 | 189.8282 | 93.1802 | 188.2169 | 173.5307 | 0.40612 | 0.40218 | 0.39602 | 0.38156 | 77.0929 | 37.4748 | 74.5372 | 66.2129
2 | 12 | 22 | 508.5355 | 519.8714 | 534.2357 | 546.535 | 0 | 0 | 0 | 0 | 178.6609 | 292.0419 | 0 | 0 | 0 | 0 | 0 | 0 | 157.4677 | 171.4286 | 269.8995 | 269.8995 | 0 | 0 | 0 | 0 | 0 | 0 | 21.2587 | 117 | 0 | 0 | 0 | 0 | 172.4069 | 56.4009 | 243.0775 | 159.6354 | 0.41109 | 0.39872 | 0.39241 | 0.37595 | 70.8754 | 22.4881 | 95.3863 | 60.0147
2 | 12 | 23 | 464.3304 | 475.1991 | 488.8552 | 500.5272 | 0 | 0 | 0 | 0 | 173.2079 | 243.0461 | 0 | 0 | 0 | 0 | 0 | 0 | 155.4584 | 143.6495 | 217.2209 | 217.2209 | 0 | 0 | 0 | 0 | 0 | 65.4166 | 97.2645 | 45.2856 | 0 | 0 | 0 | 0 | 135.6641 | 23.0869 | 174.3698 | 238.0207 | 0.41371 | 0.39663 | 0.38604 | 0.36606 | 56.1257 | 9.1569 | 67.3131 | 87.1292
2 | 12 | 24 | 418.1631 | 426.744 | 437.6525 | 446.8623 | 0 | 0 | 0 | 0 | 158.8749 | 242.1168 | 0 | 0 | 0 | 0 | 0 | 0 | 152.1378 | 112.6842 | 160.049 | 160.049 | 0 | 0 | 0 | 0 | 0 | 4.1195 | 174.8951 | 21.3867 | 0 | 0 | 0 | 0 | 107.1505 | 67.8235 | 102.7083 | 265.4266 | 0.40639 | 0.39199 | 0.37547 | 0.36382 | 43.5447 | 26.5859 | 38.5637 | 96.568
2 | 13 | 1 | 385.5384 | 391.54 | 399.4009 | 405.8381 | 0 | 0 | 0 | 0 | 107.2787 | 265.6116 | 0 | 0 | 0 | 0 | 0 | 0 | 162.1083 | 109.1994 | 138.7909 | 138.7909 | 0 | 0 | 0 | 0 | 0 | 13.0833 | 97.2645 | -17.7928 | 0 | 0 | 0 | 0 | 116.1514 | 3.6457 | 163.3455 | 284.8401 | 0.40941 | 0.38749 | 0.36569 | 0.36737 | 47.5531 | 1.4127 | 59.733 | 104.6411
2 | 13 | 2 | 368.7719 | 372.7619 | 378.3518 | 382.8026 | 0 | 0 | 0 | 0 | 89.812 | 211.03 | 0 | 0 | 0 | 0 | 0 | 0 | 151.5872 | 102.8604 | 141.1903 | 141.1903 | 0 | 0 | 0 | 0 | 0 | 0 | 0 | -29.6474 | 0 | 0 | 0 | 0 | 127.3727 | 58.8715 | 237.1615 | 271.2596 | 0.40877 | 0.38552 | 0.36832 | 0.36522 | 52.0662 | 22.6964 | 87.3513 | 99.0683
2 | 13 | 3 | 362.1718 | 364.4677 | 368.1848 | 371.0067 | 0 | 0 | 0 | 0 | 82.5522 | 207.0447 | 0 | 0 | 0 | 0 | 0 | 0 | 141.8337 | 99.0504 | 147.5479 | 147.5479 | 0 | 0 | 0 | 0 | 0 | 3.3847 | -40.8838 | -44.7161 | 0 | 0 | 0 | 0 | 137.7859 | 54.9879 | 261.5206 | 268.1749 | 0.40833 | 0.3849 | 0.36884 | 0.36626 | 56.2625 | 21.1648 | 96.4596 | 98.2228
2 | 13 | 4 | 359.7051 | 360.5924 | 362.746 | 364.1843 | 0 | 0 | 0 | 0 | 85.1515 | 229.4046 | 0 | 0 | 0 | 0 | 0 | 0 | 137.3078 | 112.4639 | 180.8607 | 180.8607 | 0 | 0 | 0 | 0 | 0 | 57.3115 | 21.7178 | -80.1075 | 0 | 0 | 0 | 0 | 137.2458 | -38.5875 | 160.1674 | 263.431 | 0.40772 | 0.37892 | 0.36678 | 0.36631 | 55.9573 | -14.6216 | 58.7469 | 96.4964
2 | 13 | 5 | 369.8343 | 369.3632 | 370.0553 | 370.19 | 0 | 0 | 0 | 0 | 94.0308 | 279.6462 | 0 | 0 | 0 | 0 | 0 | 0 | 140.4009 | 113.0838 | 177.668 | 177.668 | 0 | 0 | 0 | 0 | 0 | 3.5015 | 0 | -70.8932 | 0 | 0 | 0 | 0 | 135.4027 | -26.8682 | 192.3873 | 263.4152 | 0.409 | 0.38297 | 0.36528 | 0.36514 | 55.3799 | -10.2898 | 70.2748 | 96.1847
2 | 13 | 6 | 401.5131 | 399.9893 | 399.6904 | 398.9854 | 0 | 0 | 0 | 0 | 142.38 | 227.1624 | 0 | 0 | 0 | 0 | 0 | 0 | 166.6166 | 127.4538 | 168.8391 | 168.8391 | 0 | 0 | 0 | 0 | 0 | 50.2313 | 196.4629 | 0 | 0 | 0 | 0 | 0 | 92.5165 | -4.8582 | 34.3885 | 230.1464 | 0.4104 | 0.38709 | 0.36491 | 0.36382 | 37.9688 | -1.8806 | 12.5488 | 83.7324
2 | 13 | 7 | 453.9829 | 452.7018 | 453.0736 | 453.1752 | 0 | 0 | 0 | 0 | 163.1179 | 249.681 | 0 | 0 | 0 | 0 | 0 | 0 | 187.4905 | 148.0279 | 173.2308 | 173.2316 | 0 | 0 | 0 | 0 | 0 | 32.6881 | 190.1007 | 120.3775 | 0 | 0 | 0 | 0 | 103.3744 | 22.3048 | 89.7421 | 159.5661 | 0.40901 | 0.39641 | 0.37719 | 0.36382 | 42.281 | 8.8419 | 33.8495 | 58.0537
2 | 13 | 8 | 483.2189 | 482.4333 | 483.8733 | 485.3958 | 0 | 0 | 0 | 0 | 161.0487 | 222.764 | 0 | 0 | 0 | 0 | 0 | 0 | 221.5759 | 225.9441 | 302.2037 | 307.6465 | 0 | 0 | 0 | 0 | 0 | -13.8334 | -19.2763 | 0 | 0 | 0 | 0 | 0 | 100.5944 | 47.5585 | 200.946 | 177.7494 | 0.4026 | 0.40314 | 0.38075 | 0.37732 | 40.4996 | 19.1729 | 76.5102 | 67.0677
2 | 13 | 9 | 494.1565 | 494.3488 | 497.3086 | 500.6499 | 0 | 0 | 0 | 0 | 124.9426 | 168.7838 | 0 | 0 | 0 | 0 | 0 | 0 | 294.732 | 353.9029 | 529.6075 | 548.3623 | 0 | 0 | 0 | 0 | 0 | -11.6667 | -53.7317 | 309.4849 | 0 | 0 | 0 | 0 | 74.4819 | -16.6713 | 21.4327 | -357.1972 | 0.40979 | 0.40905 | 0.39309 | 0.38587 | 30.5218 | -6.8193 | 8.4249 | -137.83
2 | 13 | 10 | 501.0632 | 501.3196 | 504.3309 | 507.6583 | 0 | 0 | 0 | 0 | 99.9878 | 128.0121 | 0 | 0 | 0 | 0 | 0 | 0 | 341.2108 | 441.031 | 675.6675 | 703.0941 | 0 | 0 | 0 | 0 | 0 | -27.5042 | -46.4954 | -423.0455 | 0 | 0 | 0 | 0 | 59.8647 | -40.2193 | -124.8412 | 227.6098 | 0.4056 | 0 | 0 | 0 | 24.2814 | 0 | 0 | 0
2 | 13 | 11 | 508.3 | 508.7196 | 511.6538 | 514.5659 | 0 | 0 | 0 | 0 | 93.5163 | 137.1434 | 0 | 0 | 0 | 0 | 0 | 0 | 321.5693 | 436.2444 | 577.6812 | 608.5048 | 0 | 0 | 0 | 0 | 0 | -66.9167 | -340.8497 | -355.9846 | 0 | 0 | 0 | 0 | 93.2144 | 2.2484 | 274.8223 | 262.0457 | 0.40256 | 0 | 0 | 0 | 37.5243 | 0 | 0 | 0
2 | 13 | 12 | 505.4045 | 506.0653 | 509.0486 | 511.7576 | 0 | 0 | 0 | 0 | 94.7929 | 117.3317 | 0 | 0 | 0 | 0 | 0 | 0 | 324.2709 | 446.5399 | 660.6569 | 692.5367 | 0 | 0 | 0 | 0 | 0 | -52.044 | -344.1831 | -384.9432 | 0 | 0 | 0 | 0 | 86.3407 | -5.7623 | 192.5748 | 204.1641 | 0.3965 | 0 | 0 | 0 | 34.2342 | 0 | 0 | 0
2 | 13 | 13 | 500.8348 | 502.5187 | 506.5386 | 510.0784 | 0 | 0 | 0 | 0 | 94.8582 | 117.3317 | 0 | 0 | 0 | 0 | 0 | 0 | 316.0359 | 415.4471 | 636.6848 | 663.7573 | 0 | 0 | 0 | 0 | 0 | -52.1329 | -344.501 | -359.1238 | 0 | 0 | 0 | 0 | 89.9407 | 21.8729 | 214.3548 | 205.4449 | 0.39531 | 0 | 0 | 0 | 35.5545 | 0 | 0 | 0
2 | 13 | 14 | 499.8927 | 502.3209 | 507.187 | 511.5114 | 0 | 0 | 0 | 0 | 103.5471 | 117.3317 | 0 | 0 | 0 | 0 | 0 | 0 | 317.3193 | 399.8897 | 701.359 | 727.4156 | 0 | 0 | 0 | 0 | 0 | -52.1859 | -345.4061 | -351 | 0 | 0 | 0 | 0 | 79.0263 | 37.2854 | 151.234 | 135.0957 | 0.39361 | 0 | 0 | 0 | 31.1057 | 0 | 0 | 0
2 | 13 | 15 | 493.0754 | 496.1087 | 501.5905 | 506.4332 | 0 | 0 | 0 | 0 | 111.5329 | 117.3317 | 0 | 0 | 0 | 0 | 0 | 0 | 322.8951 | 395.016 | 641.8202 | 666.2191 | 0 | 0 | 0 | 0 | 0 | -52.3988 | -296.7429 | -278.2481 | 0 | 0 | 0 | 0 | 58.6474 | 36.1598 | 156.5133 | 118.4622 | 0.39648 | 0 | 0 | 0 | 23.2527 | 0 | 0 | 0
2 | 13 | 16 | 487.4121 | 492.4647 | 500.1624 | 506.9832 | 0 | 0 | 0 | 0 | 134.9983 | 171.1953 | 0 | 0 | 0 | 0 | 0 | 0 | 303.4216 | 382.2043 | 595.8424 | 617.0466 | 0 | 0 | 0 | 0 | 0 | -3.1862 | -21.2366 | 48.2482 | 0 | 0 | 0 | 0 | 48.9922 | -57.7487 | -74.4434 | -158.3115 | 0.40398 | 0 | 0.39996 | 0 | 19.792 | 0 | -29.7746 | 0
2 | 13 | 17 | 488.6856 | 495.6475 | 505.4188 | 514.0299 | 0 | 0 | 0 | 0 | 171.1038 | 171.8722 | 0 | 0 | 0 | 0 | 0 | 0 | 265.7608 | 293.9995 | 451.6197 | 462.9514 | 0 | 0 | 0 | 0 | 0 | -6.7227 | -17.55 | 34.4686 | 0 | 0 | 0 | 0 | 51.821 | 36.4985 | 71.3491 | 16.6099 | 0.4024 | 0.40819 | 0.40418 | 0.39462 | 20.8528 | 14.8983 | 28.8377 | 6.5546
2 | 13 | 18 | 515.4968 | 524.5107 | 536.6222 | 547.2569 | 0 | 0 | 0 | 0 | 178.4556 | 234.412 | 0 | 0 | 0 | 0 | 0 | 0 | 228.405 | 177.2624 | 218.4276 | 218.7479 | 0 | 0 | 0 | 0 | 0 | 2.8574 | 13.21 | 164.1797 | 0 | 0 | 0 | 0 | 108.6361 | 109.9788 | 304.9847 | 164.3293 | 0.40342 | 0.39939 | 0.39298 | 0.37664 | 43.8255 | 43.9244 | 119.8534 | 61.8928
2 | 13 | 19 | 563.0403 | 575.0862 | 590.681 | 604.3227 | 0 | 0 | 0 | 0 | 188.7614 | 262.9668 | 0 | 0 | 0 | 0 | 0 | 0 | 229.7241 | 168.939 | 223.32 | 223.32 | 0 | 0 | 0 | 0 | 0 | -1.4229 | 381.6408 | 323.101 | 0 | 0 | 0 | 0 | 144.5548 | 144.6032 | -14.2798 | 57.9017 | 0.41293 | 0.40451 | 0.39736 | 0.38359 | 59.6907 | 58.4933 | -5.6742 | 22.2105
2 | 13 | 20 | 557.4149 | 569.3783 | 584.7639 | 598.1064 | 0 | 0 | 0 | 0 | 205.4019 | 276.1724 | 0 | 0 | 0 | 0 | 0 | 0 | 245.9708 | 176.3338 | 216.2811 | 216.2811 | 0 | 0 | 0 | 0 | 0 | 20.4312 | 43.7006 | 432.4143 | 0 | 0 | 0 | 0 | 106.0422 | 96.4409 | 324.7821 | -50.5891 | 0.4122 | 0.4033 | 0.397 | 0.38296 | 43.7108 | 38.8942 | 128.937 | -19.3738
2 | 13 | 21 | 542.3337 | 554.263 | 569.446 | 582.4903 | 0 | 0 | 0 | 0 | 194.5387 | 278.6278 | 0 | 0 | 0 | 0 | 0 | 0 | 237.1927 | 166.0154 | 205.0137 | 205.0137 | 0 | 0 | 0 | 0 | 0 | 0 | 89.3218 | 117 | 0 | 0 | 0 | 0 | 110.6023 | 109.6198 | 275.1104 | 260.4765 | 0.40612 | 0.40218 | 0.39602 | 0.38156 | 44.9178 | 44.0864 | 108.9485 | 99.3882
2 | 13 | 22 | 513.0134 | 524.4958 | 539.0378 | 551.4909 | 0 | 0 | 0 | 0 | 178.6609 | 292.0419 | 0 | 0 | 0 | 0 | 0 | 0 | 238.2847 | 169.2312 | 216.108 | 216.108 | 0 | 0 | 0 | 0 | 0 | 0 | 21.2587 | 117 | 0 | 0 | 0 | 0 | 96.0677 | 63.2228 | 301.6711 | 218.3829 | 0.41109 | 0.39872 | 0.39241 | 0.37595 | 39.4928 | 25.2081 | 118.3792 | 82.1007
2 | 13 | 23 | 468.8626 | 479.8797 | 493.7157 | 505.5433 | 0 | 0 | 0 | 0 | 173.2079 | 243.0461 | 0 | 0 | 0 | 0 | 0 | 0 | 224.8743 | 164.7874 | 220.8544 | 220.8544 | 0 | 0 | 0 | 0 | 0 | 65.4166 | 97.2645 | 45.2856 | 0 | 0 | 0 | 0 | 70.7805 | 6.6296 | 175.5968 | 239.4033 | 0.41371 | 0.39663 | 0.38604 | 0.36606 | 29.2826 | 2.6295 | 67.7868 | 87.6353
2 | 13 | 24 | 424.9615 | 433.7648 | 444.9432 | 454.3864 | 0 | 0 | 0 | 0 | 158.8749 | 242.1168 | 0 | 0 | 0 | 0 | 0 | 0 | 191.6013 | 146.2126 | 206.7112 | 206.7112 | 0 | 0 | 0 | 0 | 0 | 4.1195 | 174.8951 | 21.3867 | 0 | 0 | 0 | 0 | 74.4853 | 41.316 | 63.3369 | 226.2886 | 0.40639 | 0.39199 | 0.37547 | 0.36382 | 30.27 | 16.1953 | 23.781 | 82.3287
2 | 14 | 1 | 390.3063 | 396.464 | 404.5141 | 411.115 | 0 | 0 | 0 | 0 | 107.2787 | 265.6116 | 0 | 0 | 0 | 0 | 0 | 0 | 192.9711 | 137.9394 | 175.5429 | 175.5429 | 0 | 0 | 0 | 0 | 0 | 13.0833 | 97.2645 | -17.7928 | 0 | 0 | 0 | 0 | 90.0565 | -20.1704 | 131.7067 | 253.365 | 0.40941 | 0.38749 | 0.36569 | 0.36737 | 36.8697 | -7.8158 | 48.1632 | 93.0781
2 | 14 | 2 | 374.8269 | 379.0152 | 384.8454 | 389.5041 | 0 | 0 | 0 | 0 | 89.812 | 211.03 | 0 | 0 | 0 | 0 | 0 | 0 | 189.9257 | 132.2052 | 155.9916 | 155.9916 | 0 | 0 | 0 | 0 | 0 | 0 | 0 | -29.6474 | 0 | 0 | 0 | 0 | 95.0893 | 35.78 | 228.8538 | 263.1598 | 0.40877 | 0.38552 | 0.36832 | 0.36522 | 38.8697 | 13.7941 | 84.2914 | 96.1101
2 | 14 | 3 | 366.5771 | 369.0173 | 372.9092 | 375.8824 | 0 | 0 | 0 | 0 | 82.5522 | 207.0447 | 0 | 0 | 0 | 0 | 0 | 0 | 172.1393 | 117.7638 | 152.5888 | 152.5888 | 0 | 0 | 0 | 0 | 0 | 3.3847 | -40.8838 | -44.7161 | 0 | 0 | 0 | 0 | 111.8856 | 40.8241 | 261.2041 | 268.0097 | 0.40833 | 0.3849 | 0.36884 | 0.36626 | 45.6866 | 15.7131 | 96.3429 | 98.1623
2 | 14 | 4 | 364.183 | 365.2168 | 367.5481 | 369.1402 | 0 | 0 | 0 | 0 | 85.1515 | 229.4046 | 0 | 0 | 0 | 0 | 0 | 0 | 164.6023 | 106.9443 | 145.2986 | 145.2986 | 0 | 0 | 0 | 0 | 0 | 57.3115 | 21.7178 | -80.1075 | 0 | 0 | 0 | 0 | 114.4292 | -28.4435 | 200.5317 | 303.9491 | 0.40772 | 0.37892 | 0.36678 | 0.36631 | 46.6546 | -10.7778 | 73.5519 | 111.3384
2 | 14 | 5 | 372.3724 | 371.9843 | 372.7772 | 372.999 | 0 | 0 | 0 | 0 | 94.0308 | 279.6462 | 0 | 0 | 0 | 0 | 0 | 0 | 151.0228 | 103.254 | 156.093 | 156.093 | 0 | 0 | 0 | 0 | 0 | 3.5015 | 0 | -70.8932 | 0 | 0 | 0 | 0 | 127.3188 | -14.4173 | 216.6842 | 287.7992 | 0.409 | 0.38297 | 0.36528 | 0.36514 | 52.0736 | -5.5215 | 79.1499 | 105.0884
2 | 14 | 6 | 391.5422 | 389.6921 | 388.9973 | 387.95 | 0 | 0 | 0 | 0 | 142.38 | 227.1624 | 0 | 0 | 0 | 0 | 0 | 0 | 131.8612 | 93.0008 | 159.4424 | 159.4424 | 0 | 0 | 0 | 0 | 0 | 50.2313 | 196.4629 | 0 | 0 | 0 | 0 | 0 | 117.301 | 19.2976 | 33.092 | 228.5076 | 0.4104 | 0.38709 | 0.36491 | 0.36382 | 48.1404 | 7.47 | 12.0757 | 83.1361
2 | 14 | 7 | 451.0642 | 449.6875 | 449.9435 | 449.9449 | 0 | 0 | 0 | 0 | 163.1179 | 249.681 | 0 | 0 | 0 | 0 | 0 | 0 | 121.0548 | 87.4028 | 159.6193 | 159.6201 | 0 | 0 | 0 | 0 | 0 | 32.6881 | 190.1007 | 120.3775 | 0 | 0 | 0 | 0 | 166.8915 | 79.9157 | 100.2234 | 169.9472 | 0.40901 | 0.39641 | 0.37719 | 0.36382 | 68.2599 | 31.6794 | 37.8029 | 61.8306
2 | 14 | 8 | 481.4242 | 480.5798 | 481.9486 | 483.4095 | 0 | 0 | 0 | 0 | 161.0487 | 222.764 | 0 | 0 | 0 | 0 | 0 | 0 | 150.0836 | 192.198 | 403.5167 | 409.8778 | 0 | 0 | 0 | 0 | 0 | -13.8334 | -19.2763 | 0 | 0 | 0 | 0 | 0 | 170.2919 | 79.4512 | 97.7082 | 73.5316 | 0.4026 | 0.40314 | 0.38075 | 0.37732 | 68.5601 | 32.0303 | 37.2024 | 27.7447
2 | 14 | 9 | 489.3161 | 489.3499 | 492.1176 | 495.2928 | 0 | 0 | 0 | 0 | 124.9426 | 168.7838 | 0 | 0 | 0 | 0 | 0 | 0 | 233.5508 | 380.7616 | 754.5765 | 778.436 | 0 | 0 | 0 | 0 | 0 | -11.6667 | -53.7317 | 309.4849 | 0 | 0 | 0 | 0 | 130.8228 | -48.5288 | -208.7273 | -592.6281 | 0.40979 | 0.40905 | 0.39309 | 0.38587 | 53.6096 | -19.8506 | -82.0476 | -228.6746
2 | 14 | 10 | 504.7797 | 505.1577 | 508.3165 | 511.7715 | 0 | 0 | 0 | 0 | 99.9878 | 128.0121 | 0 | 0 | 0 | 0 | 0 | 0 | 315.8325 | 529.2667 | 1013.4612 | 1052.186 | 0 | 0 | 0 | 0 | 0 | -27.5042 | -46.4954 | -423.0455 | 0 | 0 | 0 | 0 | 88.9594 | -124.6169 | -458.6493 | -117.369 | 0.4056 | 0 | 0 | 0 | 36.0823 | 0 | 0 | 0
2 | 14 | 11 | 503.8946 | 504.1701 | 506.9294 | 509.6903 | 0 | 0 | 0 | 0 | 93.5163 | 137.1434 | 0 | 0 | 0 | 0 | 0 | 0 | 379.8178 | 625.3945 | 1159.4528 | 1207.3356 | 0 | 0 | 0 | 0 | 0 | -66.9167 | -340.8497 | -355.9846 | 0 | 0 | 0 | 0 | 30.5605 | -191.4511 | -311.6737 | -341.6607 | 0.40256 | 0 | 0 | 0 | 12.3024 | 0 | 0 | 0
2 | 14 | 12 | 503.9179 | 504.5301 | 507.4543 | 510.1123 | 0 | 0 | 0 | 0 | 94.7929 | 117.3317 | 0 | 0 | 0 | 0 | 0 | 0 | 411.8286 | 672.744 | 1208.1017 | 1261.3311 | 0 | 0 | 0 | 0 | 0 | -52.044 | -344.1831 | -384.9432 | 0 | 0 | 0 | 0 | -2.7036 | -233.5016 | -356.4643 | -366.2756 | 0.3965 | 0 | 0 | 0 | -1.072 | 0 | 0 | 0
2 | 14 | 13 | 499.5658 | 501.2082 | 505.1776 | 508.6739 | 0 | 0 | 0 | 0 | 94.8582 | 117.3317 | 0 | 0 | 0 | 0 | 0 | 0 | 409.2861 | 664.1293 | 1156.3137 | 1209.7026 | 0 | 0 | 0 | 0 | 0 | -52.1329 | -344.501 | -359.1238 | 0 | 0 | 0 | 0 | -4.5785 | -228.1199 | -306.6351 | -341.905 | 0.39531 | 0 | 0 | 0 | -1.8099 | 0 | 0 | 0
2 | 14 | 14 | 497.1009 | 499.4376 | 504.1929 | 508.4215 | 0 | 0 | 0 | 0 | 103.5471 | 117.3317 | 0 | 0 | 0 | 0 | 0 | 0 | 395.2156 | 646.7889 | 1181.6071 | 1232.6837 | 0 | 0 | 0 | 0 | 0 | -52.1859 | -345.4061 | -351 | 0 | 0 | 0 | 0 | -1.6618 | -212.4971 | -332.0081 | -373.2622 | 0.39361 | 0 | 0 | 0 | -0.65412 | 0 | 0 | 0
2 | 14 | 15 | 495.4866 | 498.5987 | 504.1763 | 509.1018 | 0 | 0 | 0 | 0 | 111.5329 | 117.3317 | 0 | 0 | 0 | 0 | 0 | 0 | 347.5627 | 562.8423 | 1070.358 | 1113.0996 | 0 | 0 | 0 | 0 | 0 | -52.3988 | -296.7429 | -278.2481 | 0 | 0 | 0 | 0 | 36.3909 | -129.1765 | -269.4388 | -325.7497 | 0.39648 | 0 | 0 | 0 | 14.4284 | 0 | 0 | 0
2 | 14 | 16 | 487.8835 | 492.9514 | 500.6679 | 507.5049 | 0 | 0 | 0 | 0 | 134.9983 | 171.1953 | 0 | 0 | 0 | 0 | 0 | 0 | 308.0892 | 463.9648 | 897.7849 | 929.6349 | 0 | 0 | 0 | 0 | 0 | -3.1862 | -21.2366 | 48.2482 | 0 | 0 | 0 | 0 | 44.796 | -139.0225 | -375.8804 | -470.3781 | 0.40398 | 0 | 0.39996 | 0 | 18.0968 | 0 | -150.3381 | 0
2 | 14 | 17 | 487.7973 | 494.7301 | 504.4661 | 513.0467 | 0 | 0 | 0 | 0 | 171.1038 | 171.8722 | 0 | 0 | 0 | 0 | 0 | 0 | 257.4265 | 314.581 | 587.6275 | 602.8038 | 0 | 0 | 0 | 0 | 0 | -6.7227 | -17.55 | 34.4686 | 0 | 0 | 0 | 0 | 59.267 | 14.9995 | -65.6114 | -124.2257 | 0.4024 | 0.40819 | 0.40418 | 0.39462 | 23.8491 | 6.1226 | -26.5187 | -49.0217
2 | 14 | 18 | 515.533 | 524.5481 | 536.6611 | 547.297 | 0 | 0 | 0 | 0 | 178.4556 | 234.412 | 0 | 0 | 0 | 0 | 0 | 0 | 180.9493 | 136.6358 | 228.2274 | 228.6192 | 0 | 0 | 0 | 0 | 0 | 2.8574 | 13.21 | 164.1797 | 0 | 0 | 0 | 0 | 156.1281 | 150.643 | 295.2238 | 154.4982 | 0.40342 | 0.39939 | 0.39298 | 0.37664 | 62.9845 | 60.1652 | 116.0175 | 58.19
2 | 14 | 19 | 559.4327 | 571.3604 | 586.812 | 600.3299 | 0 | 0 | 0 | 0 | 188.7614 | 262.9668 | 0 | 0 | 0 | 0 | 0 | 0 | 154.9812 | 105.6445 | 165.4595 | 165.4595 | 0 | 0 | 0 | 0 | 0 | -1.4229 | 381.6408 | 323.101 | 0 | 0 | 0 | 0 | 215.69 | 204.172 | 39.7117 | 111.7693 | 0.41293 | 0.40451 | 0.39736 | 0.38359 | 89.0644 | 82.5894 | 15.7798 | 42.8736
2 | 14 | 20 | 551.0698 | 562.8255 | 577.9592 | 591.0838 | 0 | 0 | 0 | 0 | 205.4019 | 276.1724 | 0 | 0 | 0 | 0 | 0 | 0 | 128.2601 | 83.7687 | 161.4457 | 161.4457 | 0 | 0 | 0 | 0 | 0 | 20.4312 | 43.7006 | 432.4143 | 0 | 0 | 0 | 0 | 217.4078 | 182.4532 | 372.8129 | -2.7762 | 0.4122 | 0.4033 | 0.397 | 0.38296 | 89.6159 | 73.5825 | 148.005 | -1.0632
2 | 14 | 21 | 536.8044 | 548.5527 | 563.5162 | 576.3706 | 0 | 0 | 0 | 0 | 194.5387 | 278.6278 | 0 | 0 | 0 | 0 | 0 | 0 | 100.2593 | 57.811 | 152.9186 | 152.9186 | 0 | 0 | 0 | 0 | 0 | 0 | 89.3218 | 117 | 0 | 0 | 0 | 0 | 242.0064 | 212.1139 | 321.2758 | 306.452 | 0.40612 | 0.40218 | 0.39602 | 0.38156 | 98.2835 | 85.3071 | 127.2308 | 116.9308
2 | 14 | 22 | 507.756 | 519.0663 | 533.3997 | 545.6722 | 0 | 0 | 0 | 0 | 178.6609 | 292.0419 | 0 | 0 | 0 | 0 | 0 | 0 | 89.2536 | 45.9731 | 153.9694 | 153.9694 | 0 | 0 | 0 | 0 | 0 | 0 | 21.2587 | 117 | 0 | 0 | 0 | 0 | 239.8414 | 181.0513 | 358.1716 | 274.7028 | 0.41109 | 0.39872 | 0.39241 | 0.37595 | 98.5973 | 72.1885 | 140.5506 | 103.2741
2 | 14 | 23 | 469.8416 | 480.8907 | 494.7655 | 506.6267 | 0 | 0 | 0 | 0 | 173.2079 | 243.0461 | 0 | 0 | 0 | 0 | 0 | 0 | 85.8729 | 31.1522 | 146.2626 | 146.2626 | 0 | 0 | 0 | 0 | 0 | 65.4166 | 97.2645 | 45.2856 | 0 | 0 | 0 | 0 | 210.7608 | 141.2758 | 251.2384 | 315.0785 | 0.41371 | 0.39663 | 0.38604 | 0.36606 | 87.194 | 56.0337 | 96.9872 | 115.3368
2 | 14 | 24 | 430.2189 | 439.1943 | 450.5813 | 460.2051 | 0 | 0 | 0 | 0 | 158.8749 | 242.1168 | 0 | 0 | 0 | 0 | 0 | 0 | 95.1527 | 21.2677 | 136.2832 | 136.2832 | 0 | 0 | 0 | 0 | 0 | 4.1195 | 174.8951 | 21.3867 | 0 | 0 | 0 | 0 | 176.1913 | 171.6903 | 139.403 | 302.5352 | 0.40639 | 0.39199 | 0.37547 | 0.36382 | 71.6021 | 67.3004 | 52.3414 | 110.0689
2 | 15 | 1 | 398.2286 | 404.6456 | 413.0102 | 419.8832 | 0 | 0 | 0 | 0 | 107.2787 | 265.6116 | 0 | 0 | 0 | 0 | 0 | 0 | 103.631 | 19.0905 | 132.0135 | 132.0135 | 0 | 0 | 0 | 0 | 0 | 13.0833 | 97.2645 | -17.7928 | 0 | 0 | 0 | 0 | 187.3189 | 106.8602 | 183.7322 | 305.6625 | 0.40941 | 0.38749 | 0.36569 | 0.36737 | 76.6895 | 41.4071 | 67.1881 | 112.2906
2 | 15 | 2 | 378.3621 | 382.666 | 388.6366 | 393.4166 | 0 | 0 | 0 | 0 | 89.812 | 211.03 | 0 | 0 | 0 | 0 | 0 | 0 | 110.5723 | 19.3909 | 127.6141 | 127.6141 | 0 | 0 | 0 | 0 | 0 | 0 | 0 | -29.6474 | 0 | 0 | 0 | 0 | 177.9778 | 152.2451 | 261.0225 | 295.4499 | 0.40877 | 0.38552 | 0.36832 | 0.36522 | 72.7521 | 58.6942 | 96.1398 | 107.903
2 | 15 | 3 | 371.4538 | 374.0536 | 378.139 | 381.2797 | 0 | 0 | 0 | 0 | 82.5522 | 207.0447 | 0 | 0 | 0 | 0 | 0 | 0 | 116.581 | 19.0414 | 125.5828 | 125.5828 | 0 | 0 | 0 | 0 | 0 | 3.3847 | -40.8838 | -44.7161 | 0 | 0 | 0 | 0 | 172.3206 | 144.5828 | 293.44 | 300.413 | 0.40833 | 0.3849 | 0.36884 | 0.36626 | 70.3642 | 55.6497 | 108.2328 | 110.0304
2 | 15 | 4 | 369.0778 | 370.2719 | 372.7974 | 374.5575 | 0 | 0 | 0 | 0 | 85.1515 | 229.4046 | 0 | 0 | 0 | 0 | 0 | 0 | 118.5084 | 18.1589 | 123.8178 | 123.8178 | 0 | 0 | 0 | 0 | 0 | 57.3115 | 21.7178 | -80.1075 | 0 | 0 | 0 | 0 | 165.4178 | 65.3969 | 227.2617 | 330.8472 | 0.40772 | 0.37892 | 0.36678 | 0.36631 | 67.4435 | 24.7802 | 83.356 | 121.1914
2 | 15 | 5 | 377.9923 | 377.7883 | 378.8042 | 379.219 | 0 | 0 | 0 | 0 | 94.0308 | 279.6462 | 0 | 0 | 0 | 0 | 0 | 0 | 114.844 | 24.0944 | 135.6889 | 135.6889 | 0 | 0 | 0 | 0 | 0 | 3.5015 | 0 | -70.8932 | 0 | 0 | 0 | 0 | 169.1176 | 70.5462 | 243.1153 | 314.4233 | 0.409 | 0.38297 | 0.36528 | 0.36514 | 69.1694 | 27.0174 | 88.8045 | 114.81
2 | 15 | 6 | 410.6501 | 409.4254 | 409.4891 | 409.0979 | 0 | 0 | 0 | 0 | 142.38 | 227.1624 | 0 | 0 | 0 | 0 | 0 | 0 | 111.0735 | 34.7415 | 156.983 | 156.983 | 0 | 0 | 0 | 0 | 0 | 50.2313 | 196.4629 | 0 | 0 | 0 | 0 | 0 | 157.1966 | 97.2902 | 56.0432 | 252.1149 | 0.4104 | 0.38709 | 0.36491 | 0.36382 | 64.5135 | 37.6605 | 20.4509 | 91.725
2 | 15 | 7 | 458.1163 | 456.9705 | 457.5064 | 457.7499 | 0 | 0 | 0 | 0 | 163.1179 | 249.681 | 0 | 0 | 0 | 0 | 0 | 0 | 116.8746 | 50.5886 | 174.0828 | 174.0838 | 0 | 0 | 0 | 0 | 0 | 32.6881 | 190.1007 | 120.3775 | 0 | 0 | 0 | 0 | 178.1238 | 124.0129 | 93.3228 | 163.2885 | 0.40901 | 0.39641 | 0.37719 | 0.36382 | 72.854 | 49.1599 | 35.2001 | 59.408
2 | 15 | 8 | 485.7751 | 485.0732 | 486.6146 | 488.2249 | 0 | 0 | 0 | 0 | 161.0487 | 222.764 | 0 | 0 | 0 | 0 | 0 | 0 | 184.8003 | 186.5259 | 484.8816 | 491.9904 | 0 | 0 | 0 | 0 | 0 | -13.8334 | -19.2763 | 0 | 0 | 0 | 0 | 0 | 139.9261 | 89.6166 | 21.0094 | -3.7655 | 0.4026 | 0.40314 | 0.38075 | 0.37732 | 56.3347 | 36.1284 | 7.9993 | -1.4208
2 | 15 | 9 | 493.0869 | 493.2441 | 496.1615 | 499.4661 | 0 | 0 | 0 | 0 | 124.9426 | 168.7838 | 0 | 0 | 0 | 0 | 0 | 0 | 274.9764 | 372.6082 | 882.3924 | 906.5984 | 0 | 0 | 0 | 0 | 0 | -11.6667 | -53.7317 | 309.4849 | 0 | 0 | 0 | 0 | 93.1679 | -36.4811 | -332.4992 | -716.6172 | 0.40979 | 0.40905 | 0.39309 | 0.38587 | 38.1791 | -14.9225 | -130.7005 | -276.5177
2 | 15 | 10 | 500.0843 | 500.3086 | 503.281 | 506.5748 | 0 | 0 | 0 | 0 | 99.9878 | 128.0121 | 0 | 0 | 0 | 0 | 0 | 0 | 355.8419 | 504.0548 | 1115.9021 | 1153.9201 | 0 | 0 | 0 | 0 | 0 | -27.5042 | -46.4954 | -423.0455 | 0 | 0 | 0 | 0 | 44.2546 | -104.2541 | -566.1257 | -224.2997 | 0.4056 | 0 | 0 | 0 | 17.9499 | 0 | 0 | 0
2 | 15 | 11 | 508.2818 | 508.7009 | 511.6344 | 514.5458 | 0 | 0 | 0 | 0 | 93.5163 | 137.1434 | 0 | 0 | 0 | 0 | 0 | 0 | 395.042 | 579.7708 | 1237.8968 | 1284.7377 | 0 | 0 | 0 | 0 | 0 | -66.9167 | -340.8497 | -355.9846 | 0 | 0 | 0 | 0 | 19.7236 | -141.2966 | -385.4128 | -414.2073 | 0.40256 | 0 | 0 | 0 | 7.9399 | 0 | 0 | 0
2 | 15 | 12 | 510.0636 | 510.877 | 514.0451 | 516.9141 | 0 | 0 | 0 | 0 | 94.7929 | 117.3317 | 0 | 0 | 0 | 0 | 0 | 0 | 418.0146 | 620.38 | 1298.9506 | 1350.7616 | 0 | 0 | 0 | 0 | 0 | -52.044 | -344.1831 | -384.9432 | 0 | 0 | 0 | 0 | -2.7438 | -174.7907 | -440.7224 | -448.9043 | 0.3965 | 0 | 0 | 0 | -1.0879 | 0 | 0 | 0
2 | 15 | 13 | 505.8384 | 507.6861 | 511.9045 | 515.6162 | 0 | 0 | 0 | 0 | 94.8582 | 117.3317 | 0 | 0 | 0 | 0 | 0 | 0 | 431.0301 | 626.2 | 1300.6195 | 1353.2006 | 0 | 0 | 0 | 0 | 0 | -52.1329 | -344.501 | -359.1238 | 0 | 0 | 0 | 0 | -20.0499 | -183.7127 | -444.214 | -478.4607 | 0.39531 | 0 | 0 | 0 | -7.9259 | 0 | 0 | 0
2 | 15 | 14 | 503.9536 | 506.5147 | 511.5419 | 516.0058 | 0 | 0 | 0 | 0 | 103.5471 | 117.3317 | 0 | 0 | 0 | 0 | 0 | 0 | 433.1815 | 609.1386 | 1270.8597 | 1321.1193 | 0 | 0 | 0 | 0 | 0 | -52.1859 | -345.4061 | -351 | 0 | 0 | 0 | 0 | -32.775 | -167.7697 | -413.9117 | -454.1135 | 0.39361 | 0 | 0 | 0 | -12.9006 | 0 | 0 | 0
2 | 15 | 15 | 499.8375 | 503.0921 | 508.8423 | 513.9173 | 0 | 0 | 0 | 0 | 111.5329 | 117.3317 | 0 | 0 | 0 | 0 | 0 | 0 | 409.7187 | 562.6354 | 1203.6968 | 1248.3624 | 0 | 0 | 0 | 0 | 0 | -52.3988 | -296.7429 | -278.2481 | 0 | 0 | 0 | 0 | -21.4141 | -124.4762 | -398.1115 | -456.197 | 0.39648 | 0 | 0 | 0 | -8.4903 | 0 | 0 | 0
2 | 15 | 16 | 494.2286 | 499.5043 | 507.4725 | 514.5275 | 0 | 0 | 0 | 0 | 134.9983 | 171.1953 | 0 | 0 | 0 | 0 | 0 | 0 | 360.4653 | 466.7245 | 1053.4039 | 1087.5501 | 0 | 0 | 0 | 0 | 0 | -3.1862 | -21.2366 | 48.2482 | 0 | 0 | 0 | 0 | -1.235 | -135.2294 | -524.6948 | -621.2708 | 0.40398 | 0 | 0.39996 | 0 | -0.49892 | 0 | -209.8584 | 0
2 | 15 | 17 | 494.233 | 501.3766 | 511.368 | 520.1696 | 0 | 0 | 0 | 0 | 171.1038 | 171.8722 | 0 | 0 | 0 | 0 | 0 | 0 | 278.6988 | 287.3218 | 725.1795 | 742.0679 | 0 | 0 | 0 | 0 | 0 | -6.7227 | -17.55 | 34.4686 | 0 | 0 | 0 | 0 | 44.4305 | 48.9052 | -196.2615 | -256.3669 | 0.4024 | 0.40819 | 0.40418 | 0.39462 | 17.8789 | 19.9626 | -79.3246 | -101.167
2 | 15 | 18 | 513.1763 | 522.1142 | 534.1337 | 544.6887 | 0 | 0 | 0 | 0 | 178.4556 | 234.412 | 0 | 0 | 0 | 0 | 0 | 0 | 189.5681 | 90.4748 | 317.8063 | 318.3889 | 0 | 0 | 0 | 0 | 0 | 2.8574 | 13.21 | 164.1797 | 0 | 0 | 0 | 0 | 145.1526 | 194.37 | 203.1174 | 62.1201 | 0.40342 | 0.39939 | 0.39298 | 0.37664 | 58.5568 | 77.6293 | 79.8214 | 23.3968
2 | 15 | 19 | 558.1637 | 570.0499 | 585.4511 | 598.9254 | 0 | 0 | 0 | 0 | 188.7614 | 262.9668 | 0 | 0 | 0 | 0 | 0 | 0 | 192.165 | 69.0692 | 216.943 | 216.943 | 0 | 0 | 0 | 0 | 0 | -1.4229 | 381.6408 | 323.101 | 0 | 0 | 0 | 0 | 177.2372 | 239.4367 | -13.1326 | 58.8814 | 0.41293 | 0.40451 | 0.39736 | 0.38359 | 73.1861 | 96.8543 | -5.2184 | 22.5863
2 | 15 | 20 | 552.3207 | 564.1173 | 579.3007 | 592.4683 | 0 | 0 | 0 | 0 | 205.4019 | 276.1724 | 0 | 0 | 0 | 0 | 0 | 0 | 201.1641 | 77.3797 | 218.5616 | 218.5616 | 0 | 0 | 0 | 0 | 0 | 20.4312 | 43.7006 | 432.4143 | 0 | 0 | 0 | 0 | 145.7547 | 190.134 | 317.0385 | -58.5077 | 0.4122 | 0.4033 | 0.397 | 0.38296 | 60.0803 | 76.6802 | 125.8628 | -22.4064
2 | 15 | 21 | 533.5593 | 545.2014 | 560.0361 | 572.7791 | 0 | 0 | 0 | 0 | 194.5387 | 278.6278 | 0 | 0 | 0 | 0 | 0 | 0 | 218.7786 | 93.4396 | 216.7541 | 216.7541 | 0 | 0 | 0 | 0 | 0 | 0 | 89.3218 | 117 | 0 | 0 | 0 | 0 | 120.242 | 173.134 | 253.9602 | 239.025 | 0.40612 | 0.40218 | 0.39602 | 0.38156 | 48.8326 | 69.6303 | 100.5726 | 91.2031
2 | 15 | 22 | 503.3507 | 514.5168 | 528.6753 | 540.7965 | 0 | 0 | 0 | 0 | 178.6609 | 292.0419 | 0 | 0 | 0 | 0 | 0 | 0 | 227.501 | 100.5441 | 217.653 | 217.653 | 0 | 0 | 0 | 0 | 0 | 0 | 21.2587 | 117 | 0 | 0 | 0 | 0 | 97.1887 | 121.9308 | 289.7636 | 206.1435 | 0.41109 | 0.39872 | 0.39241 | 0.37595 | 39.9537 | 48.6161 | 113.7065 | 77.4993
2 | 15 | 23 | 460.197 | 470.9304 | 484.4224 | 495.9525 | 0 | 0 | 0 | 0 | 173.2079 | 243.0461 | 0 | 0 | 0 | 0 | 0 | 0 | 231.9383 | 102.3279 | 218.8023 | 218.8023 | 0 | 0 | 0 | 0 | 0 | 65.4166 | 97.2645 | 45.2856 | 0 | 0 | 0 | 0 | 55.0509 | 60.1399 | 168.3556 | 231.8646 | 0.41371 | 0.39663 | 0.38604 | 0.36606 | 22.7751 | 23.853 | 64.9914 | 84.8757
2 | 15 | 24 | 418.9608 | 427.5677 | 438.5079 | 447.7451 | 0 | 0 | 0 | 0 | 158.8749 | 242.1168 | 0 | 0 | 0 | 0 | 0 | 0 | 227.372 | 103.1317 | 226.5168 | 226.5168 | 0 | 0 | 0 | 0 | 0 | 4.1195 | 174.8951 | 21.3867 | 0 | 0 | 0 | 0 | 32.714 | 78.1998 | 37.096 | 199.8416 | 0.40639 | 0.39199 | 0.37547 | 0.36382 | 13.2946 | 30.6533 | 13.9284 | 72.7067
2 | 16 | 1 | 393.4789 | 399.7404 | 407.9165 | 414.6263 | 0 | 0 | 0 | 0 | 107.2787 | 265.6116 | 0 | 0 | 0 | 0 | 0 | 0 | 223.1164 | 116.6004 | 256.0502 | 256.0502 | 0 | 0 | 0 | 0 | 0 | 13.0833 | 97.2645 | -17.7928 | 0 | 0 | 0 | 0 | 63.0838 | 4.4451 | 54.6017 | 176.3689 | 0.40941 | 0.38749 | 0.36569 | 0.36737 | 25.8269 | 1.7224 | 19.967 | 64.7923
2 | 16 | 2 | 377.1656 | 381.4304 | 387.3534 | 392.0924 | 0 | 0 | 0 | 0 | 89.812 | 211.03 | 0 | 0 | 0 | 0 | 0 | 0 | 210.5161 | 125.0484 | 290.2198 | 290.2198 | 0 | 0 | 0 | 0 | 0 | 0 | 0 | -29.6474 | 0 | 0 | 0 | 0 | 76.8375 | 45.352 | 97.1336 | 131.5199 | 0.40877 | 0.38552 | 0.36832 | 0.36522 | 31.4089 | 17.4843 | 35.7763 | 48.0332
2 | 16 | 3 | 369.3689 | 371.9005 | 375.9032 | 378.9723 | 0 | 0 | 0 | 0 | 82.5522 | 207.0447 | 0 | 0 | 0 | 0 | 0 | 0 | 191.3877 | 121.693 | 307.0949 | 307.0949 | 0 | 0 | 0 | 0 | 0 | 3.3847 | -40.8838 | -44.7161 | 0 | 0 | 0 | 0 | 95.429 | 39.7781 | 109.6921 | 116.5935 | 0.40833 | 0.3849 | 0.36884 | 0.36626 | 38.9668 | 15.3105 | 40.459 | 42.704
2 | 16 | 4 | 366.7935 | 367.9129 | 370.3477 | 372.0294 | 0 | 0 | 0 | 0 | 85.1515 | 229.4046 | 0 | 0 | 0 | 0 | 0 | 0 | 183.1776 | 114.0513 | 305.6002 | 305.6002 | 0 | 0 | 0 | 0 | 0 | 57.3115 | 21.7178 | -80.1075 | 0 | 0 | 0 | 0 | 98.4644 | -32.8545 | 43.0297 | 146.5367 | 0.40772 | 0.37892 | 0.36678 | 0.36631 | 40.1455 | -12.4492 | 15.7826 | 53.6773
2 | 16 | 5 | 377.7748 | 377.5636 | 378.5709 | 378.9782 | 0 | 0 | 0 | 0 | 94.0308 | 279.6462 | 0 | 0 | 0 | 0 | 0 | 0 | 190.7608 | 116.3634 | 316.653 | 316.653 | 0 | 0 | 0 | 0 | 0 | 3.5015 | 0 | -70.8932 | 0 | 0 | 0 | 0 | 92.9832 | -21.9474 | 61.9179 | 133.2184 | 0.409 | 0.38297 | 0.36528 | 0.36514 | 38.0303 | -8.4053 | 22.6172 | 48.644
2 | 16 | 6 | 408.1483 | 406.8417 | 406.8061 | 406.329 | 0 | 0 | 0 | 0 | 142.38 | 227.1624 | 0 | 0 | 0 | 0 | 0 | 0 | 187.8104 | 118.9725 | 342.7107 | 342.7107 | 0 | 0 | 0 | 0 | 0 | 50.2313 | 196.4629 | 0 | 0 | 0 | 0 | 0 | 77.9578 | 10.4756 | -132.3675 | 63.6183 | 0.4104 | 0.38709 | 0.36491 | 0.36382 | 31.9939 | 4.055 | -48.3027 | 23.1457
2 | 16 | 7 | 455.4151 | 454.1809 | 454.6095 | 454.7603 | 0 | 0 | 0 | 0 | 163.1179 | 249.681 | 0 | 0 | 0 | 0 | 0 | 0 | 190.9349 | 132.6138 | 362.913 | 362.914 | 0 | 0 | 0 | 0 | 0 | 32.6881 | 190.1007 | 120.3775 | 0 | 0 | 0 | 0 | 101.3622 | 39.198 | -98.4042 | -28.5312 | 0.40901 | 0.39641 | 0.37719 | 0.36382 | 41.458 | 15.5385 | -37.1167 | -10.3803
2 | 16 | 8 | 476.4206 | 475.4124 | 476.5826 | 477.8717 | 0 | 0 | 0 | 0 | 161.0487 | 222.764 | 0 | 0 | 0 | 0 | 0 | 0 | 247.0999 | 268.1101 | 660.4009 | 667.7352 | 0 | 0 | 0 | 0 | 0 | -13.8334 | -19.2763 | 0 | 0 | 0 | 0 | 0 | 68.2721 | -1.6283 | -164.542 | -189.8636 | 0.4026 | 0.40314 | 0.38075 | 0.37732 | 27.4866 | -0.65645 | -62.6494 | -71.6386
2 | 16 | 9 | 490.0413 | 490.0988 | 492.8953 | 496.0953 | 0 | 0 | 0 | 0 | 124.9426 | 168.7838 | 0 | 0 | 0 | 0 | 0 | 0 | 306.6983 | 439.6046 | 977.2811 | 1001.6432 | 0 | 0 | 0 | 0 | 0 | -11.6667 | -53.7317 | 309.4849 | 0 | 0 | 0 | 0 | 58.4004 | -106.6229 | -430.6541 | -815.0327 | 0.40979 | 0.40905 | 0.39309 | 0.38587 | 23.9318 | -43.6139 | -169.2837 | -314.4928
2 | 16 | 10 | 502.858 | 503.1732 | 506.2557 | 509.6447 | 0 | 0 | 0 | 0 | 99.9878 | 128.0121 | 0 | 0 | 0 | 0 | 0 | 0 | 345.1243 | 565.9613 | 1185.8052 | 1223.7862 | 0 | 0 | 0 | 0 | 0 | -27.5042 | -46.4954 | -423.0455 | 0 | 0 | 0 | 0 | 57.7459 | -163.296 | -633.0542 | -291.096 | 0.4056 | 0 | 0 | 0 | 23.422 | 0 | 0 | 0
2 | 16 | 11 | 511.4906 | 512.0147 | 515.0756 | 518.0972 | 0 | 0 | 0 | 0 | 93.5163 | 137.1434 | 0 | 0 | 0 | 0 | 0 | 0 | 378.894 | 633.8993 | 1309.0411 | 1355.5315 | 0 | 0 | 0 | 0 | 0 | -66.9167 | -340.8497 | -355.9846 | 0 | 0 | 0 | 0 | 39.0804 | -192.1113 | -453.1158 | -481.4496 | 0.40256 | 0 | 0 | 0 | 15.7322 | 0 | 0 | 0
2 | 16 | 12 | 513.6531 | 514.584 | 517.8946 | 520.8869 | 0 | 0 | 0 | 0 | 94.7929 | 117.3317 | 0 | 0 | 0 | 0 | 0 | 0 | 412.7452 | 691.1563 | 1386.1023 | 1437.8676 | 0 | 0 | 0 | 0 | 0 | -52.044 | -344.1831 | -384.9432 | 0 | 0 | 0 | 0 | 6.1151 | -241.86 | -524.0246 | -532.0375 | 0.3965 | 0 | 0 | 0 | 2.4246 | 0 | 0 | 0
2 | 16 | 13 | 513.38 | 515.4746 | 519.9924 | 523.963 | 0 | 0 | 0 | 0 | 94.8582 | 117.3317 | 0 | 0 | 0 | 0 | 0 | 0 | 433.6797 | 712.0978 | 1403.6965 | 1456.5233 | 0 | 0 | 0 | 0 | 0 | -52.1329 | -344.501 | -359.1238 | 0 | 0 | 0 | 0 | -15.1578 | -261.8219 | -539.2031 | -573.4366 | 0.39531 | 0 | 0 | 0 | -5.9921 | 0 | 0 | 0
2 | 16 | 14 | 512.0935 | 514.921 | 520.2713 | 525.0147 | 0 | 0 | 0 | 0 | 103.5471 | 117.3317 | 0 | 0 | 0 | 0 | 0 | 0 | 447.6189 | 706.3315 | 1375.0481 | 1425.4602 | 0 | 0 | 0 | 0 | 0 | -52.1859 | -345.4061 | -351 | 0 | 0 | 0 | 0 | -39.0725 | -256.5563 | -509.3707 | -549.4455 | 0.39361 | 0 | 0 | 0 | -15.3794 | 0 | 0 | 0
2 | 16 | 15 | 512.2558 | 515.9169 | 522.16 | 527.6614 | 0 | 0 | 0 | 0 | 111.5329 | 117.3317 | 0 | 0 | 0 | 0 | 0 | 0 | 442.2641 | 674.2045 | 1276.0987 | 1321.4332 | 0 | 0 | 0 | 0 | 0 | -52.3988 | -296.7429 | -278.2481 | 0 | 0 | 0 | 0 | -41.5413 | -223.2205 | -457.1958 | -515.5237 | 0.39648 | 0 | 0 | 0 | -16.4704 | 0 | 0 | 0
2 | 16 | 16 | 504.3808 | 509.9888 | 518.36 | 525.7635 | 0 | 0 | 0 | 0 | 134.9983 | 171.1953 | 0 | 0 | 0 | 0 | 0 | 0 | 367.713 | 565.5365 | 1082.4799 | 1117.2914 | 0 | 0 | 0 | 0 | 0 | -3.1862 | -21.2366 | 48.2482 | 0 | 0 | 0 | 0 | 1.6695 | -223.5569 | -542.8833 | -639.776 | 0.40398 | 0 | 0.39996 | 0 | 0.67445 | 0 | -217.1331 | 0
2 | 16 | 17 | 497.8951 | 505.1585 | 515.2953 | 524.2226 | 0 | 0 | 0 | 0 | 171.1038 | 171.8722 | 0 | 0 | 0 | 0 | 0 | 0 | 269.8055 | 363.8266 | 761.5337 | 778.0265 | 0 | 0 | 0 | 0 | 0 | -6.7227 | -17.55 | 34.4686 | 0 | 0 | 0 | 0 | 56.9859 | -23.8177 | -228.6885 | -288.2726 | 0.4024 | 0.40819 | 0.40418 | 0.39462 | 22.9312 | -9.7221 | -92.4309 | -113.7576
2 | 16 | 18 | 510.7107 | 519.568 | 531.4896 | 541.9599 | 0 | 0 | 0 | 0 | 178.4556 | 234.412 | 0 | 0 | 0 | 0 | 0 | 0 | 199.0798 | 171.4418 | 484.8175 | 485.4456 | 0 | 0 | 0 | 0 | 0 | 2.8574 | 13.21 | 164.1797 | 0 | 0 | 0 | 0 | 133.1753 | 110.8568 | 33.4621 | -107.6654 | 0.40342 | 0.39939 | 0.39298 | 0.37664 | 53.725 | 44.2751 | 13.15 | -40.551
2 | 16 | 19 | 548.2834 | 559.8462 | 574.8553 | 587.9903 | 0 | 0 | 0 | 0 | 188.7614 | 262.9668 | 0 | 0 | 0 | 0 | 0 | 0 | 198.1641 | 149.4171 | 475.0824 | 475.0824 | 0 | 0 | 0 | 0 | 0 | -1.4229 | 381.6408 | 323.101 | 0 | 0 | 0 | 0 | 161.3579 | 148.8851 | -281.8679 | -210.1931 | 0.41293 | 0.40451 | 0.39736 | 0.38359 | 66.6291 | 60.2254 | -112.0026 | -80.628
2 | 16 | 20 | 533.3941 | 544.5712 | 559.0034 | 571.5211 | 0 | 0 | 0 | 0 | 205.4019 | 276.1724 | 0 | 0 | 0 | 0 | 0 | 0 | 234.0758 | 176.3145 | 488.8782 | 488.8782 | 0 | 0 | 0 | 0 | 0 | 20.4312 | 43.7006 | 432.4143 | 0 | 0 | 0 | 0 | 93.9164 | 71.6531 | 26.4246 | -349.7715 | 0.4122 | 0.4033 | 0.397 | 0.38296 | 38.7125 | 28.8973 | 10.4904 | -133.95
2 | 16 | 21 | 517.8959 | 529.0253 | 543.2383 | 555.4435 | 0 | 0 | 0 | 0 | 194.5387 | 278.6278 | 0 | 0 | 0 | 0 | 0 | 0 | 243.242 | 182.0424 | 478.6512 | 478.6512 | 0 | 0 | 0 | 0 | 0 | 0 | 89.3218 | 117 | 0 | 0 | 0 | 0 | 80.1152 | 68.3552 | -24.7346 | -40.2077 | 0.40612 | 0.40218 | 0.39602 | 0.38156 | 32.5363 | 27.4908 | -9.7953 | -15.3418
2 | 16 | 22 | 489.2101 | 499.9134 | 513.5106 | 525.1463 | 0 | 0 | 0 | 0 | 178.6609 | 292.0419 | 0 | 0 | 0 | 0 | 0 | 0 | 227.5701 | 154.8152 | 447.8813 | 447.8813 | 0 | 0 | 0 | 0 | 0 | 0 | 21.2587 | 117 | 0 | 0 | 0 | 0 | 82.9791 | 53.0563 | 44.3706 | -39.735 | 0.41109 | 0.39872 | 0.39241 | 0.37595 | 34.1122 | 21.1545 | 17.4115 | -14.9383
2 | 16 | 23 | 457.3689 | 468.0098 | 481.3895 | 492.8224 | 0 | 0 | 0 | 0 | 173.2079 | 243.0461 | 0 | 0 | 0 | 0 | 0 | 0 | 229.1524 | 155.1023 | 439.8021 | 439.8021 | 0 | 0 | 0 | 0 | 0 | 65.4166 | 97.2645 | 45.2856 | 0 | 0 | 0 | 0 | 55.0086 | 4.4448 | -55.6771 | 7.7347 | 0.41371 | 0.39663 | 0.38604 | 0.36606 | 22.7576 | 1.7629 | -21.4934 | 2.8314
2 | 16 | 24 | 423.1486 | 431.8926 | 442.999 | 452.38 | 0 | 0 | 0 | 0 | 158.8749 | 242.1168 | 0 | 0 | 0 | 0 | 0 | 0 | 219.6914 | 154.8584 | 439.8876 | 439.8876 | 0 | 0 | 0 | 0 | 0 | 4.1195 | 174.8951 | 21.3867 | 0 | 0 | 0 | 0 | 44.5823 | 30.798 | -171.7838 | -8.8943 | 0.40639 | 0.39199 | 0.37547 | 0.36382 | 18.1177 | 12.0724 | -64.4994 | -3.236
2 | 17 | 1 | 396.8146 | 403.1853 | 411.4938 | 418.3182 | 0 | 0 | 0 | 0 | 107.2787 | 265.6116 | 0 | 0 | 0 | 0 | 0 | 0 | 213.7854 | 141.435 | 402.3083 | 402.3083 | 0 | 0 | 0 | 0 | 0 | 13.0833 | 97.2645 | -17.7928 | 0 | 0 | 0 | 0 | 75.7504 | -16.9446 | -88.079 | 33.8027 | 0.40941 | 0.38749 | 0.36569 | 0.36737 | 31.0127 | -6.5658 | -32.2092 | 12.418
2 | 17 | 2 | 374.555 | 378.7343 | 384.5538 | 389.2031 | 0 | 0 | 0 | 0 | 89.812 | 211.03 | 0 | 0 | 0 | 0 | 0 | 0 | 210.2621 | 110.7023 | 323.8902 | 323.8902 | 0 | 0 | 0 | 0 | 0 | 0 | 0 | -29.6474 | 0 | 0 | 0 | 0 | 74.4809 | 57.0021 | 60.6636 | 94.9603 | 0.40877 | 0.38552 | 0.36832 | 0.36522 | 30.4456 | 21.9757 | 22.3436 | 34.681
2 | 17 | 3 | 361.0659 | 363.3257 | 366.9988 | 369.7828 | 0 | 0 | 0 | 0 | 82.5522 | 207.0447 | 0 | 0 | 0 | 0 | 0 | 0 | 218.6186 | 110.5864 | 283.7109 | 283.7109 | 0 | 0 | 0 | 0 | 0 | 3.3847 | -40.8838 | -44.7161 | 0 | 0 | 0 | 0 | 59.8951 | 42.3099 | 124.1717 | 130.788 | 0.40833 | 0.3849 | 0.36884 | 0.36626 | 24.4571 | 16.285 | 45.7997 | 47.9029
2 | 17 | 4 | 356.2607 | 357.0352 | 359.052 | 360.372 | 0 | 0 | 0 | 0 | 85.1515 | 229.4046 | 0 | 0 | 0 | 0 | 0 | 0 | 196.4101 | 107.8036 | 286.3211 | 286.3211 | 0 | 0 | 0 | 0 | 0 | 57.3115 | 21.7178 | -80.1075 | 0 | 0 | 0 | 0 | 74.699 | -37.4844 | 51.0131 | 154.1584 | 0.40772 | 0.37892 | 0.36678 | 0.36631 | 30.456 | -14.2036 | 18.7108 | 56.4692
2 | 17 | 5 | 357.7967 | 356.9316 | 357.1459 | 356.8673 | 0 | 0 | 0 | 0 | 94.0308 | 279.6462 | 0 | 0 | 0 | 0 | 0 | 0 | 160.082 | 88.4068 | 273.4754 | 273.4754 | 0 | 0 | 0 | 0 | 0 | 3.5015 | 0 | -70.8932 | 0 | 0 | 0 | 0 | 103.684 | -14.6228 | 83.6705 | 154.285 | 0.409 | 0.38297 | 0.36528 | 0.36514 | 42.4069 | -5.6002 | 30.5629 | 56.3364
2 | 17 | 6 | 364.0226 | 361.2716 | 359.4846 | 357.4923 | 0 | 0 | 0 | 0 | 142.38 | 227.1624 | 0 | 0 | 0 | 0 | 0 | 0 | 136.9457 | 66.042 | 232.0706 | 232.0706 | 0 | 0 | 0 | 0 | 0 | 50.2313 | 196.4629 | 0 | 0 | 0 | 0 | 0 | 84.6968 | 17.8359 | -69.0489 | 125.4216 | 0.4104 | 0.38709 | 0.36491 | 0.36382 | 34.7596 | 6.9042 | -25.1969 | 45.6312
2 | 17 | 7 | 374.252 | 370.361 | 367.5682 | 364.9321 | 0 | 0 | 0 | 0 | 163.1179 | 249.681 | 0 | 0 | 0 | 0 | 0 | 0 | 155.6405 | 90.7215 | 257.2548 | 257.2559 | 0 | 0 | 0 | 0 | 0 | 32.6881 | 190.1007 | 120.3775 | 0 | 0 | 0 | 0 | 55.4937 | -2.7296 | -79.7873 | -12.7013 | 0.40901 | 0.39641 | 0.37719 | 0.36382 | 22.6973 | -1.082 | -30.0947 | -4.621
2 | 17 | 8 | 385.0873 | 381.0893 | 378.6344 | 376.7873 | 0 | 0 | 0 | 0 | 161.0487 | 222.764 | 0 | 0 | 0 | 0 | 0 | 0 | 198.5606 | 218.1757 | 578.8706 | 586.5727 | 0 | 0 | 0 | 0 | 0 | -13.8334 | -19.2763 | 0 | 0 | 0 | 0 | 0 | 25.478 | -46.017 | -180.9599 | -209.7854 | 0.4026 | 0.40314 | 0.38075 | 0.37732 | 10.2575 | -18.5515 | -68.9005 | -79.1554
2 | 17 | 9 | 414.1718 | 411.7458 | 411.531 | 412.1259 | 0 | 0 | 0 | 0 | 124.9426 | 168.7838 | 0 | 0 | 0 | 0 | 0 | 0 | 260.1624 | 393.0811 | 925.3693 | 951.0907 | 0 | 0 | 0 | 0 | 0 | -11.6667 | -53.7317 | 309.4849 | 0 | 0 | 0 | 0 | 29.0669 | -138.4524 | -460.1066 | -848.4497 | 0.40979 | 0.40905 | 0.39309 | 0.38587 | 11.9112 | -56.6336 | -180.8611 | -327.3873
2 | 17 | 10 | 435.908 | 434.0316 | 434.4568 | 435.5469 | 0 | 0 | 0 | 0 | 99.9878 | 128.0121 | 0 | 0 | 0 | 0 | 0 | 0 | 311.8934 | 508.5783 | 1075.8604 | 1115.4215 | 0 | 0 | 0 | 0 | 0 | -27.5042 | -46.4954 | -423.0455 | 0 | 0 | 0 | 0 | 24.0268 | -175.0546 | -594.9083 | -256.8291 | 0.4056 | 0 | 0 | 0 | 9.7454 | 0 | 0 | 0
2 | 17 | 11 | 449.3086 | 447.7971 | 448.3899 | 449.2764 | 0 | 0 | 0 | 0 | 93.5163 | 137.1434 | 0 | 0 | 0 | 0 | 0 | 0 | 363.4643 | 592.8822 | 1175.9718 | 1224.5307 | 0 | 0 | 0 | 0 | 0 | -66.9167 | -340.8497 | -355.9846 | 0 | 0 | 0 | 0 | -7.672 | -215.3118 | -386.7322 | -419.2697 | 0.40256 | 0 | 0 | 0 | -3.0884 | 0 | 0 | 0
2 | 17 | 12 | 455.1512 | 454.167 | 455.1557 | 456.1391 | 0 | 0 | 0 | 0 | 94.7929 | 117.3317 | 0 | 0 | 0 | 0 | 0 | 0 | 387.4136 | 632.4079 | 1217.5541 | 1270.3511 | 0 | 0 | 0 | 0 | 0 | -52.044 | -344.1831 | -384.9432 | 0 | 0 | 0 | 0 | -27.0553 | -243.5285 | -418.2153 | -429.2687 | 0.3965 | 0 | 0 | 0 | -10.7275 | 0 | 0 | 0
2 | 17 | 13 | 456.0383 | 456.2559 | 458.4977 | 460.4993 | 0 | 0 | 0 | 0 | 94.8582 | 117.3317 | 0 | 0 | 0 | 0 | 0 | 0 | 384.8893 | 631.7564 | 1225.1334 | 1278.7278 | 0 | 0 | 0 | 0 | 0 | -52.1329 | -344.501 | -359.1238 | 0 | 0 | 0 | 0 | -23.7091 | -240.6993 | -422.1347 | -459.1048 | 0.39531 | 0 | 0 | 0 | -9.3725 | 0 | 0 | 0
2 | 17 | 14 | 450.7634 | 451.5834 | 454.4994 | 457.1369 | 0 | 0 | 0 | 0 | 103.5471 | 117.3317 | 0 | 0 | 0 | 0 | 0 | 0 | 381.661 | 614.0468 | 1191.6087 | 1242.969 | 0 | 0 | 0 | 0 | 0 | -52.1859 | -345.4061 | -351 | 0 | 0 | 0 | 0 | -34.4446 | -227.6092 | -391.7031 | -434.8322 | 0.39361 | 0 | 0 | 0 | -13.5578 | 0 | 0 | 0
2 | 17 | 15 | 446.1397 | 447.6366 | 451.2555 | 454.4865 | 0 | 0 | 0 | 0 | 111.5329 | 117.3317 | 0 | 0 | 0 | 0 | 0 | 0 | 354.8079 | 555.6964 | 1092.1041 | 1136.4847 | 0 | 0 | 0 | 0 | 0 | -52.3988 | -296.7429 | -278.2481 | 0 | 0 | 0 | 0 | -20.2011 | -172.9928 | -344.1057 | -403.75 | 0.39648 | 0 | 0 | 0 | -8.0094 | 0 | 0 | 0
2 | 17 | 16 | 441.2016 | 444.7414 | 450.605 | 455.8391 | 0 | 0 | 0 | 0 | 134.9983 | 171.1953 | 0 | 0 | 0 | 0 | 0 | 0 | 302.4099 | 450.4037 | 919.5635 | 952.0098 | 0 | 0 | 0 | 0 | 0 | -3.1862 | -21.2366 | 48.2482 | 0 | 0 | 0 | 0 | 3.7934 | -173.6714 | -447.7219 | -544.4188 | 0.40398 | 0 | 0.39996 | 0 | 1.5325 | 0 | -179.0721 | 0
2 | 17 | 17 | 441.7136 | 447.138 | 455.0449 | 462.0431 | 0 | 0 | 0 | 0 | 171.1038 | 171.8722 | 0 | 0 | 0 | 0 | 0 | 0 | 211.9278 | 274.3819 | 609.7102 | 624.9681 | 0 | 0 | 0 | 0 | 0 | -6.7227 | -17.55 | 34.4686 | 0 | 0 | 0 | 0 | 58.6821 | 7.6065 | -137.1153 | -197.3937 | 0.4024 | 0.40819 | 0.40418 | 0.39462 | 23.6137 | 3.1049 | -55.419 | -77.8951
2 | 17 | 18 | 465.9324 | 473.3238 | 483.4681 | 492.4009 | 0 | 0 | 0 | 0 | 178.4556 | 234.412 | 0 | 0 | 0 | 0 | 0 | 0 | 137.9131 | 101.391 | 247.7668 | 248.3663 | 0 | 0 | 0 | 0 | 0 | 2.8574 | 13.21 | 164.1797 | 0 | 0 | 0 | 0 | 149.5636 | 134.6634 | 222.4914 | 79.8549 | 0.40342 | 0.39939 | 0.39298 | 0.37664 | 60.3363 | 53.7831 | 87.435 | 30.0765
2 | 17 | 19 | 508.001 | 518.2452 | 531.6554 | 543.4072 | 0 | 0 | 0 | 0 | 188.7614 | 262.9668 | 0 | 0 | 0 | 0 | 0 | 0 | 123.7635 | 69.2557 | 153.3144 | 153.3144 | 0 | 0 | 0 | 0 | 0 | -1.4229 | 381.6408 | 323.101 | 0 | 0 | 0 | 0 | 195.4761 | 187.4455 | -3.2998 | 66.9918 | 0.41293 | 0.40451 | 0.39736 | 0.38359 | 80.7175 | 75.8234 | -1.3112 | 25.6974
2 | 17 | 20 | 496.5381 | 506.5087 | 519.478 | 530.7302 | 0 | 0 | 0 | 0 | 205.4019 | 276.1724 | 0 | 0 | 0 | 0 | 0 | 0 | 113.9003 | 53.1267 | 155.5074 | 155.5074 | 0 | 0 | 0 | 0 | 0 | 20.4312 | 43.7006 | 432.4143 | 0 | 0 | 0 | 0 | 177.2359 | 156.7784 | 320.2701 | -57.1915 | 0.4122 | 0.4033 | 0.397 | 0.38296 | 73.0569 | 63.228 | 127.1457 | -21.9023
2 | 17 | 21 | 480.8767 | 490.7944 | 503.538 | 514.472 | 0 | 0 | 0 | 0 | 194.5387 | 278.6278 | 0 | 0 | 0 | 0 | 0 | 0 | 137.0091 | 42.2933 | 159.6135 | 159.6135 | 0 | 0 | 0 | 0 | 0 | 0 | 89.3218 | 117 | 0 | 0 | 0 | 0 | 149.3289 | 169.8732 | 254.6026 | 237.8585 | 0.40612 | 0.40218 | 0.39602 | 0.38156 | 60.6454 | 68.3189 | 100.827 | 90.758
2 | 17 | 22 | 457.684 | 467.3552 | 479.7012 | 490.2544 | 0 | 0 | 0 | 0 | 178.6609 | 292.0419 | 0 | 0 | 0 | 0 | 0 | 0 | 147.5018 | 37.7872 | 166.4137 | 166.4137 | 0 | 0 | 0 | 0 | 0 | 0 | 21.2587 | 117 | 0 | 0 | 0 | 0 | 131.5213 | 137.5261 | 292.0288 | 206.8407 | 0.41109 | 0.39872 | 0.39241 | 0.37595 | 54.0676 | 54.8342 | 114.5954 | 77.7614
2 | 17 | 23 | 433.4206 | 443.2776 | 455.7068 | 466.3174 | 0 | 0 | 0 | 0 | 173.2079 | 243.0461 | 0 | 0 | 0 | 0 | 0 | 0 | 166.9209 | 39.2141 | 195.6954 | 195.6954 | 0 | 0 | 0 | 0 | 0 | 65.4166 | 97.2645 | 45.2856 | 0 | 0 | 0 | 0 | 93.2918 | 95.6007 | 162.7468 | 225.3363 | 0.41371 | 0.39663 | 0.38604 | 0.36606 | 38.5958 | 37.9177 | 62.8262 | 82.486
2 | 17 | 24 | 403.8051 | 411.9159 | 422.2545 | 430.9713 | 0 | 0 | 0 | 0 | 158.8749 | 242.1168 | 0 | 0 | 0 | 0 | 0 | 0 | 174.5157 | 43.2088 | 252.95 | 252.95 | 0 | 0 | 0 | 0 | 0 | 4.1195 | 174.8951 | 21.3867 | 0 | 0 | 0 | 0 | 70.4144 | 122.4709 | -5.5907 | 156.6346 | 0.40639 | 0.39199 | 0.37547 | 0.36382 | 28.6156 | 48.007 | -2.0991 | 56.9871
2 | 18 | 1 | 375.3681 | 381.0368 | 388.494 | 394.582 | 0 | 0 | 0 | 0 | 107.2787 | 265.6116 | 0 | 0 | 0 | 0 | 0 | 0 | 173.5167 | 55.7386 | 309.6412 | 309.6412 | 0 | 0 | 0 | 0 | 0 | 13.0833 | 97.2645 | -17.7928 | 0 | 0 | 0 | 0 | 94.5727 | 46.6033 | -18.4117 | 102.7336 | 0.40941 | 0.38749 | 0.36569 | 0.36737 | 38.7186 | 18.0582 | -6.7329 | 37.741
2 | 18 | 2 | 358.1665 | 361.8094 | 366.9783 | 371.0649 | 0 | 0 | 0 | 0 | 89.812 | 211.03 | 0 | 0 | 0 | 0 | 0 | 0 | 175.1727 | 63.7218 | 335.7736 | 335.7736 | 0 | 0 | 0 | 0 | 0 | 0 | 0 | -29.6474 | 0 | 0 | 0 | 0 | 93.1817 | 87.0576 | 31.2047 | 64.9387 | 0.40877 | 0.38552 | 0.36832 | 0.36522 | 38.09 | 33.5628 | 11.4933 | 23.7166
2 | 18 | 3 | 348.3757 | 350.22 | 353.3895 | 355.7377 | 0 | 0 | 0 | 0 | 82.5522 | 207.0447 | 0 | 0 | 0 | 0 | 0 | 0 | 170.5427 | 66.4179 | 348.5442 | 348.5442 | 0 | 0 | 0 | 0 | 0 | 3.3847 | -40.8838 | -44.7161 | 0 | 0 | 0 | 0 | 95.2808 | 73.3727 | 45.7291 | 51.9096 | 0.40833 | 0.3849 | 0.36884 | 0.36626 | 38.9063 | 28.2411 | 16.8668 | 19.0126
2 | 18 | 4 | 344.9301 | 345.3337 | 346.9008 | 347.8318 | 0 | 0 | 0 | 0 | 85.1515 | 229.4046 | 0 | 0 | 0 | 0 | 0 | 0 | 157.2146 | 74.4069 | 363.8949 | 363.8949 | 0 | 0 | 0 | 0 | 0 | 57.3115 | 21.7178 | -80.1075 | 0 | 0 | 0 | 0 | 102.5639 | -15.7892 | -38.7119 | 64.0444 | 0.40772 | 0.37892 | 0.36678 | 0.36631 | 41.817 | -5.9829 | -14.1989 | 23.4599
2 | 18 | 5 | 342.8041 | 341.4482 | 341.0675 | 340.274 | 0 | 0 | 0 | 0 | 94.0308 | 279.6462 | 0 | 0 | 0 | 0 | 0 | 0 | 152.2094 | 77.6407 | 360.482 | 360.482 | 0 | 0 | 0 | 0 | 0 | 3.5015 | 0 | -70.8932 | 0 | 0 | 0 | 0 | 96.5639 | -19.3401 | -19.4145 | 50.6852 | 0.409 | 0.38297 | 0.36528 | 0.36514 | 39.4948 | -7.4068 | -7.0917 | 18.5074
2 | 18 | 6 | 349.3563 | 346.1252 | 343.7561 | 341.2602 | 0 | 0 | 0 | 0 | 142.38 | 227.1624 | 0 | 0 | 0 | 0 | 0 | 0 | 147.2035 | 78.4056 | 337.8224 | 337.8224 | 0 | 0 | 0 | 0 | 0 | 50.2313 | 196.4629 | 0 | 0 | 0 | 0 | 0 | 59.7727 | -9.674 | -190.5292 | 3.4378 | 0.4104 | 0.38709 | 0.36491 | 0.36382 | 24.5308 | -3.7448 | -69.5267 | 1.2507
2 | 18 | 7 | 359.6039 | 355.2334 | 351.8592 | 348.7201 | 0 | 0 | 0 | 0 | 163.1179 | 249.681 | 0 | 0 | 0 | 0 | 0 | 0 | 146.2436 | 79.0435 | 292.3593 | 292.3599 | 0 | 0 | 0 | 0 | 0 | 32.6881 | 190.1007 | 120.3775 | 0 | 0 | 0 | 0 | 50.2424 | -6.1792 | -130.6008 | -64.0174 | 0.40901 | 0.39641 | 0.37719 | 0.36382 | 20.5495 | -2.4495 | -49.2608 | -23.2909
2 | 18 | 8 | 369.1882 | 364.6699 | 361.5839 | 359.1909 | 0 | 0 | 0 | 0 | 161.0487 | 222.764 | 0 | 0 | 0 | 0 | 0 | 0 | 184.4966 | 136.4823 | 361.6904 | 364.2597 | 0 | 0 | 0 | 0 | 0 | -13.8334 | -19.2763 | 0 | 0 | 0 | 0 | 0 | 23.6429 | 19.2569 | 19.1698 | -5.0689 | 0.4026 | 0.40314 | 0.38075 | 0.37732 | 9.5187 | 7.7633 | 7.2989 | -1.9126
2 | 18 | 9 | 388.9183 | 385.6656 | 384.4484 | 384.1762 | 0 | 0 | 0 | 0 | 124.9426 | 168.7838 | 0 | 0 | 0 | 0 | 0 | 0 | 231.2457 | 229.5342 | 467.6168 | 478.5825 | 0 | 0 | 0 | 0 | 0 | -11.6667 | -53.7317 | 309.4849 | 0 | 0 | 0 | 0 | 32.73 | -0.98568 | -29.4366 | -403.8912 | 0.40979 | 0.40905 | 0.39309 | 0.38587 | 13.4124 | -0.40319 | -11.5711 | -155.8476
2 | 18 | 10 | 407.2825 | 404.469 | 403.758 | 403.8652 | 0 | 0 | 0 | 0 | 99.9878 | 128.0121 | 0 | 0 | 0 | 0 | 0 | 0 | 289.7868 | 298.4078 | 511.5709 | 529.2376 | 0 | 0 | 0 | 0 | 0 | -27.5042 | -46.4954 | -423.0455 | 0 | 0 | 0 | 0 | 17.5079 | 5.5534 | -61.3175 | 297.6732 | 0.4056 | 0 | 0 | 0 | 7.1013 | 0 | 0 | 0
2 | 18 | 11 | 419.1602 | 416.6619 | 416.058 | 415.9093 | 0 | 0 | 0 | 0 | 93.5163 | 137.1434 | 0 | 0 | 0 | 0 | 0 | 0 | 379.0546 | 408.8061 | 621.8702 | 649.748 | 0 | 0 | 0 | 0 | 0 | -66.9167 | -340.8497 | -355.9846 | 0 | 0 | 0 | 0 | -53.4107 | -62.371 | 135.0375 | 122.1459 | 0.40256 | 0 | 0 | 0 | -21.5009 | 0 | 0 | 0
2 | 18 | 12 | 423.5707 | 421.5528 | 421.2879 | 421.187 | 0 | 0 | 0 | 0 | 94.7929 | 117.3317 | 0 | 0 | 0 | 0 | 0 | 0 | 420.5793 | 479.1659 | 743.6061 | 776.4032 | 0 | 0 | 0 | 0 | 0 | -52.044 | -344.1831 | -384.9432 | 0 | 0 | 0 | 0 | -91.8015 | -122.9009 | 21.8649 | 29.727 | 0.3965 | 0 | 0 | 0 | -36.3994 | 0 | 0 | 0
2 | 18 | 13 | 424.8385 | 424.0347 | 425.0382 | 425.9685 | 0 | 0 | 0 | 0 | 94.8582 | 117.3317 | 0 | 0 | 0 | 0 | 0 | 0 | 448.8996 | 523.3515 | 795.0747 | 829.1984 | 0 | 0 | 0 | 0 | 0 | -52.1329 | -344.501 | -359.1238 | 0 | 0 | 0 | 0 | -118.9193 | -164.5155 | -25.5355 | -44.1061 | 0.39531 | 0 | 0 | 0 | -47.0101 | 0 | 0 | 0
2 | 18 | 14 | 422.6999 | 422.6012 | 424.4034 | 426.0772 | 0 | 0 | 0 | 0 | 103.5471 | 117.3317 | 0 | 0 | 0 | 0 | 0 | 0 | 463.6664 | 524.9172 | 763.3593 | 794.0926 | 0 | 0 | 0 | 0 | 0 | -52.1859 | -345.4061 | -351 | 0 | 0 | 0 | 0 | -144.5136 | -167.4618 | 6.4502 | -17.0154 | 0.39361 | 0 | 0 | 0 | -56.8823 | 0 | 0 | 0
2 | 18 | 15 | 418.7288 | 419.3284 | 421.8593 | 424.1492 | 0 | 0 | 0 | 0 | 111.5329 | 117.3317 | 0 | 0 | 0 | 0 | 0 | 0 | 497.924 | 537.8405 | 737.9546 | 765.6046 | 0 | 0 | 0 | 0 | 0 | -52.3988 | -296.7429 | -278.2481 | 0 | 0 | 0 | 0 | -190.7281 | -183.445 | -19.3523 | -63.2074 | 0.39648 | 0 | 0 | 0 | -75.6204 | 0 | 0 | 0
2 | 18 | 16 | 415.803 | 418.5115 | 423.3669 | 427.7289 | 0 | 0 | 0 | 0 | 134.9983 | 171.1953 | 0 | 0 | 0 | 0 | 0 | 0 | 520.7692 | 519.987 | 666.3177 | 688.9849 | 0 | 0 | 0 | 0 | 0 | -3.1862 | -21.2366 | 48.2482 | 0 | 0 | 0 | 0 | -239.9645 | -269.4847 | -221.7142 | -309.5041 | 0.40398 | 0 | 0.39996 | 0 | -96.9415 | 0 | -88.6774 | 0
2 | 18 | 17 | 423.8386 | 428.6778 | 435.8752 | 442.2596 | 0 | 0 | 0 | 0 | 171.1038 | 171.8722 | 0 | 0 | 0 | 0 | 0 | 0 | 497.5904 | 421.9706 | 510.9159 | 522.8748 | 0 | 0 | 0 | 0 | 0 | -6.7227 | -17.55 | 34.4686 | 0 | 0 | 0 | 0 | -244.8556 | -158.4424 | -57.4908 | -115.0839 | 0.4024 | 0.40819 | 0.40418 | 0.39462 | -98.5301 | -64.6744 | -23.2365 | -45.4142
2 | 18 | 18 | 456.0521 | 463.1202 | 472.8723 | 481.4658 | 0 | 0 | 0 | 0 | 178.4556 | 234.412 | 0 | 0 | 0 | 0 | 0 | 0 | 429.9947 | 268.7706 | 304.6198 | 305.1233 | 0 | 0 | 0 | 0 | 0 | 2.8574 | 13.21 | 164.1797 | 0 | 0 | 0 | 0 | -152.3982 | -42.9198 | 155.0425 | 12.1629 | 0.40342 | 0.39939 | 0.39298 | 0.37664 | -61.4798 | -17.1417 | 60.9289 | 4.581
2 | 18 | 19 | 502.5986 | 512.6659 | 525.8617 | 537.428 | 0 | 0 | 0 | 0 | 188.7614 | 262.9668 | 0 | 0 | 0 | 0 | 0 | 0 | 421.4829 | 245.2588 | 279.4497 | 279.4497 | 0 | 0 | 0 | 0 | 0 | -1.4229 | 381.6408 | 323.101 | 0 | 0 | 0 | 0 | -107.6458 | 5.8631 | -135.2287 | -65.1226 | 0.41293 | 0.40451 | 0.39736 | 0.38359 | -44.4499 | 2.3717 | -53.7343 | -24.9804
2 | 18 | 20 | 496.9913 | 506.9768 | 519.9641 | 531.2318 | 0 | 0 | 0 | 0 | 205.4019 | 276.1724 | 0 | 0 | 0 | 0 | 0 | 0 | 395.6339 | 237.2468 | 308.8618 | 308.8618 | 0 | 0 | 0 | 0 | 0 | 20.4312 | 43.7006 | 432.4143 | 0 | 0 | 0 | 0 | -104.0444 | -26.8736 | 167.4017 | -210.0443 | 0.4122 | 0.4033 | 0.397 | 0.38296 | -42.8873 | -10.838 | 66.4577 | -80.4395
2 | 18 | 21 | 481.3118 | 491.2437 | 504.0046 | 514.9536 | 0 | 0 | 0 | 0 | 194.5387 | 278.6278 | 0 | 0 | 0 | 0 | 0 | 0 | 375.3376 | 219.127 | 337.9662 | 337.9662 | 0 | 0 | 0 | 0 | 0 | 0 | 89.3218 | 117 | 0 | 0 | 0 | 0 | -88.5644 | -6.5112 | 76.7166 | 59.9874 | 0.40612 | 0.40218 | 0.39602 | 0.38156 | -35.9677 | -2.6186 | 30.3811 | 22.889
2 | 18 | 22 | 458.9711 | 468.6845 | 481.0816 | 491.6789 | 0 | 0 | 0 | 0 | 178.6609 | 292.0419 | 0 | 0 | 0 | 0 | 0 | 0 | 363.7755 | 207.6067 | 356.0759 | 356.0759 | 0 | 0 | 0 | 0 | 0 | 0 | 21.2587 | 117 | 0 | 0 | 0 | 0 | -83.4652 | -30.964 | 103.747 | 18.6031 | 0.41109 | 0.39872 | 0.39241 | 0.37595 | -34.312 | -12.3459 | 40.7115 | 6.9938
2 | 18 | 23 | 428.127 | 437.8106 | 450.0297 | 460.4586 | 0 | 0 | 0 | 0 | 173.2079 | 243.0461 | 0 | 0 | 0 | 0 | 0 | 0 | 371.5981 | 213.8935 | 367.2722 | 367.2722 | 0 | 0 | 0 | 0 | 0 | 65.4166 | 97.2645 | 45.2856 | 0 | 0 | 0 | 0 | -116.6789 | -84.5456 | -14.507 | 47.9008 | 0.41371 | 0.39663 | 0.38604 | 0.36606 | -48.2713 | -33.533 | -5.6002 | 17.5344
2 | 18 | 24 | 395.6833 | 403.5283 | 413.5445 | 421.9825 | 0 | 0 | 0 | 0 | 158.8749 | 242.1168 | 0 | 0 | 0 | 0 | 0 | 0 | 364.0771 | 210.1816 | 368.105 | 368.105 | 0 | 0 | 0 | 0 | 0 | 4.1195 | 174.8951 | 21.3867 | 0 | 0 | 0 | 0 | -127.2687 | -52.8896 | -129.4556 | 32.4908 | 0.40639 | 0.39199 | 0.37547 | 0.36382 | -51.7205 | -20.732 | -48.6065 | 11.8209
2 | 19 | 1 | 371.3253 | 376.8617 | 384.1585 | 390.1076 | 0 | 0 | 0 | 0 | 107.2787 | 265.6116 | 0 | 0 | 0 | 0 | 0 | 0 | 334.7547 | 195.3365 | 378.4486 | 378.4486 | 0 | 0 | 0 | 0 | 0 | 13.0833 | 97.2645 | -17.7928 | 0 | 0 | 0 | 0 | -70.7081 | -97.1698 | -91.5547 | 29.4518 | 0.40941 | 0.38749 | 0.36569 | 0.36737 | -28.9483 | -37.6522 | -33.4802 | 10.8197
2 | 19 | 2 | 357.3688 | 360.9856 | 366.1229 | 370.1821 | 0 | 0 | 0 | 0 | 89.812 | 211.03 | 0 | 0 | 0 | 0 | 0 | 0 | 311.4799 | 179.0494 | 392.023 | 392.023 | 0 | 0 | 0 | 0 | 0 | 0 | 0 | -29.6474 | 0 | 0 | 0 | 0 | -43.9231 | -29.0938 | -25.9001 | 7.8065 | 0.40877 | 0.38552 | 0.36832 | 0.36522 | -17.9545 | -11.2164 | -9.5395 | 2.851
2 | 19 | 3 | 349.6447 | 351.5306 | 354.7504 | 357.1423 | 0 | 0 | 0 | 0 | 82.5522 | 207.0447 | 0 | 0 | 0 | 0 | 0 | 0 | 273.0479 | 152.9568 | 408.0482 | 408.0482 | 0 | 0 | 0 | 0 | 0 | 3.3847 | -40.8838 | -44.7161 | 0 | 0 | 0 | 0 | -5.9554 | -11.8555 | -12.414 | -6.1899 | 0.40833 | 0.3849 | 0.36884 | 0.36626 | -2.4318 | -4.5632 | -4.5788 | -2.2671
2 | 19 | 4 | 348.4652 | 348.9846 | 350.692 | 351.7443 | 0 | 0 | 0 | 0 | 85.1515 | 229.4046 | 0 | 0 | 0 | 0 | 0 | 0 | 268.5614 | 147.4617 | 397.1745 | 397.1745 | 0 | 0 | 0 | 0 | 0 | 57.3115 | 21.7178 | -80.1075 | 0 | 0 | 0 | 0 | -5.2477 | -85.1932 | -68.2004 | 34.6773 | 0.40772 | 0.37892 | 0.36678 | 0.36631 | -2.1396 | -32.2815 | -25.0148 | 12.7025
2 | 19 | 5 | 356.4189 | 355.5087 | 355.6683 | 355.3424 | 0 | 0 | 0 | 0 | 94.0308 | 279.6462 | 0 | 0 | 0 | 0 | 0 | 0 | 293.8447 | 167.8749 | 390.2553 | 390.2553 | 0 | 0 | 0 | 0 | 0 | 3.5015 | 0 | -70.8932 | 0 | 0 | 0 | 0 | -31.4566 | -95.5138 | -34.587 | 35.9802 | 0.409 | 0.38297 | 0.36528 | 0.36514 | -12.8658 | -36.5793 | -12.6339 | 13.138
2 | 19 | 6 | 376.5134 | 374.1713 | 372.88 | 371.3166 | 0 | 0 | 0 | 0 | 142.38 | 227.1624 | 0 | 0 | 0 | 0 | 0 | 0 | 305.2523 | 183.0193 | 389.5505 | 389.5505 | 0 | 0 | 0 | 0 | 0 | 50.2313 | 196.4629 | 0 | 0 | 0 | 0 | 0 | -71.1189 | -86.2417 | -213.1334 | -18.2339 | 0.4104 | 0.38709 | 0.36491 | 0.36382 | -29.1872 | -33.3837 | -77.7752 | -6.6339
2 | 19 | 7 | 408.3887 | 405.6152 | 404.1773 | 402.7133 | 0 | 0 | 0 | 0 | 163.1179 | 249.681 | 0 | 0 | 0 | 0 | 0 | 0 | 282.624 | 177.4207 | 411.5619 | 411.5624 | 0 | 0 | 0 | 0 | 0 | 32.6881 | 190.1007 | 120.3775 | 0 | 0 | 0 | 0 | -37.3532 | -54.1746 | -197.4853 | -129.2267 | 0.40901 | 0.39641 | 0.37719 | 0.36382 | -15.2777 | -21.4753 | -74.4888 | -47.0155
2 | 19 | 8 | 428.1071 | 425.5174 | 424.77 | 424.4001 | 0 | 0 | 0 | 0 | 161.0487 | 222.764 | 0 | 0 | 0 | 0 | 0 | 0 | 250.5478 | 229.5865 | 683.1437 | 685.9572 | 0 | 0 | 0 | 0 | 0 | -13.8334 | -19.2763 | 0 | 0 | 0 | 0 | 0 | 16.5106 | -12.9997 | -239.0974 | -261.5571 | 0.4026 | 0.40314 | 0.38075 | 0.37732 | 6.6472 | -5.2408 | -91.0364 | -98.6897
2 | 19 | 9 | 459.8748 | 458.9448 | 460.544 | 462.7082 | 0 | 0 | 0 | 0 | 124.9426 | 168.7838 | 0 | 0 | 0 | 0 | 0 | 0 | 321.4293 | 389.2461 | 1008.6138 | 1021.706 | 0 | 0 | 0 | 0 | 0 | -11.6667 | -53.7317 | 309.4849 | 0 | 0 | 0 | 0 | 13.5029 | -87.4184 | -494.3381 | -868.4827 | 0.40979 | 0.40905 | 0.39309 | 0.38587 | 5.5333 | -35.7583 | -194.317 | -335.1173
2 | 19 | 10 | 483.0431 | 482.7096 | 485.0057 | 487.7143 | 0 | 0 | 0 | 0 | 99.9878 | 128.0121 | 0 | 0 | 0 | 0 | 0 | 0 | 361.1849 | 505.0592 | 1237.218 | 1260.3143 | 0 | 0 | 0 | 0 | 0 | -27.5042 | -46.4954 | -423.0455 | 0 | 0 | 0 | 0 | 21.8704 | -122.8575 | -705.717 | -349.5545 | 0.4056 | 0 | 0 | 0 | 8.8708 | 0 | 0 | 0
2 | 19 | 11 | 496.4255 | 496.4565 | 498.9194 | 501.4237 | 0 | 0 | 0 | 0 | 93.5163 | 137.1434 | 0 | 0 | 0 | 0 | 0 | 0 | 386.7258 | 543.0727 | 1291.4212 | 1319.1538 | 0 | 0 | 0 | 0 | 0 | -66.9167 | -340.8497 | -355.9846 | 0 | 0 | 0 | 0 | 16.1835 | -116.843 | -451.6521 | -461.7455 | 0.40256 | 0 | 0 | 0 | 6.5148 | 0 | 0 | 0
2 | 19 | 12 | 500.4734 | 500.9729 | 503.7604 | 506.3001 | 0 | 0 | 0 | 0 | 94.7929 | 117.3317 | 0 | 0 | 0 | 0 | 0 | 0 | 412.9922 | 561.3196 | 1295.7409 | 1328.6872 | 0 | 0 | 0 | 0 | 0 | -52.044 | -344.1831 | -384.9432 | 0 | 0 | 0 | 0 | -7.3116 | -125.6344 | -447.7974 | -437.4439 | 0.3965 | 0 | 0 | 0 | -2.8991 | 0 | 0 | 0
2 | 19 | 13 | 498.4962 | 500.1036 | 504.0306 | 507.4901 | 0 | 0 | 0 | 0 | 94.8582 | 117.3317 | 0 | 0 | 0 | 0 | 0 | 0 | 415.3521 | 566.2456 | 1268.8269 | 1303.5002 | 0 | 0 | 0 | 0 | 0 | -52.1329 | -344.501 | -359.1238 | 0 | 0 | 0 | 0 | -11.7141 | -131.3409 | -420.2953 | -436.8863 | 0.39531 | 0 | 0 | 0 | -4.6307 | 0 | 0 | 0
2 | 19 | 14 | 492.3511 | 494.5324 | 499.0991 | 503.1646 | 0 | 0 | 0 | 0 | 103.5471 | 117.3317 | 0 | 0 | 0 | 0 | 0 | 0 | 388.3011 | 537.0234 | 1221.0272 | 1252.1215 | 0 | 0 | 0 | 0 | 0 | -52.1859 | -345.4061 | -351 | 0 | 0 | 0 | 0 | 0.50289 | -107.6368 | -376.522 | -397.9569 | 0.39361 | 0 | 0 | 0 | 0.19795 | 0 | 0 | 0
2 | 19 | 15 | 486.5128 | 489.3312 | 494.5525 | 499.1699 | 0 | 0 | 0 | 0 | 111.5329 | 117.3317 | 0 | 0 | 0 | 0 | 0 | 0 | 379.9301 | 534.6758 | 1192.9356 | 1224.2879 | 0 | 0 | 0 | 0 | 0 | -52.3988 | -296.7429 | -278.2481 | 0 | 0 | 0 | 0 | -4.9502 | -110.2775 | -401.6402 | -446.8699 | 0.39648 | 0 | 0 | 0 | -1.9627 | 0 | 0 | 0
2 | 19 | 16 | 482.3723 | 487.2599 | 494.7576 | 501.4053 | 0 | 0 | 0 | 0 | 134.9983 | 171.1953 | 0 | 0 | 0 | 0 | 0 | 0 | 336.587 | 450.4687 | 1035.7278 | 1060.6224 | 0 | 0 | 0 | 0 | 0 | -3.1862 | -21.2366 | 48.2482 | 0 | 0 | 0 | 0 | 10.787 | -131.218 | -519.7336 | -607.4652 | 0.40398 | 0 | 0.39996 | 0 | 4.3577 | 0 | -207.8741 | 0
2 | 19 | 17 | 477.7901 | 484.3954 | 493.7342 | 501.9712 | 0 | 0 | 0 | 0 | 171.1038 | 171.8722 | 0 | 0 | 0 | 0 | 0 | 0 | 273.5294 | 319.3499 | 772.692 | 787.1551 | 0 | 0 | 0 | 0 | 0 | -6.7227 | -17.55 | 34.4686 | 0 | 0 | 0 | 0 | 33.157 | -0.10407 | -261.4078 | -319.6526 | 0.4024 | 0.40819 | 0.40418 | 0.39462 | 13.3424 | -0.042481 | -105.6553 | -126.1407
2 | 19 | 18 | 502.444 | 511.0306 | 522.6241 | 532.8106 | 0 | 0 | 0 | 0 | 178.4556 | 234.412 | 0 | 0 | 0 | 0 | 0 | 0 | 199.0299 | 141.7393 | 372.9777 | 373.7865 | 0 | 0 | 0 | 0 | 0 | 2.8574 | 13.21 | 164.1797 | 0 | 0 | 0 | 0 | 124.9584 | 132.0219 | 136.4364 | -5.1556 | 0.40342 | 0.39939 | 0.39298 | 0.37664 | 50.4102 | 52.7282 | 53.617 | -1.9418
2 | 19 | 19 | 554.3385 | 566.0995 | 581.3489 | 594.6918 | 0 | 0 | 0 | 0 | 188.7614 | 262.9668 | 0 | 0 | 0 | 0 | 0 | 0 | 194.7877 | 102.9432 | 240.9418 | 240.9418 | 0 | 0 | 0 | 0 | 0 | -1.4229 | 381.6408 | 323.101 | 0 | 0 | 0 | 0 | 170.7893 | 201.6123 | -41.2337 | 30.6489 | 0.41293 | 0.40451 | 0.39736 | 0.38359 | 70.5236 | 81.554 | -16.3846 | 11.7566
2 | 19 | 20 | 550.6891 | 562.4323 | 577.5509 | 590.6625 | 0 | 0 | 0 | 0 | 205.4019 | 276.1724 | 0 | 0 | 0 | 0 | 0 | 0 | 213.6595 | 122.7924 | 260.1443 | 260.1443 | 0 | 0 | 0 | 0 | 0 | 20.4312 | 43.7006 | 432.4143 | 0 | 0 | 0 | 0 | 131.6277 | 143.0364 | 273.706 | -101.8962 | 0.4122 | 0.4033 | 0.397 | 0.38296 | 54.2572 | 57.6859 | 108.66 | -39.0226
2 | 19 | 21 | 532.0002 | 543.5913 | 558.3641 | 571.0536 | 0 | 0 | 0 | 0 | 194.5387 | 278.6278 | 0 | 0 | 0 | 0 | 0 | 0 | 230.5427 | 140.1258 | 274.1053 | 274.1053 | 0 | 0 | 0 | 0 | 0 | 0 | 89.3218 | 117 | 0 | 0 | 0 | 0 | 106.9188 | 124.8377 | 194.937 | 179.9483 | 0.40612 | 0.40218 | 0.39602 | 0.38156 | 43.4218 | 50.2067 | 77.1984 | 68.6616
2 | 19 | 22 | 500.2144 | 511.2778 | 525.3119 | 537.3254 | 0 | 0 | 0 | 0 | 178.6609 | 292.0419 | 0 | 0 | 0 | 0 | 0 | 0 | 203.1942 | 131.9216 | 299.7306 | 299.7306 | 0 | 0 | 0 | 0 | 0 | 0 | 21.2587 | 117 | 0 | 0 | 0 | 0 | 118.3592 | 87.3143 | 204.3226 | 120.5948 | 0.41109 | 0.39872 | 0.39241 | 0.37595 | 48.6567 | 34.8138 | 80.1785 | 45.3374
2 | 19 | 23 | 455.2841 | 465.8567 | 479.1537 | 490.515 | 0 | 0 | 0 | 0 | 173.2079 | 243.0461 | 0 | 0 | 0 | 0 | 0 | 0 | 193.6954 | 121.0415 | 323.9988 | 323.9988 | 0 | 0 | 0 | 0 | 0 | 65.4166 | 97.2645 | 45.2856 | 0 | 0 | 0 | 0 | 88.3809 | 36.3525 | 57.8903 | 121.2306 | 0.41371 | 0.39663 | 0.38604 | 0.36606 | 36.5641 | 14.4183 | 22.3478 | 44.3773
2 | 19 | 24 | 412.4525 | 420.8464 | 431.5283 | 440.542 | 0 | 0 | 0 | 0 | 158.8749 | 242.1168 | 0 | 0 | 0 | 0 | 0 | 0 | 172.6239 | 107.8969 | 367.016 | 367.016 | 0 | 0 | 0 | 0 | 0 | 4.1195 | 174.8951 | 21.3867 | 0 | 0 | 0 | 0 | 80.9537 | 66.7133 | -110.3829 | 52.1393 | 0.40639 | 0.39199 | 0.37547 | 0.36382 | 32.8987 | 26.1508 | -41.4453 | 18.9694
2 | 20 | 1 | 384.0337 | 389.986 | 397.7872 | 404.1728 | 0 | 0 | 0 | 0 | 107.2787 | 265.6116 | 0 | 0 | 0 | 0 | 0 | 0 | 157.2845 | 97.7303 | 390.3688 | 390.3688 | 0 | 0 | 0 | 0 | 0 | 13.0833 | 97.2645 | -17.7928 | 0 | 0 | 0 | 0 | 119.4705 | 13.5608 | -89.846 | 31.5968 | 0.40941 | 0.38749 | 0.36569 | 0.36737 | 48.9119 | 5.2547 | -32.8554 | 11.6077
2 | 20 | 2 | 370.0228 | 374.0538 | 379.6933 | 384.187 | 0 | 0 | 0 | 0 | 89.812 | 211.03 | 0 | 0 | 0 | 0 | 0 | 0 | 160.6229 | 93.2061 | 394.0069 | 394.0069 | 0 | 0 | 0 | 0 | 0 | 0 | 0 | -29.6474 | 0 | 0 | 0 | 0 | 119.5878 | 69.8177 | -14.3136 | 19.8275 | 0.40877 | 0.38552 | 0.36832 | 0.36522 | 48.884 | 26.9164 | -5.272 | 7.2413
2 | 20 | 3 | 361.9724 | 364.2618 | 367.9709 | 370.786 | 0 | 0 | 0 | 0 | 82.5522 | 207.0447 | 0 | 0 | 0 | 0 | 0 | 0 | 167.1562 | 95.6961 | 401.5219 | 401.5219 | 0 | 0 | 0 | 0 | 0 | 3.3847 | -40.8838 | -44.7161 | 0 | 0 | 0 | 0 | 112.2639 | 58.1363 | 7.3328 | 13.9802 | 0.40833 | 0.3849 | 0.36884 | 0.36626 | 45.8411 | 22.3766 | 2.7046 | 5.1204
2 | 20 | 4 | 363.059 | 364.0561 | 366.3427 | 367.8962 | 0 | 0 | 0 | 0 | 85.1515 | 229.4046 | 0 | 0 | 0 | 0 | 0 | 0 | 176.7183 | 99.115 | 412.0482 | 412.0482 | 0 | 0 | 0 | 0 | 0 | 57.3115 | 21.7178 | -80.1075 | 0 | 0 | 0 | 0 | 101.1892 | -21.7749 | -67.4234 | 35.9554 | 0.40772 | 0.37892 | 0.36678 | 0.36631 | 41.2565 | -8.251 | -24.7298 | 13.1707
2 | 20 | 5 | 374.4028 | 374.0812 | 374.9547 | 375.2462 | 0 | 0 | 0 | 0 | 94.0308 | 279.6462 | 0 | 0 | 0 | 0 | 0 | 0 | 187.182 | 100.9083 | 415.5608 | 415.5608 | 0 | 0 | 0 | 0 | 0 | 3.5015 | 0 | -70.8932 | 0 | 0 | 0 | 0 | 93.19 | -9.9746 | -40.6061 | 30.5786 | 0.409 | 0.38297 | 0.36528 | 0.36514 | 38.1149 | -3.82 | -14.8325 | 11.1656
2 | 20 | 6 | 410.0337 | 408.7888 | 408.8281 | 408.4157 | 0 | 0 | 0 | 0 | 142.38 | 227.1624 | 0 | 0 | 0 | 0 | 0 | 0 | 191.3859 | 103.2328 | 402.7299 | 402.7299 | 0 | 0 | 0 | 0 | 0 | 50.2313 | 196.4629 | 0 | 0 | 0 | 0 | 0 | 76.2678 | 28.1623 | -190.3647 | 5.6858 | 0.4104 | 0.38709 | 0.36491 | 0.36382 | 31.3003 | 10.9015 | -69.4667 | 2.0686
2 | 20 | 7 | 465.8211 | 464.9275 | 465.7692 | 466.2773 | 0 | 0 | 0 | 0 | 163.1179 | 249.681 | 0 | 0 | 0 | 0 | 0 | 0 | 197.8496 | 119.9375 | 393.5752 | 393.5777 | 0 | 0 | 0 | 0 | 0 | 32.6881 | 190.1007 | 120.3775 | 0 | 0 | 0 | 0 | 104.8535 | 62.621 | -117.9068 | -47.678 | 0.40901 | 0.39641 | 0.37719 | 0.36382 | 42.8859 | 24.8236 | -44.4728 | -17.3463
2 | 20 | 8 | 492.5734 | 492.094 | 493.9054 | 495.7491 | 0 | 0 | 0 | 0 | 161.0487 | 222.764 | 0 | 0 | 0 | 0 | 0 | 0 | 257.8764 | 271.0499 | 729.2089 | 737.1975 | 0 | 0 | 0 | 0 | 0 | -13.8334 | -19.2763 | 0 | 0 | 0 | 0 | 0 | 73.6484 | 12.1135 | -216.0272 | -241.4485 | 0.4026 | 0.40314 | 0.38075 | 0.37732 | 29.6511 | 4.8835 | -82.2524 | -91.1024
2 | 20 | 9 | 507.3906 | 508.0161 | 511.5011 | 515.2969 | 0 | 0 | 0 | 0 | 124.9426 | 168.7838 | 0 | 0 | 0 | 0 | 0 | 0 | 341.05 | 453.0037 | 1085.5669 | 1110.9797 | 0 | 0 | 0 | 0 | 0 | -11.6667 | -53.7317 | 309.4849 | 0 | 0 | 0 | 0 | 41.398 | -102.1047 | -520.3341 | -905.1676 | 0.40979 | 0.40905 | 0.39309 | 0.38587 | 16.9644 | -41.7657 | -204.5356 | -349.2727
2 | 20 | 10 | 516.8716 | 517.6455 | 521.2842 | 525.1544 | 0 | 0 | 0 | 0 | 99.9878 | 128.0121 | 0 | 0 | 0 | 0 | 0 | 0 | 390.8543 | 568.5524 | 1321.7093 | 1360.1502 | 0 | 0 | 0 | 0 | 0 | -27.5042 | -46.4954 | -423.0455 | 0 | 0 | 0 | 0 | 26.0295 | -151.4148 | -753.9297 | -411.9502 | 0.4056 | 0 | 0 | 0 | 10.5577 | 0 | 0 | 0
2 | 20 | 11 | 518.6153 | 519.3726 | 522.7162 | 525.9825 | 0 | 0 | 0 | 0 | 93.5163 | 137.1434 | 0 | 0 | 0 | 0 | 0 | 0 | 417.2689 | 628.1595 | 1435.1774 | 1480.9989 | 0 | 0 | 0 | 0 | 0 | -66.9167 | -340.8497 | -355.9846 | 0 | 0 | 0 | 0 | 7.8301 | -179.0137 | -571.6115 | -599.0317 | 0.40256 | 0 | 0 | 0 | 3.1521 | 0 | 0 | 0
2 | 20 | 12 | 519.6719 | 520.7998 | 524.3493 | 527.5482 | 0 | 0 | 0 | 0 | 94.7929 | 117.3317 | 0 | 0 | 0 | 0 | 0 | 0 | 439.297 | 651.6785 | 1450.7952 | 1499.5458 | 0 | 0 | 0 | 0 | 0 | -52.044 | -344.1831 | -384.9432 | 0 | 0 | 0 | 0 | -14.4179 | -196.1664 | -582.2628 | -587.0543 | 0.3965 | 0 | 0 | 0 | -5.7167 | 0 | 0 | 0
2 | 20 | 13 | 515.7912 | 517.9647 | 522.5781 | 526.6315 | 0 | 0 | 0 | 0 | 94.8582 | 117.3317 | 0 | 0 | 0 | 0 | 0 | 0 | 464.5976 | 670.8922 | 1447.0399 | 1497.5522 | 0 | 0 | 0 | 0 | 0 | -52.1329 | -344.501 | -359.1238 | 0 | 0 | 0 | 0 | -43.6646 | -218.1263 | -579.9608 | -611.7969 | 0.39531 | 0 | 0 | 0 | -17.2611 | 0 | 0 | 0
2 | 20 | 14 | 517.3508 | 520.3505 | 525.9095 | 530.8334 | 0 | 0 | 0 | 0 | 103.5471 | 117.3317 | 0 | 0 | 0 | 0 | 0 | 0 | 466.886 | 669.4382 | 1431.3601 | 1479.8437 | 0 | 0 | 0 | 0 | 0 | -52.1859 | -345.4061 | -351 | 0 | 0 | 0 | 0 | -53.0822 | -214.2335 | -560.0445 | -598.0103 | 0.39361 | 0 | 0 | 0 | -20.8938 | 0 | 0 | 0
2 | 20 | 15 | 508.9745 | 512.5282 | 518.641 | 524.0297 | 0 | 0 | 0 | 0 | 111.5329 | 117.3317 | 0 | 0 | 0 | 0 | 0 | 0 | 451.0246 | 633.6898 | 1376.1338 | 1419.3394 | 0 | 0 | 0 | 0 | 0 | -52.3988 | -296.7429 | -278.2481 | 0 | 0 | 0 | 0 | -53.5831 | -186.0945 | -560.7498 | -617.0616 | 0.39648 | 0 | 0 | 0 | -21.2448 | 0 | 0 | 0
2 | 20 | 16 | 503.0211 | 508.5846 | 516.9019 | 524.2587 | 0 | 0 | 0 | 0 | 134.9983 | 171.1953 | 0 | 0 | 0 | 0 | 0 | 0 | 434.5789 | 559.2433 | 1205.8662 | 1239.1589 | 0 | 0 | 0 | 0 | 0 | -3.1862 | -21.2366 | 48.2482 | 0 | 0 | 0 | 0 | -66.5561 | -218.6679 | -667.7277 | -763.1483 | 0.40398 | 0 | 0.39996 | 0 | -26.8875 | 0 | -267.0662 | 0
2 | 20 | 17 | 502.7717 | 510.1948 | 520.5251 | 529.6199 | 0 | 0 | 0 | 0 | 171.1038 | 171.8722 | 0 | 0 | 0 | 0 | 0 | 0 | 366.0452 | 405.4137 | 883.3327 | 899.8357 | 0 | 0 | 0 | 0 | 0 | -6.7227 | -17.55 | 34.4686 | 0 | 0 | 0 | 0 | -34.3772 | -60.3685 | -345.2576 | -404.6844 | 0.4024 | 0.40819 | 0.40418 | 0.39462 | -13.8334 | -24.6418 | -139.5455 | -159.6958
2 | 20 | 18 | 526.2291 | 535.5943 | 548.1318 | 559.135 | 0 | 0 | 0 | 0 | 178.4556 | 234.412 | 0 | 0 | 0 | 0 | 0 | 0 | 300.3094 | 225.2453 | 507.0276 | 507.7296 | 0 | 0 | 0 | 0 | 0 | 2.8574 | 13.21 | 164.1797 | 0 | 0 | 0 | 0 | 47.464 | 73.0797 | 27.8943 | -112.7743 | 0.40342 | 0.39939 | 0.39298 | 0.37664 | 19.1477 | 29.1872 | 10.9619 | -42.4752
2 | 20 | 19 | 572.7574 | 585.1214 | 601.1018 | 615.0772 | 0 | 0 | 0 | 0 | 188.7614 | 262.9668 | 0 | 0 | 0 | 0 | 0 | 0 | 294.3955 | 193.3044 | 386.2263 | 386.2263 | 0 | 0 | 0 | 0 | 0 | -1.4229 | 381.6408 | 323.101 | 0 | 0 | 0 | 0 | 89.6005 | 130.2729 | -166.7653 | -94.2502 | 0.41293 | 0.40451 | 0.39736 | 0.38359 | 36.9985 | 52.6966 | -66.2656 | -36.1535
2 | 20 | 20 | 566.9326 | 579.2075 | 594.9709 | 608.6402 | 0 | 0 | 0 | 0 | 205.4019 | 276.1724 | 0 | 0 | 0 | 0 | 0 | 0 | 276.4555 | 191.9113 | 366.337 | 366.337 | 0 | 0 | 0 | 0 | 0 | 20.4312 | 43.7006 | 432.4143 | 0 | 0 | 0 | 0 | 85.0752 | 90.6926 | 184.9333 | -190.1112 | 0.4122 | 0.4033 | 0.397 | 0.38296 | 35.0681 | 36.5759 | 73.4176 | -72.8058
2 | 20 | 21 | 549.2408 | 561.3963 | 576.8533 | 590.1348 | 0 | 0 | 0 | 0 | 194.5387 | 278.6278 | 0 | 0 | 0 | 0 | 0 | 0 | 261.9593 | 189.7389 | 359.3826 | 359.3826 | 0 | 0 | 0 | 0 | 0 | 0 | 89.3218 | 117 | 0 | 0 | 0 | 0 | 92.7428 | 93.0296 | 128.1489 | 113.7522 | 0.40612 | 0.40218 | 0.39602 | 0.38156 | 37.6647 | 37.4142 | 50.7492 | 43.4036
2 | 20 | 22 | 515.5333 | 527.0982 | 541.7402 | 554.2798 | 0 | 0 | 0 | 0 | 178.6609 | 292.0419 | 0 | 0 | 0 | 0 | 0 | 0 | 257.9217 | 181.3825 | 351.7105 | 351.7105 | 0 | 0 | 0 | 0 | 0 | 0 | 21.2587 | 117 | 0 | 0 | 0 | 0 | 78.9507 | 53.6738 | 168.771 | 85.5693 | 0.41109 | 0.39872 | 0.39241 | 0.37595 | 32.4561 | 21.4007 | 66.2277 | 32.1696
2 | 20 | 23 | 471.3644 | 482.4634 | 496.3986 | 508.3121 | 0 | 0 | 0 | 0 | 173.2079 | 243.0461 | 0 | 0 | 0 | 0 | 0 | 0 | 261.4667 | 173.7989 | 336.7388 | 336.7388 | 0 | 0 | 0 | 0 | 0 | 65.4166 | 97.2645 | 45.2856 | 0 | 0 | 0 | 0 | 36.6898 | 0.20182 | 62.3953 | 126.2877 | 0.41371 | 0.39663 | 0.38604 | 0.36606 | 15.179 | 0.080045 | 24.0869 | 46.2286
2 | 20 | 24 | 427.8258 | 436.723 | 448.015 | 457.5566 | 0 | 0 | 0 | 0 | 158.8749 | 242.1168 | 0 | 0 | 0 | 0 | 0 | 0 | 243.0782 | 161.6546 | 321.2372 | 321.2372 | 0 | 0 | 0 | 0 | 0 | 4.1195 | 174.8951 | 21.3867 | 0 | 0 | 0 | 0 | 25.8727 | 28.8321 | -48.1173 | 114.9327 | 0.40639 | 0.39199 | 0.37547 | 0.36382 | 10.5144 | 11.3018 | -18.0665 | 41.815
2 | 21 | 1 | 395.2555 | 401.5752 | 409.8218 | 416.5926 | 0 | 0 | 0 | 0 | 107.2787 | 265.6116 | 0 | 0 | 0 | 0 | 0 | 0 | 221.7652 | 142.0978 | 302.975 | 302.975 | 0 | 0 | 0 | 0 | 0 | 13.0833 | 97.2645 | -17.7928 | 0 | 0 | 0 | 0 | 66.2116 | -19.2175 | 9.5823 | 131.4105 | 0.40941 | 0.38749 | 0.36569 | 0.36737 | 27.1074 | -7.4466 | 3.5041 | 48.276
2 | 21 | 2 | 380.9726 | 385.362 | 391.4362 | 396.3059 | 0 | 0 | 0 | 0 | 89.812 | 211.03 | 0 | 0 | 0 | 0 | 0 | 0 | 199.1932 | 127.1822 | 264.6667 | 264.6667 | 0 | 0 | 0 | 0 | 0 | 0 | 0 | -29.6474 | 0 | 0 | 0 | 0 | 91.9675 | 47.1499 | 126.7695 | 161.2866 | 0.40877 | 0.38552 | 0.36832 | 0.36522 | 37.5936 | 18.1774 | 46.6917 | 58.9044
2 | 21 | 3 | 372.0883 | 374.7088 | 378.8195 | 381.982 | 0 | 0 | 0 | 0 | 82.5522 | 207.0447 | 0 | 0 | 0 | 0 | 0 | 0 | 180.5378 | 119.8922 | 245.1911 | 245.1911 | 0 | 0 | 0 | 0 | 0 | 3.3847 | -40.8838 | -44.7161 | 0 | 0 | 0 | 0 | 108.9983 | 44.3873 | 174.5122 | 181.507 | 0.40833 | 0.3849 | 0.36884 | 0.36626 | 44.5076 | 17.0846 | 64.3673 | 66.4795
2 | 21 | 4 | 370.0567 | 371.2829 | 373.8473 | 375.641 | 0 | 0 | 0 | 0 | 85.1515 | 229.4046 | 0 | 0 | 0 | 0 | 0 | 0 | 163.453 | 118.3734 | 238.2567 | 238.2567 | 0 | 0 | 0 | 0 | 0 | 57.3115 | 21.7178 | -80.1075 | 0 | 0 | 0 | 0 | 121.4522 | -33.8066 | 113.8727 | 217.4918 | 0.40772 | 0.37892 | 0.36678 | 0.36631 | 49.518 | -12.81 | 41.7667 | 79.6686
2 | 21 | 5 | 380.8385 | 380.7277 | 381.8566 | 382.3691 | 0 | 0 | 0 | 0 | 94.0308 | 279.6462 | 0 | 0 | 0 | 0 | 0 | 0 | 151.8662 | 114.3253 | 234.267 | 234.267 | 0 | 0 | 0 | 0 | 0 | 3.5015 | 0 | -70.8932 | 0 | 0 | 0 | 0 | 134.9416 | -16.7452 | 147.5896 | 218.9953 | 0.409 | 0.38297 | 0.36528 | 0.36514 | 55.1913 | -6.413 | 53.9111 | 79.965
2 | 21 | 6 | 411.3571 | 410.1556 | 410.2473 | 409.8804 | 0 | 0 | 0 | 0 | 142.38 | 227.1624 | 0 | 0 | 0 | 0 | 0 | 0 | 150.4948 | 114.9098 | 232.9601 | 232.9601 | 0 | 0 | 0 | 0 | 0 | 50.2313 | 196.4629 | 0 | 0 | 0 | 0 | 0 | 118.4823 | 17.8521 | -19.1757 | 176.9203 | 0.4104 | 0.38709 | 0.36491 | 0.36382 | 48.6252 | 6.9105 | -6.9975 | 64.3675
2 | 21 | 7 | 462.5941 | 461.5949 | 462.3085 | 462.7058 | 0 | 0 | 0 | 0 | 163.1179 | 249.681 | 0 | 0 | 0 | 0 | 0 | 0 | 147.291 | 128.5821 | 240.1303 | 240.1336 | 0 | 0 | 0 | 0 | 0 | 32.6881 | 190.1007 | 120.3775 | 0 | 0 | 0 | 0 | 152.1852 | 50.6438 | 32.0775 | 102.1947 | 0.40901 | 0.39641 | 0.37719 | 0.36382 | 62.2449 | 20.0757 | 12.0992 | 37.1807
2 | 21 | 8 | 490.3617 | 489.8099 | 491.5334 | 493.3012 | 0 | 0 | 0 | 0 | 161.0487 | 222.764 | 0 | 0 | 0 | 0 | 0 | 0 | 195.6618 | 268.1505 | 563.0299 | 570.8434 | 0 | 0 | 0 | 0 | 0 | -13.8334 | -19.2763 | 0 | 0 | 0 | 0 | 0 | 133.6512 | 12.7287 | -52.2201 | -77.5422 | 0.4026 | 0.40314 | 0.38075 | 0.37732 | 53.8085 | 5.1315 | -19.8828 | -29.2579
2 | 21 | 9 | 501.7525 | 502.1934 | 505.4547 | 509.0569 | 0 | 0 | 0 | 0 | 124.9426 | 168.7838 | 0 | 0 | 0 | 0 | 0 | 0 | 264.2779 | 438.7212 | 898.306 | 922.4924 | 0 | 0 | 0 | 0 | 0 | -11.6667 | -53.7317 | 309.4849 | 0 | 0 | 0 | 0 | 112.5321 | -93.6448 | -339.1196 | -722.9203 | 0.40979 | 0.40905 | 0.39309 | 0.38587 | 46.1143 | -38.3052 | -133.3029 | -278.9498
2 | 21 | 10 | 512.2125 | 512.8339 | 516.2877 | 519.9979 | 0 | 0 | 0 | 0 | 99.9878 | 128.0121 | 0 | 0 | 0 | 0 | 0 | 0 | 310.0281 | 556.3775 | 1151.9139 | 1189.1404 | 0 | 0 | 0 | 0 | 0 | -27.5042 | -46.4954 | -423.0455 | 0 | 0 | 0 | 0 | 102.1966 | -144.0515 | -589.1309 | -246.097 | 0.4056 | 0 | 0 | 0 | 41.4514 | 0 | 0 | 0
2 | 21 | 11 | 518.3796 | 519.1292 | 522.4635 | 525.7217 | 0 | 0 | 0 | 0 | 93.5163 | 137.1434 | 0 | 0 | 0 | 0 | 0 | 0 | 336.441 | 610.9105 | 1280.902 | 1325.5547 | 0 | 0 | 0 | 0 | 0 | -66.9167 | -340.8497 | -355.9846 | 0 | 0 | 0 | 0 | 88.4224 | -162.0081 | -417.5888 | -443.8483 | 0.40256 | 0 | 0 | 0 | 35.5952 | 0 | 0 | 0
2 | 21 | 12 | 518.8199 | 519.9199 | 523.4356 | 526.6052 | 0 | 0 | 0 | 0 | 94.7929 | 117.3317 | 0 | 0 | 0 | 0 | 0 | 0 | 349.0245 | 634.2347 | 1304.2434 | 1352.6639 | 0 | 0 | 0 | 0 | 0 | -52.044 | -344.1831 | -384.9432 | 0 | 0 | 0 | 0 | 75.0025 | -179.6025 | -436.6248 | -441.1155 | 0.3965 | 0 | 0 | 0 | 29.7386 | 0 | 0 | 0
2 | 21 | 13 | 513.9602 | 516.0737 | 520.6145 | 524.605 | 0 | 0 | 0 | 0 | 94.8582 | 117.3317 | 0 | 0 | 0 | 0 | 0 | 0 | 351.1525 | 627.2318 | 1299.3507 | 1347.8172 | 0 | 0 | 0 | 0 | 0 | -52.1329 | -344.501 | -359.1238 | 0 | 0 | 0 | 0 | 67.9495 | -176.3568 | -434.2352 | -464.0884 | 0.39531 | 0 | 0 | 0 | 26.8611 | 0 | 0 | 0
2 | 21 | 14 | 512.9999 | 515.8571 | 521.2434 | 526.0179 | 0 | 0 | 0 | 0 | 103.5471 | 117.3317 | 0 | 0 | 0 | 0 | 0 | 0 | 343.1738 | 611.3185 | 1280.3718 | 1326.9946 | 0 | 0 | 0 | 0 | 0 | -52.1859 | -345.4061 | -351 | 0 | 0 | 0 | 0 | 66.279 | -160.6072 | -413.7223 | -449.9767 | 0.39361 | 0 | 0 | 0 | 26.0882 | 0 | 0 | 0
2 | 21 | 15 | 512.3646 | 516.0292 | 522.2767 | 527.7817 | 0 | 0 | 0 | 0 | 111.5329 | 117.3317 | 0 | 0 | 0 | 0 | 0 | 0 | 310.6784 | 542.0786 | 1112.6836 | 1152.5486 | 0 | 0 | 0 | 0 | 0 | -52.3988 | -296.7429 | -278.2481 | 0 | 0 | 0 | 0 | 90.1532 | -90.9822 | -293.664 | -346.5188 | 0.39648 | 0 | 0 | 0 | 35.7442 | 0 | 0 | 0
2 | 21 | 16 | 505.3416 | 510.981 | 519.3904 | 526.8269 | 0 | 0 | 0 | 0 | 134.9983 | 171.1953 | 0 | 0 | 0 | 0 | 0 | 0 | 285.5243 | 479.4489 | 986.6667 | 1018.4166 | 0 | 0 | 0 | 0 | 0 | -3.1862 | -21.2366 | 48.2482 | 0 | 0 | 0 | 0 | 84.819 | -136.477 | -446.0397 | -539.8379 | 0.40398 | 0 | 0.39996 | 0 | 34.2654 | 0 | -178.3992 | 0
2 | 21 | 17 | 505.056 | 512.5538 | 522.9748 | 532.148 | 0 | 0 | 0 | 0 | 171.1038 | 171.8722 | 0 | 0 | 0 | 0 | 0 | 0 | 225.1966 | 350.9323 | 755.0492 | 771.4829 | 0 | 0 | 0 | 0 | 0 | -6.7227 | -17.55 | 34.4686 | 0 | 0 | 0 | 0 | 108.7556 | -3.5281 | -214.5244 | -273.8035 | 0.4024 | 0.40819 | 0.40418 | 0.39462 | 43.7634 | -1.4401 | -86.706 | -108.0478
2 | 21 | 18 | 525.0326 | 534.3586 | 546.8487 | 557.8108 | 0 | 0 | 0 | 0 | 178.4556 | 234.412 | 0 | 0 | 0 | 0 | 0 | 0 | 149.5022 | 163.6396 | 441.9162 | 442.6264 | 0 | 0 | 0 | 0 | 0 | 2.8574 | 13.21 | 164.1797 | 0 | 0 | 0 | 0 | 197.0747 | 133.4497 | 91.7225 | -48.9954 | 0.40342 | 0.39939 | 0.39298 | 0.37664 | 79.503 | 53.2984 | 36.0453 | -18.4536
2 | 21 | 19 | 569.1135 | 581.3582 | 597.194 | 611.0443 | 0 | 0 | 0 | 0 | 188.7614 | 262.9668 | 0 | 0 | 0 | 0 | 0 | 0 | 147.9824 | 130.8325 | 329.7662 | 329.7662 | 0 | 0 | 0 | 0 | 0 | -1.4229 | 381.6408 | 323.101 | 0 | 0 | 0 | 0 | 232.3697 | 188.9817 | -114.213 | -41.823 | 0.41293 | 0.40451 | 0.39736 | 0.38359 | 95.9519 | 76.4448 | -45.3835 | -16.0429
2 | 21 | 20 | 561.6389 | 573.7406 | 589.2938 | 602.7814 | 0 | 0 | 0 | 0 | 205.4019 | 276.1724 | 0 | 0 | 0 | 0 | 0 | 0 | 148.1071 | 126.3196 | 311.6491 | 311.6491 | 0 | 0 | 0 | 0 | 0 | 20.4312 | 43.7006 | 432.4143 | 0 | 0 | 0 | 0 | 208.1299 | 150.8174 | 233.9441 | -141.2821 | 0.4122 | 0.4033 | 0.397 | 0.38296 | 85.7915 | 60.824 | 92.8747 | -54.106
2 | 21 | 21 | 546.8659 | 558.9436 | 574.3064 | 587.5064 | 0 | 0 | 0 | 0 | 194.5387 | 278.6278 | 0 | 0 | 0 | 0 | 0 | 0 | 114.6158 | 108.0312 | 334.6357 | 334.6357 | 0 | 0 | 0 | 0 | 0 | 0 | 89.3218 | 117 | 0 | 0 | 0 | 0 | 237.7114 | 172.2846 | 150.349 | 135.8707 | 0.40612 | 0.40218 | 0.39602 | 0.38156 | 96.5392 | 69.2887 | 59.5408 | 51.8432
2 | 21 | 22 | 516.8386 | 528.4462 | 543.1401 | 555.7244 | 0 | 0 | 0 | 0 | 178.6609 | 292.0419 | 0 | 0 | 0 | 0 | 0 | 0 | 102.5531 | 104.0877 | 333.4732 | 333.4732 | 0 | 0 | 0 | 0 | 0 | 0 | 21.2587 | 117 | 0 | 0 | 0 | 0 | 235.6245 | 132.3166 | 188.4082 | 105.2513 | 0.41109 | 0.39872 | 0.39241 | 0.37595 | 96.8637 | 52.7571 | 73.9335 | 39.5691
2 | 21 | 23 | 472.3615 | 483.4931 | 497.4679 | 509.4157 | 0 | 0 | 0 | 0 | 173.2079 | 243.0461 | 0 | 0 | 0 | 0 | 0 | 0 | 100.5701 | 104.091 | 322.0403 | 322.0403 | 0 | 0 | 0 | 0 | 0 | 65.4166 | 97.2645 | 45.2856 | 0 | 0 | 0 | 0 | 198.5836 | 70.9394 | 78.1632 | 142.0898 | 0.41371 | 0.39663 | 0.38604 | 0.36606 | 82.1561 | 28.1364 | 30.1738 | 52.013
2 | 21 | 24 | 427.6264 | 436.517 | 447.8011 | 457.3359 | 0 | 0 | 0 | 0 | 158.8749 | 242.1168 | 0 | 0 | 0 | 0 | 0 | 0 | 118.3271 | 114.8336 | 324.7046 | 324.7046 | 0 | 0 | 0 | 0 | 0 | 4.1195 | 174.8951 | 21.3867 | 0 | 0 | 0 | 0 | 150.4245 | 75.4472 | -51.7986 | 111.2446 | 0.40639 | 0.39199 | 0.37547 | 0.36382 | 61.1308 | 29.5743 | -19.4488 | 40.4732
2 | 22 | 1 | 398.845 | 405.2822 | 413.6713 | 420.5654 | 0 | 0 | 0 | 0 | 107.2787 | 265.6116 | 0 | 0 | 0 | 0 | 0 | 0 | 123.1567 | 116.289 | 322.7241 | 322.7241 | 0 | 0 | 0 | 0 | 0 | 13.0833 | 97.2645 | -17.7928 | 0 | 0 | 0 | 0 | 168.4096 | 10.2983 | -6.3173 | 115.6341 | 0.40941 | 0.38749 | 0.36569 | 0.36737 | 68.9479 | 3.9905 | -2.3102 | 42.4803
2 | 22 | 2 | 382.5136 | 386.9534 | 393.0888 | 398.0114 | 0 | 0 | 0 | 0 | 89.812 | 211.03 | 0 | 0 | 0 | 0 | 0 | 0 | 119.1157 | 116.0704 | 323.256 | 323.256 | 0 | 0 | 0 | 0 | 0 | 0 | 0 | -29.6474 | 0 | 0 | 0 | 0 | 173.5859 | 59.8531 | 69.8328 | 104.4028 | 0.40877 | 0.38552 | 0.36832 | 0.36522 | 70.9568 | 23.0748 | 25.7208 | 38.1296
2 | 22 | 3 | 372.6321 | 375.2705 | 379.4027 | 382.5839 | 0 | 0 | 0 | 0 | 82.5522 | 207.0447 | 0 | 0 | 0 | 0 | 0 | 0 | 113.0844 | 110.5793 | 319.6662 | 319.6662 | 0 | 0 | 0 | 0 | 0 | 3.3847 | -40.8838 | -44.7161 | 0 | 0 | 0 | 0 | 176.9955 | 54.2618 | 100.6203 | 107.6337 | 0.40833 | 0.3849 | 0.36884 | 0.36626 | 72.2731 | 20.8853 | 37.1129 | 39.4224
2 | 22 | 4 | 371.7609 | 373.0428 | 375.6748 | 377.5271 | 0 | 0 | 0 | 0 | 85.1515 | 229.4046 | 0 | 0 | 0 | 0 | 0 | 0 | 111.3099 | 103.448 | 299.9792 | 299.9792 | 0 | 0 | 0 | 0 | 0 | 57.3115 | 21.7178 | -80.1075 | 0 | 0 | 0 | 0 | 175.2994 | -17.1213 | 53.9778 | 157.6553 | 0.40772 | 0.37892 | 0.36678 | 0.36631 | 71.4724 | -6.4876 | 19.7982 | 57.7501
2 | 22 | 5 | 381.5456 | 381.4578 | 382.6148 | 383.1516 | 0 | 0 | 0 | 0 | 94.0308 | 279.6462 | 0 | 0 | 0 | 0 | 0 | 0 | 113.3416 | 99.2893 | 246.2371 | 246.2371 | 0 | 0 | 0 | 0 | 0 | 3.5015 | 0 | -70.8932 | 0 | 0 | 0 | 0 | 174.1732 | -0.97904 | 136.3777 | 207.8077 | 0.409 | 0.38297 | 0.36528 | 0.36514 | 71.2371 | -0.37495 | 49.8157 | 75.8799
2 | 22 | 6 | 412.2273 | 411.0542 | 411.1805 | 410.8435 | 0 | 0 | 0 | 0 | 142.38 | 227.1624 | 0 | 0 | 0 | 0 | 0 | 0 | 130.4638 | 105.9417 | 197.4761 | 197.4761 | 0 | 0 | 0 | 0 | 0 | 50.2313 | 196.4629 | 0 | 0 | 0 | 0 | 0 | 139.3835 | 27.7188 | 17.2415 | 213.3673 | 0.4104 | 0.38709 | 0.36491 | 0.36382 | 57.203 | 10.7298 | 6.2917 | 77.6278
2 | 22 | 7 | 463.0473 | 462.063 | 462.7946 | 463.2074 | 0 | 0 | 0 | 0 | 163.1179 | 249.681 | 0 | 0 | 0 | 0 | 0 | 0 | 173.304 | 140.4477 | 181.7286 | 181.7332 | 0 | 0 | 0 | 0 | 0 | 32.6881 | 190.1007 | 120.3775 | 0 | 0 | 0 | 0 | 126.6254 | 39.2462 | 90.9652 | 161.0967 | 0.40901 | 0.39641 | 0.37719 | 0.36382 | 51.7908 | 15.5576 | 34.3108 | 58.6106
2 | 22 | 8 | 495.6554 | 495.2768 | 497.2105 | 499.16 | 0 | 0 | 0 | 0 | 161.0487 | 222.764 | 0 | 0 | 0 | 0 | 0 | 0 | 244.2982 | 229.5182 | 238.702 | 244.2124 | 0 | 0 | 0 | 0 | 0 | -13.8334 | -19.2763 | 0 | 0 | 0 | 0 | 0 | 90.3085 | 56.828 | 277.7848 | 254.9476 | 0.4026 | 0.40314 | 0.38075 | 0.37732 | 36.3585 | 22.9099 | 105.7667 | 96.1959
2 | 22 | 9 | 512.0679 | 512.8464 | 516.5172 | 520.4736 | 0 | 0 | 0 | 0 | 124.9426 | 168.7838 | 0 | 0 | 0 | 0 | 0 | 0 | 310.1384 | 323.3374 | 294.8465 | 309.6426 | 0 | 0 | 0 | 0 | 0 | -11.6667 | -53.7317 | 309.4849 | 0 | 0 | 0 | 0 | 76.9869 | 32.392 | 275.4024 | -98.6539 | 0.40979 | 0.40905 | 0.39309 | 0.38587 | 31.5483 | 13.2499 | 108.2566 | -38.0671
2 | 22 | 10 | 527.1507 | 528.2611 | 532.3078 | 536.531 | 0 | 0 | 0 | 0 | 99.9878 | 128.0121 | 0 | 0 | 0 | 0 | 0 | 0 | 368.085 | 409.0308 | 365.7201 | 387.8889 | 0 | 0 | 0 | 0 | 0 | -27.5042 | -46.4954 | -423.0455 | 0 | 0 | 0 | 0 | 59.0779 | 18.7224 | 213.083 | 571.6876 | 0.4056 | 0 | 0 | 0 | 23.9623 | 0 | 0 | 0
2 | 22 | 11 | 532.8102 | 534.0322 | 537.9392 | 541.6929 | 0 | 0 | 0 | 0 | 93.5163 | 137.1434 | 0 | 0 | 0 | 0 | 0 | 0 | 421.167 | 483.9783 | 416.7409 | 444.22 | 0 | 0 | 0 | 0 | 0 | -66.9167 | -340.8497 | -355.9846 | 0 | 0 | 0 | 0 | 18.127 | -20.1728 | 462.0481 | 453.4576 | 0.40256 | 0 | 0 | 0 | 7.2972 | 0 | 0 | 0
2 | 22 | 12 | 530.3136 | 531.7898 | 535.7617 | 539.326 | 0 | 0 | 0 | 0 | 94.7929 | 117.3317 | 0 | 0 | 0 | 0 | 0 | 0 | 442.9591 | 542.7255 | 548.9541 | 580.6039 | 0 | 0 | 0 | 0 | 0 | -52.044 | -344.1831 | -384.9432 | 0 | 0 | 0 | 0 | -7.4384 | -76.2234 | 330.9907 | 343.6654 | 0.3965 | 0 | 0 | 0 | -2.9493 | 0 | 0 | 0
2 | 22 | 13 | 523.7679 | 526.2025 | 531.1326 | 535.4598 | 0 | 0 | 0 | 0 | 94.8582 | 117.3317 | 0 | 0 | 0 | 0 | 0 | 0 | 454.3485 | 553.5775 | 586.9637 | 618.5584 | 0 | 0 | 0 | 0 | 0 | -52.1329 | -344.501 | -359.1238 | 0 | 0 | 0 | 0 | -25.4389 | -92.5738 | 288.6698 | 276.0252 | 0.39531 | 0 | 0 | 0 | -10.0563 | 0 | 0 | 0
2 | 22 | 14 | 518.9281 | 521.9793 | 527.6009 | 532.579 | 0 | 0 | 0 | 0 | 103.5471 | 117.3317 | 0 | 0 | 0 | 0 | 0 | 0 | 460.1306 | 553.1649 | 641.4976 | 672.7518 | 0 | 0 | 0 | 0 | 0 | -52.1859 | -345.4061 | -351 | 0 | 0 | 0 | 0 | -44.7496 | -96.3314 | 231.5094 | 210.8272 | 0.39361 | 0 | 0 | 0 | -17.614 | 0 | 0 | 0
2 | 22 | 15 | 513.9055 | 517.6206 | 523.9292 | 529.4872 | 0 | 0 | 0 | 0 | 111.5329 | 117.3317 | 0 | 0 | 0 | 0 | 0 | 0 | 472.7741 | 596.7953 | 855.9398 | 887.5322 | 0 | 0 | 0 | 0 | 0 | -52.3988 | -296.7429 | -278.2481 | 0 | 0 | 0 | 0 | -70.4015 | -144.1076 | -35.2677 | -79.7969 | 0.39648 | 0 | 0 | 0 | -27.913 | 0 | 0 | 0
2 | 22 | 16 | 511.7773 | 517.6275 | 526.2923 | 533.9498 | 0 | 0 | 0 | 0 | 134.9983 | 171.1953 | 0 | 0 | 0 | 0 | 0 | 0 | 448.2928 | 518.1324 | 769.8255 | 793.9701 | 0 | 0 | 0 | 0 | 0 | -3.1862 | -21.2366 | 48.2482 | 0 | 0 | 0 | 0 | -71.5137 | -168.514 | -222.2966 | -308.2685 | 0.40398 | 0 | 0.39996 | 0 | -28.8903 | 0 | -88.9104 | 0
2 | 22 | 17 | 522.1153 | 530.1715 | 541.2696 | 551.0286 | 0 | 0 | 0 | 0 | 171.1038 | 171.8722 | 0 | 0 | 0 | 0 | 0 | 0 | 396.4857 | 386.8883 | 630.0005 | 641.8638 | 0 | 0 | 0 | 0 | 0 | -6.7227 | -17.55 | 34.4686 | 0 | 0 | 0 | 0 | -45.4742 | -21.8664 | -71.1809 | -125.3038 | 0.4024 | 0.40819 | 0.40418 | 0.39462 | -18.2989 | -8.9256 | -28.7698 | -49.4472
2 | 22 | 18 | 547.5668 | 557.6305 | 571.0149 | 582.7508 | 0 | 0 | 0 | 0 | 178.4556 | 234.412 | 0 | 0 | 0 | 0 | 0 | 0 | 339.3193 | 240.6886 | 370.0422 | 370.5015 | 0 | 0 | 0 | 0 | 0 | 2.8574 | 13.21 | 164.1797 | 0 | 0 | 0 | 0 | 29.7918 | 79.6725 | 187.7628 | 48.0696 | 0.40342 | 0.39939 | 0.39298 | 0.37664 | 12.0185 | 31.8204 | 73.7873 | 18.1049
2 | 22 | 19 | 583.2722 | 595.9803 | 612.3781 | 626.7145 | 0 | 0 | 0 | 0 | 188.7614 | 262.9668 | 0 | 0 | 0 | 0 | 0 | 0 | 330.7337 | 209.3196 | 290.0132 | 290.0132 | 0 | 0 | 0 | 0 | 0 | -1.4229 | 381.6408 | 323.101 | 0 | 0 | 0 | 0 | 63.777 | 125.1167 | -59.2758 | 13.6004 | 0.41293 | 0.40451 | 0.39736 | 0.38359 | 26.3353 | 50.6108 | -23.5538 | 5.217
2 | 22 | 20 | 578.2994 | 590.9464 | 607.1609 | 621.2205 | 0 | 0 | 0 | 0 | 205.4019 | 276.1724 | 0 | 0 | 0 | 0 | 0 | 0 | 311.549 | 208.1533 | 294.1755 | 294.1755 | 0 | 0 | 0 | 0 | 0 | 20.4312 | 43.7006 | 432.4143 | 0 | 0 | 0 | 0 | 61.3485 | 86.1895 | 269.2848 | -105.3693 | 0.4122 | 0.4033 | 0.397 | 0.38296 | 25.288 | 34.7598 | 106.9048 | -40.3527
2 | 22 | 21 | 562.8737 | 575.4754 | 591.4736 | 605.2232 | 0 | 0 | 0 | 0 | 194.5387 | 278.6278 | 0 | 0 | 0 | 0 | 0 | 0 | 329.2511 | 225.8304 | 285.2245 | 285.2245 | 0 | 0 | 0 | 0 | 0 | 0 | 89.3218 | 117 | 0 | 0 | 0 | 0 | 39.084 | 71.0172 | 216.9274 | 202.9987 | 0.40612 | 0.40218 | 0.39602 | 0.38156 | 15.8728 | 28.5614 | 85.907 | 77.4568
2 | 22 | 22 | 528.6767 | 540.6719 | 555.8356 | 568.8265 | 0 | 0 | 0 | 0 | 178.6609 | 292.0419 | 0 | 0 | 0 | 0 | 0 | 0 | 338.7384 | 246.4374 | 293.1887 | 293.1887 | 0 | 0 | 0 | 0 | 0 | 0 | 21.2587 | 117 | 0 | 0 | 0 | 0 | 11.2774 | 2.1926 | 241.3882 | 158.6378 | 0.41109 | 0.39872 | 0.39241 | 0.37595 | 4.6361 | 0.87425 | 94.7235 | 59.6396
2 | 22 | 23 | 482.6406 | 494.1087 | 508.4915 | 520.7922 | 0 | 0 | 0 | 0 | 173.2079 | 243.0461 | 0 | 0 | 0 | 0 | 0 | 0 | 324.1412 | 240.66 | 268.7344 | 268.7344 | 0 | 0 | 0 | 0 | 0 | 65.4166 | 97.2645 | 45.2856 | 0 | 0 | 0 | 0 | -14.7085 | -55.0141 | 142.4925 | 206.7721 | 0.41371 | 0.39663 | 0.38604 | 0.36606 | -6.0851 | -21.82 | 55.0073 | 75.6905
2 | 22 | 24 | 439.3014 | 448.5742 | 460.3217 | 470.2574 | 0 | 0 | 0 | 0 | 158.8749 | 242.1168 | 0 | 0 | 0 | 0 | 0 | 0 | 302.785 | 214.3521 | 238.6189 | 238.6189 | 0 | 0 | 0 | 0 | 0 | 4.1195 | 174.8951 | 21.3867 | 0 | 0 | 0 | 0 | -22.3585 | -12.0141 | 46.8077 | 210.2517 | 0.40639 | 0.39199 | 0.37547 | 0.36382 | -9.0862 | -4.7094 | 17.5748 | 76.4942
2 | 23 | 1 | 407.2749 | 413.9881 | 422.7117 | 429.8953 | 0 | 0 | 0 | 0 | 107.2787 | 265.6116 | 0 | 0 | 0 | 0 | 0 | 0 | 293.766 | 195.4183 | 234.6055 | 234.6055 | 0 | 0 | 0 | 0 | 0 | 13.0833 | 97.2645 | -17.7928 | 0 | 0 | 0 | 0 | 6.2302 | -60.1252 | 90.8418 | 213.0827 | 0.40941 | 0.38749 | 0.36569 | 0.36737 | 2.5507 | -23.2978 | 33.2195 | 78.2797
2 | 23 | 2 | 386.6288 | 391.2034 | 397.5021 | 402.566 | 0 | 0 | 0 | 0 | 89.812 | 211.03 | 0 | 0 | 0 | 0 | 0 | 0 | 278.5533 | 182.8224 | 265.5079 | 265.5079 | 0 | 0 | 0 | 0 | 0 | 0 | 0 | -29.6474 | 0 | 0 | 0 | 0 | 18.2635 | -2.6489 | 131.9942 | 166.7055 | 0.40877 | 0.38552 | 0.36832 | 0.36522 | 7.4656 | -1.0212 | 48.6161 | 60.8835
2 | 23 | 3 | 378.0708 | 380.8872 | 385.2353 | 388.6032 | 0 | 0 | 0 | 0 | 82.5522 | 207.0447 | 0 | 0 | 0 | 0 | 0 | 0 | 286.9571 | 189.9246 | 293.4963 | 293.4963 | 0 | 0 | 0 | 0 | 0 | 3.3847 | -40.8838 | -44.7161 | 0 | 0 | 0 | 0 | 8.5615 | -19.4668 | 132.6228 | 139.823 | 0.40833 | 0.3849 | 0.36884 | 0.36626 | 3.4959 | -7.4927 | 48.9168 | 51.2121
2 | 23 | 4 | 375.2053 | 376.6 | 379.3688 | 381.3393 | 0 | 0 | 0 | 0 | 85.1515 | 229.4046 | 0 | 0 | 0 | 0 | 0 | 0 | 312.625 | 206.5127 | 305.5799 | 305.5799 | 0 | 0 | 0 | 0 | 0 | 57.3115 | 21.7178 | -80.1075 | 0 | 0 | 0 | 0 | -22.5712 | -116.6287 | 52.071 | 155.8669 | 0.40772 | 0.37892 | 0.36678 | 0.36631 | -9.2026 | -44.193 | 19.0988 | 57.095
2 | 23 | 5 | 385.4433 | 385.4831 | 386.7948 | 387.4655 | 0 | 0 | 0 | 0 | 94.0308 | 279.6462 | 0 | 0 | 0 | 0 | 0 | 0 | 314.5192 | 211.6666 | 326.2327 | 326.2327 | 0 | 0 | 0 | 0 | 0 | 3.5015 | 0 | -70.8932 | 0 | 0 | 0 | 0 | -23.1067 | -109.331 | 60.5621 | 132.1259 | 0.409 | 0.38297 | 0.36528 | 0.36514 | -9.4507 | -41.871 | 22.122 | 48.2451
2 | 23 | 6 | 417.6116 | 416.6148 | 416.9548 | 416.8026 | 0 | 0 | 0 | 0 | 142.38 | 227.1624 | 0 | 0 | 0 | 0 | 0 | 0 | 289.0083 | 203.8859 | 342.6094 | 342.6094 | 0 | 0 | 0 | 0 | 0 | 50.2313 | 196.4629 | 0 | 0 | 0 | 0 | 0 | -13.7768 | -64.6648 | -122.1175 | 74.1932 | 0.4104 | 0.38709 | 0.36491 | 0.36382 | -5.654 | -25.0313 | -44.5623 | 26.9931
2 | 23 | 7 | 472.1662 | 471.4803 | 472.5738 | 473.2998 | 0 | 0 | 0 | 0 | 163.1179 | 249.681 | 0 | 0 | 0 | 0 | 0 | 0 | 266.3991 | 198.4208 | 351.0207 | 351.0268 | 0 | 0 | 0 | 0 | 0 | 32.6881 | 190.1007 | 120.3775 | 0 | 0 | 0 | 0 | 42.6492 | -9.3095 | -68.5476 | 1.8955 | 0.40901 | 0.39641 | 0.37719 | 0.36382 | 17.4439 | -3.6904 | -25.8552 | 0.68961
2 | 23 | 8 | 499.1361 | 498.8715 | 500.9433 | 503.0124 | 0 | 0 | 0 | 0 | 161.0487 | 222.764 | 0 | 0 | 0 | 0 | 0 | 0 | 313.7597 | 339.4139 | 636.5265 | 643.0424 | 0 | 0 | 0 | 0 | 0 | -13.8334 | -19.2763 | 0 | 0 | 0 | 0 | 0 | 24.3277 | -49.4731 | -116.3069 | -140.03 | 0.4026 | 0.40314 | 0.38075 | 0.37732 | 9.7944 | -19.9448 | -44.2839 | -52.8356
2 | 23 | 9 | 510.3275 | 511.0491 | 514.6507 | 518.5474 | 0 | 0 | 0 | 0 | 124.9426 | 168.7838 | 0 | 0 | 0 | 0 | 0 | 0 | 394.9239 | 523.7847 | 948.8598 | 970.4521 | 0 | 0 | 0 | 0 | 0 | -11.6667 | -53.7317 | 309.4849 | 0 | 0 | 0 | 0 | -9.539 | -169.8527 | -380.4774 | -761.3896 | 0.40979 | 0.40905 | 0.39309 | 0.38587 | -3.9089 | -69.4778 | -149.56 | -293.7938
2 | 23 | 10 | 514.6418 | 515.3427 | 518.8929 | 522.6865 | 0 | 0 | 0 | 0 | 99.9878 | 128.0121 | 0 | 0 | 0 | 0 | 0 | 0 | 493.435 | 668.1601 | 1103.37 | 1137.1467 | 0 | 0 | 0 | 0 | 0 | -27.5042 | -46.4954 | -423.0455 | 0 | 0 | 0 | 0 | -78.781 | -253.3254 | -537.9817 | -191.4147 | 0.4056 | 0 | 0 | 0 | -31.954 | 0 | 0 | 0
2 | 23 | 11 | 519.9025 | 520.7019 | 524.0966 | 527.4071 | 0 | 0 | 0 | 0 | 93.5163 | 137.1434 | 0 | 0 | 0 | 0 | 0 | 0 | 565.8324 | 736.3985 | 1176.3998 | 1217.4116 | 0 | 0 | 0 | 0 | 0 | -66.9167 | -340.8497 | -355.9846 | 0 | 0 | 0 | 0 | -139.4462 | -285.9234 | -311.4535 | -334.0199 | 0.40256 | 0 | 0 | 0 | -56.1353 | 0 | 0 | 0
2 | 23 | 12 | 519.7626 | 520.8934 | 524.4465 | 527.6486 | 0 | 0 | 0 | 0 | 94.7929 | 117.3317 | 0 | 0 | 0 | 0 | 0 | 0 | 593.0722 | 750.9546 | 1186.9776 | 1229.7148 | 0 | 0 | 0 | 0 | 0 | -52.044 | -344.1831 | -384.9432 | 0 | 0 | 0 | 0 | -168.1025 | -295.3489 | -318.348 | -317.123 | 0.3965 | 0 | 0 | 0 | -66.6529 | 0 | 0 | 0
2 | 23 | 13 | 516.4438 | 518.6387 | 523.278 | 527.3538 | 0 | 0 | 0 | 0 | 94.8582 | 117.3317 | 0 | 0 | 0 | 0 | 0 | 0 | 580.8018 | 730.6644 | 1137.5296 | 1181.3843 | 0 | 0 | 0 | 0 | 0 | -52.1329 | -344.501 | -359.1238 | 0 | 0 | 0 | 0 | -159.2162 | -277.2245 | -269.7506 | -294.9067 | 0.39531 | 0 | 0 | 0 | -62.9399 | 0 | 0 | 0
2 | 23 | 14 | 508.8847 | 511.6071 | 516.8301 | 521.4633 | 0 | 0 | 0 | 0 | 103.5471 | 117.3317 | 0 | 0 | 0 | 0 | 0 | 0 | 555.2558 | 720.7344 | 1211.8325 | 1253.3152 | 0 | 0 | 0 | 0 | 0 | -52.1859 | -345.4061 | -351 | 0 | 0 | 0 | 0 | -149.9182 | -274.273 | -349.5963 | -380.8519 | 0.39361 | 0 | 0 | 0 | -59.0097 | 0 | 0 | 0
2 | 23 | 15 | 498.0971 | 501.2948 | 506.9759 | 511.9911 | 0 | 0 | 0 | 0 | 111.5329 | 117.3317 | 0 | 0 | 0 | 0 | 0 | 0 | 516.1818 | 674.129 | 1089.8441 | 1126.887 | 0 | 0 | 0 | 0 | 0 | -52.3988 | -296.7429 | -278.2481 | 0 | 0 | 0 | 0 | -129.6176 | -237.7671 | -286.1253 | -336.6478 | 0.39648 | 0 | 0 | 0 | -51.3912 | 0 | 0 | 0
2 | 23 | 16 | 490.7297 | 495.8908 | 503.7203 | 510.655 | 0 | 0 | 0 | 0 | 134.9983 | 171.1953 | 0 | 0 | 0 | 0 | 0 | 0 | 466.4733 | 590.8728 | 961.7791 | 991.0176 | 0 | 0 | 0 | 0 | 0 | -3.1862 | -21.2366 | 48.2482 | 0 | 0 | 0 | 0 | -110.7418 | -262.991 | -436.8222 | -528.6108 | 0.40398 | 0 | 0.39996 | 0 | -44.7378 | 0 | -174.7126 | 0
2 | 23 | 17 | 492.5652 | 499.6541 | 509.5793 | 518.3237 | 0 | 0 | 0 | 0 | 171.1038 | 171.8722 | 0 | 0 | 0 | 0 | 0 | 0 | 391.7216 | 473.1448 | 754.6196 | 771.8033 | 0 | 0 | 0 | 0 | 0 | -6.7227 | -17.55 | 34.4686 | 0 | 0 | 0 | 0 | -70.2602 | -138.6402 | -227.4903 | -287.9482 | 0.4024 | 0.40819 | 0.40418 | 0.39462 | -28.2728 | -56.5914 | -91.9466 | -113.6296
2 | 23 | 18 | 511.1277 | 519.9986 | 531.9367 | 542.4214 | 0 | 0 | 0 | 0 | 178.4556 | 234.412 | 0 | 0 | 0 | 0 | 0 | 0 | 299.5492 | 283.5878 | 449.917 | 450.7854 | 0 | 0 | 0 | 0 | 0 | 2.8574 | 13.21 | 164.1797 | 0 | 0 | 0 | 0 | 33.1229 | -0.85856 | 68.8098 | -72.5437 | 0.40342 | 0.39939 | 0.39298 | 0.37664 | 13.3623 | -0.3429 | 27.041 | -27.3228
2 | 23 | 19 | 563.6204 | 575.6853 | 591.3031 | 604.9647 | 0 | 0 | 0 | 0 | 188.7614 | 262.9668 | 0 | 0 | 0 | 0 | 0 | 0 | 269.5901 | 247.8868 | 395.0386 | 395.0386 | 0 | 0 | 0 | 0 | 0 | -1.4229 | 381.6408 | 323.101 | 0 | 0 | 0 | 0 | 105.2689 | 66.2546 | -185.3762 | -113.1748 | 0.41293 | 0.40451 | 0.39736 | 0.38359 | 43.4684 | 26.8006 | -73.6608 | -43.4128
2 | 23 | 20 | 556.4722 | 568.4047 | 583.7529 | 597.063 | 0 | 0 | 0 | 0 | 205.4019 | 276.1724 | 0 | 0 | 0 | 0 | 0 | 0 | 250.9247 | 239.1519 | 386.4127 | 386.4127 | 0 | 0 | 0 | 0 | 0 | 20.4312 | 43.7006 | 432.4143 | 0 | 0 | 0 | 0 | 100.1456 | 32.6492 | 153.6396 | -221.764 | 0.4122 | 0.4033 | 0.397 | 0.38296 | 41.2802 | 13.1673 | 60.9942 | -84.9277
2 | 23 | 21 | 546.739 | 558.8126 | 574.1703 | 587.3659 | 0 | 0 | 0 | 0 | 194.5387 | 278.6278 | 0 | 0 | 0 | 0 | 0 | 0 | 268.9763 | 248.3607 | 363.4635 | 363.4635 | 0 | 0 | 0 | 0 | 0 | 0 | 89.3218 | 117 | 0 | 0 | 0 | 0 | 83.224 | 31.8241 | 121.3851 | 106.9024 | 0.40612 | 0.40218 | 0.39602 | 0.38156 | 33.7989 | 12.7989 | 48.0706 | 40.79
2 | 23 | 22 | 519.431 | 531.1235 | 545.9203 | 558.5937 | 0 | 0 | 0 | 0 | 178.6609 | 292.0419 | 0 | 0 | 0 | 0 | 0 | 0 | 253.9722 | 233.5032 | 345.7799 | 345.7799 | 0 | 0 | 0 | 0 | 0 | 0 | 21.2587 | 117 | 0 | 0 | 0 | 0 | 86.7979 | 5.5784 | 178.8816 | 95.8137 | 0.41109 | 0.39872 | 0.39241 | 0.37595 | 35.6821 | 2.2242 | 70.1952 | 36.021
2 | 23 | 23 | 483.0757 | 494.558 | 508.9581 | 521.2737 | 0 | 0 | 0 | 0 | 173.2079 | 243.0461 | 0 | 0 | 0 | 0 | 0 | 0 | 238.8791 | 225.1974 | 331.7713 | 331.7713 | 0 | 0 | 0 | 0 | 0 | 65.4166 | 97.2645 | 45.2856 | 0 | 0 | 0 | 0 | 70.9887 | -39.1021 | 79.9223 | 144.2168 | 0.41371 | 0.39663 | 0.38604 | 0.36606 | 29.3688 | -15.5089 | 30.8529 | 52.7916
2 | 23 | 24 | 442.764 | 452.1502 | 464.0351 | 474.0897 | 0 | 0 | 0 | 0 | 158.8749 | 242.1168 | 0 | 0 | 0 | 0 | 0 | 0 | 199.2169 | 200.7122 | 317.5157 | 317.5157 | 0 | 0 | 0 | 0 | 0 | 4.1195 | 174.8951 | 21.3867 | 0 | 0 | 0 | 0 | 84.6723 | 5.2017 | -28.3757 | 135.1872 | 0.40639 | 0.39199 | 0.37547 | 0.36382 | 34.4099 | 2.039 | -10.6542 | 49.1841
2 | 24 | 1 | 408.2902 | 415.0365 | 423.8005 | 431.0189 | 0 | 0 | 0 | 0 | 107.2787 | 265.6116 | 0 | 0 | 0 | 0 | 0 | 0 | 175.9151 | 183.4015 | 312.7342 | 312.7342 | 0 | 0 | 0 | 0 | 0 | 13.0833 | 97.2645 | -17.7928 | 0 | 0 | 0 | 0 | 125.0964 | -47.0599 | 13.8018 | 136.0775 | 0.40941 | 0.38749 | 0.36569 | 0.36737 | 51.2152 | -18.2352 | 5.0471 | 49.9905
2 | 24 | 2 | 389.5839 | 394.2552 | 400.6711 | 405.8365 | 0 | 0 | 0 | 0 | 89.812 | 211.03 | 0 | 0 | 0 | 0 | 0 | 0 | 146.2124 | 163.1654 | 312.4711 | 312.4711 | 0 | 0 | 0 | 0 | 0 | 0 | 0 | -29.6474 | 0 | 0 | 0 | 0 | 153.5594 | 20.0598 | 88.2 | 123.0127 | 0.40877 | 0.38552 | 0.36832 | 0.36522 | 62.7706 | 7.7335 | 32.4858 | 44.9262
2 | 24 | 3 | 378.8141 | 381.6548 | 386.0324 | 389.4258 | 0 | 0 | 0 | 0 | 82.5522 | 207.0447 | 0 | 0 | 0 | 0 | 0 | 0 | 104.5567 | 133.4931 | 312.5 | 312.5 | 0 | 0 | 0 | 0 | 0 | 3.3847 | -40.8838 | -44.7161 | 0 | 0 | 0 | 0 | 191.7052 | 37.7323 | 114.4162 | 121.6419 | 0.40833 | 0.3849 | 0.36884 | 0.36626 | 78.2795 | 14.5231 | 42.2014 | 44.5531
2 | 24 | 4 | 374.6615 | 376.0384 | 378.7855 | 380.7374 | 0 | 0 | 0 | 0 | 85.1515 | 229.4046 | 0 | 0 | 0 | 0 | 0 | 0 | 78.5416 | 107.2268 | 295.1511 | 295.1511 | 0 | 0 | 0 | 0 | 0 | 57.3115 | 21.7178 | -80.1075 | 0 | 0 | 0 | 0 | 210.9684 | -17.9045 | 61.9166 | 165.6938 | 0.40772 | 0.37892 | 0.36678 | 0.36631 | 86.0152 | -6.7844 | 22.71 | 60.6947
2 | 24 | 5 | 378.3368 | 378.144 | 379.1736 | 379.6002 | 0 | 0 | 0 | 0 | 94.0308 | 279.6462 | 0 | 0 | 0 | 0 | 0 | 0 | 77.6108 | 71.2029 | 229.6114 | 229.6114 | 0 | 0 | 0 | 0 | 0 | 3.5015 | 0 | -70.8932 | 0 | 0 | 0 | 0 | 206.6952 | 23.7935 | 149.5622 | 220.882 | 0.409 | 0.38297 | 0.36528 | 0.36514 | 84.5387 | 9.1123 | 54.6317 | 80.6539
2 | 24 | 6 | 391.8685 | 390.0291 | 389.3473 | 388.3112 | 0 | 0 | 0 | 0 | 142.38 | 227.1624 | 0 | 0 | 0 | 0 | 0 | 0 | 79.7097 | 69.84 | 227.18 | 227.18 | 0 | 0 | 0 | 0 | 0 | 50.2313 | 196.4629 | 0 | 0 | 0 | 0 | 0 | 169.7788 | 42.7954 | -34.2956 | 161.1311 | 0.4104 | 0.38709 | 0.36491 | 0.36382 | 69.6773 | 16.5658 | -12.5149 | 58.6231
2 | 24 | 7 | 408.3344 | 405.559 | 404.119 | 402.6531 | 0 | 0 | 0 | 0 | 163.1179 | 249.681 | 0 | 0 | 0 | 0 | 0 | 0 | 88.9692 | 92.8732 | 245.2538 | 245.2627 | 0 | 0 | 0 | 0 | 0 | 32.6881 | 190.1007 | 120.3775 | 0 | 0 | 0 | 0 | 156.2472 | 30.3168 | -31.2355 | 37.0129 | 0.40901 | 0.39641 | 0.37719 | 0.36382 | 63.9063 | 12.0179 | -11.7816 | 13.4661
2 | 24 | 8 | 423.1942 | 420.4437 | 419.5013 | 418.9627 | 0 | 0 | 0 | 0 | 161.0487 | 222.764 | 0 | 0 | 0 | 0 | 0 | 0 | 145.5878 | 254.6424 | 642.3775 | 650.9393 | 0 | 0 | 0 | 0 | 0 | -13.8334 | -19.2763 | 0 | 0 | 0 | 0 | 0 | 116.5577 | -43.1294 | -203.6 | -231.9766 | 0.4026 | 0.40314 | 0.38075 | 0.37732 | 46.9265 | -17.3874 | -77.5208 | -87.5286
2 | 24 | 9 | 447.4384 | 446.1013 | 447.2068 | 448.944 | 0 | 0 | 0 | 0 | 124.9426 | 168.7838 | 0 | 0 | 0 | 0 | 0 | 0 | 207.5472 | 433.6008 | 1023.9609 | 1049.1957 | 0 | 0 | 0 | 0 | 0 | -11.6667 | -53.7317 | 309.4849 | 0 | 0 | 0 | 0 | 114.9485 | -144.6166 | -523.0224 | -909.7366 | 0.40979 | 0.40905 | 0.39309 | 0.38587 | 47.1045 | -59.1551 | -205.5923 | -351.0357
2 | 24 | 10 | 465.73 | 464.8298 | 466.4387 | 468.5528 | 0 | 0 | 0 | 0 | 99.9878 | 128.0121 | 0 | 0 | 0 | 0 | 0 | 0 | 248.5251 | 551.5435 | 1240.5067 | 1278.3605 | 0 | 0 | 0 | 0 | 0 | -27.5042 | -46.4954 | -423.0455 | 0 | 0 | 0 | 0 | 117.2172 | -187.2215 | -727.5727 | -386.7621 | 0.4056 | 0 | 0 | 0 | 47.5438 | 0 | 0 | 0
2 | 24 | 11 | 475.2691 | 474.6075 | 476.2307 | 478.0086 | 0 | 0 | 0 | 0 | 93.5163 | 137.1434 | 0 | 0 | 0 | 0 | 0 | 0 | 271.9399 | 615.0645 | 1361.6947 | 1406.9841 | 0 | 0 | 0 | 0 | 0 | -66.9167 | -340.8497 | -355.9846 | 0 | 0 | 0 | 0 | 109.813 | -210.6837 | -544.6143 | -572.9908 | 0.40256 | 0 | 0 | 0 | 44.2062 | 0 | 0 | 0
2 | 24 | 12 | 468.8022 | 468.265 | 469.7954 | 471.2476 | 0 | 0 | 0 | 0 | 94.7929 | 117.3317 | 0 | 0 | 0 | 0 | 0 | 0 | 278.9282 | 632.7475 | 1395.7855 | 1443.6931 | 0 | 0 | 0 | 0 | 0 | -52.044 | -344.1831 | -384.9432 | 0 | 0 | 0 | 0 | 95.0812 | -229.7703 | -581.807 | -587.5022 | 0.3965 | 0 | 0 | 0 | 37.6998 | 0 | 0 | 0
2 | 24 | 13 | 460.3712 | 460.7305 | 463.1443 | 465.2947 | 0 | 0 | 0 | 0 | 94.8582 | 117.3317 | 0 | 0 | 0 | 0 | 0 | 0 | 275.6949 | 607.3994 | 1334.729 | 1381.6669 | 0 | 0 | 0 | 0 | 0 | -52.1329 | -344.501 | -359.1238 | 0 | 0 | 0 | 0 | 89.818 | -211.8677 | -527.0837 | -557.2484 | 0.39531 | 0 | 0 | 0 | 35.506 | 0 | 0 | 0
2 | 24 | 14 | 451.6336 | 452.482 | 455.4327 | 458.1 | 0 | 0 | 0 | 0 | 103.5471 | 117.3317 | 0 | 0 | 0 | 0 | 0 | 0 | 268.3418 | 575.5483 | 1265.2451 | 1310.0497 | 0 | 0 | 0 | 0 | 0 | -52.1859 | -345.4061 | -351 | 0 | 0 | 0 | 0 | 79.7448 | -188.2121 | -464.4064 | -500.9498 | 0.39361 | 0 | 0 | 0 | 31.3885 | 0 | 0 | 0
2 | 24 | 15 | 444.345 | 445.7831 | 449.3307 | 452.5002 | 0 | 0 | 0 | 0 | 111.5329 | 117.3317 | 0 | 0 | 0 | 0 | 0 | 0 | 255.3627 | 517.1854 | 1186.1135 | 1225.6082 | 0 | 0 | 0 | 0 | 0 | -52.3988 | -296.7429 | -278.2481 | 0 | 0 | 0 | 0 | 77.4494 | -136.3353 | -440.0399 | -494.8599 | 0.39648 | 0 | 0 | 0 | 30.7074 | 0 | 0 | 0
2 | 24 | 16 | 441.6548 | 445.2095 | 451.0911 | 456.3407 | 0 | 0 | 0 | 0 | 134.9983 | 171.1953 | 0 | 0 | 0 | 0 | 0 | 0 | 232.3014 | 447.0458 | 1054.4616 | 1085.7865 | 0 | 0 | 0 | 0 | 0 | -3.1862 | -21.2366 | 48.2482 | 0 | 0 | 0 | 0 | 74.3552 | -169.8454 | -582.1339 | -677.6939 | 0.40398 | 0 | 0.39996 | 0 | 30.0382 | 0 | -232.8319 | 0
2 | 24 | 17 | 439.1212 | 444.4607 | 452.2647 | 459.1739 | 0 | 0 | 0 | 0 | 171.1038 | 171.8722 | 0 | 0 | 0 | 0 | 0 | 0 | 162.818 | 309.2594 | 795.4103 | 811.9412 | 0 | 0 | 0 | 0 | 0 | -6.7227 | -17.55 | 34.4686 | 0 | 0 | 0 | 0 | 105.1995 | -29.9483 | -325.5957 | -387.2359 | 0.4024 | 0.40819 | 0.40418 | 0.39462 | 42.3324 | -12.2246 | -131.5986 | -152.8103
2 | 24 | 18 | 459.7323 | 466.9208 | 476.819 | 485.5389 | 0 | 0 | 0 | 0 | 178.4556 | 234.412 | 0 | 0 | 0 | 0 | 0 | 0 | 78.9424 | 137.6508 | 462.757 | 463.5681 | 0 | 0 | 0 | 0 | 0 | 2.8574 | 13.21 | 164.1797 | 0 | 0 | 0 | 0 | 202.3343 | 92.0006 | 0.85205 | -142.209 | 0.40342 | 0.39939 | 0.39298 | 0.37664 | 81.6248 | 36.7441 | 0.33484 | -53.5614
2 | 24 | 19 | 506.1337 | 516.3168 | 529.6529 | 541.3406 | 0 | 0 | 0 | 0 | 188.7614 | 262.9668 | 0 | 0 | 0 | 0 | 0 | 0 | 77.8634 | 117.0251 | 400.2283 | 400.2283 | 0 | 0 | 0 | 0 | 0 | -1.4229 | 381.6408 | 323.101 | 0 | 0 | 0 | 0 | 239.5088 | 137.7477 | -252.2162 | -181.9887 | 0.41293 | 0.40451 | 0.39736 | 0.38359 | 98.8998 | 55.7202 | -100.2203 | -69.8091
2 | 24 | 20 | 500.1639 | 510.2532 | 523.3664 | 534.743 | 0 | 0 | 0 | 0 | 205.4019 | 276.1724 | 0 | 0 | 0 | 0 | 0 | 0 | 85.771 | 122.4376 | 408.562 | 408.562 | 0 | 0 | 0 | 0 | 0 | 20.4312 | 43.7006 | 432.4143 | 0 | 0 | 0 | 0 | 208.991 | 91.2119 | 71.1038 | -306.2333 | 0.4122 | 0.4033 | 0.397 | 0.38296 | 86.1465 | 36.7853 | 28.2279 | -117.2764
2 | 24 | 21 | 489.2885 | 499.4815 | 512.559 | 523.7819 | 0 | 0 | 0 | 0 | 194.5387 | 278.6278 | 0 | 0 | 0 | 0 | 0 | 0 | 115.8147 | 127.7657 | 399.6001 | 399.6001 | 0 | 0 | 0 | 0 | 0 | 0 | 89.3218 | 117 | 0 | 0 | 0 | 0 | 178.9351 | 93.088 | 23.6371 | 7.1818 | 0.40612 | 0.40218 | 0.39602 | 0.38156 | 72.669 | 37.4377 | 9.3607 | 2.7403
2 | 24 | 22 | 468.6338 | 478.6635 | 491.4441 | 502.3733 | 0 | 0 | 0 | 0 | 178.6609 | 292.0419 | 0 | 0 | 0 | 0 | 0 | 0 | 136.8573 | 134.926 | 419.0586 | 419.0586 | 0 | 0 | 0 | 0 | 0 | 0 | 21.2587 | 117 | 0 | 0 | 0 | 0 | 153.1156 | 51.6957 | 51.1268 | -33.6854 | 0.41109 | 0.39872 | 0.39241 | 0.37595 | 62.9449 | 20.612 | 20.0627 | -12.664
2 | 24 | 23 | 439.6207 | 449.6806 | 462.3559 | 473.1794 | 0 | 0 | 0 | 0 | 173.2079 | 243.0461 | 0 | 0 | 0 | 0 | 0 | 0 | 151.5488 | 144.3984 | 426.2864 | 426.2864 | 0 | 0 | 0 | 0 | 0 | 65.4166 | 97.2645 | 45.2856 | 0 | 0 | 0 | 0 | 114.8641 | -3.1805 | -61.1951 | 1.6073 | 0.41371 | 0.39663 | 0.38604 | 0.36606 | 47.5205 | -1.2615 | -23.6235 | 0.58838
2 | 24 | 24 | 407.9384 | 416.1846 | 426.6872 | 435.546 | 0 | 0 | 0 | 0 | 158.8749 | 242.1168 | 0 | 0 | 0 | 0 | 0 | 0 | 158.8424 | 153.0151 | 408.2319 | 408.2319 | 0 | 0 | 0 | 0 | 0 | 4.1195 | 174.8951 | 21.3867 | 0 | 0 | 0 | 0 | 90.2211 | 16.9332 | -156.4398 | 5.9274 | 0.40639 | 0.39199 | 0.37547 | 0.36382 | 36.6648 | 6.6376 | -58.7382 | 2.1565
2 | 25 | 1 | 389.1279 | 395.247 | 403.2504 | 409.8109 | 0 | 0 | 0 | 0 | 107.2787 | 265.6116 | 0 | 0 | 0 | 0 | 0 | 0 | 165.5658 | 161.3251 | 377.1434 | 377.1434 | 0 | 0 | 0 | 0 | 0 | 13.0833 | 97.2645 | -17.7928 | 0 | 0 | 0 | 0 | 116.2834 | -44.773 | -71.1575 | 50.4603 | 0.40941 | 0.38749 | 0.36569 | 0.36737 | 47.6072 | -17.349 | -26.0212 | 18.5375
2 | 25 | 2 | 372.5064 | 376.6187 | 382.3568 | 386.9358 | 0 | 0 | 0 | 0 | 89.812 | 211.03 | 0 | 0 | 0 | 0 | 0 | 0 | 181.4924 | 172.4332 | 329.4572 | 329.4572 | 0 | 0 | 0 | 0 | 0 | 0 | 0 | -29.6474 | 0 | 0 | 0 | 0 | 101.2021 | -6.8444 | 52.8997 | 87.126 | 0.40877 | 0.38552 | 0.36832 | 0.36522 | 41.3685 | -2.6387 | 19.484 | 31.8198
2 | 25 | 3 | 363.5133 | 365.8532 | 369.6235 | 372.4915 | 0 | 0 | 0 | 0 | 82.5522 | 207.0447 | 0 | 0 | 0 | 0 | 0 | 0 | 184.3276 | 173.5826 | 294.3115 | 294.3115 | 0 | 0 | 0 | 0 | 0 | 3.3847 | -40.8838 | -44.7161 | 0 | 0 | 0 | 0 | 96.6335 | -18.1588 | 116.1957 | 122.896 | 0.40833 | 0.3849 | 0.36884 | 0.36626 | 39.4586 | -6.9893 | 42.8578 | 45.0124
2 | 25 | 4 | 358.835 | 359.6938 | 361.8128 | 363.2212 | 0 | 0 | 0 | 0 | 85.1515 | 229.4046 | 0 | 0 | 0 | 0 | 0 | 0 | 193.0892 | 183.4184 | 320.017 | 320.017 | 0 | 0 | 0 | 0 | 0 | 57.3115 | 21.7178 | -80.1075 | 0 | 0 | 0 | 0 | 80.5943 | -110.4407 | 20.078 | 123.3117 | 0.40772 | 0.37892 | 0.36678 | 0.36631 | 32.8596 | -41.8483 | 7.3643 | 45.1698
2 | 25 | 5 | 358.9388 | 358.1111 | 358.3708 | 358.1313 | 0 | 0 | 0 | 0 | 94.0308 | 279.6462 | 0 | 0 | 0 | 0 | 0 | 0 | 192.2929 | 188.0308 | 321.8716 | 321.8716 | 0 | 0 | 0 | 0 | 0 | 3.5015 | 0 | -70.8932 | 0 | 0 | 0 | 0 | 72.6151 | -113.0674 | 36.4991 | 107.1529 | 0.409 | 0.38297 | 0.36528 | 0.36514 | 29.6997 | -43.3019 | 13.3323 | 39.1263
2 | 25 | 6 | 364.7658 | 362.0392 | 360.2817 | 358.3149 | 0 | 0 | 0 | 0 | 142.38 | 227.1624 | 0 | 0 | 0 | 0 | 0 | 0 | 192.6504 | 195.565 | 334.1832 | 334.1832 | 0 | 0 | 0 | 0 | 0 | 50.2313 | 196.4629 | 0 | 0 | 0 | 0 | 0 | 29.7354 | -110.9195 | -170.3644 | 24.1317 | 0.4104 | 0.38709 | 0.36491 | 0.36382 | 12.2034 | -42.9363 | -62.1683 | 8.7797
2 | 25 | 7 | 375.2129 | 371.3533 | 368.5986 | 365.9955 | 0 | 0 | 0 | 0 | 163.1179 | 249.681 | 0 | 0 | 0 | 0 | 0 | 0 | 212.946 | 217.8098 | 336.3795 | 336.3864 | 0 | 0 | 0 | 0 | 0 | 32.6881 | 190.1007 | 120.3775 | 0 | 0 | 0 | 0 | -0.85105 | -128.8255 | -157.8816 | -90.7684 | 0.40901 | 0.39641 | 0.37719 | 0.36382 | -0.34809 | -51.0677 | -59.5508 | -33.0236
2 | 25 | 8 | 389.547 | 385.695 | 383.4171 | 381.7232 | 0 | 0 | 0 | 0 | 161.0487 | 222.764 | 0 | 0 | 0 | 0 | 0 | 0 | 259.5939 | 295.7184 | 372.274 | 378.2632 | 0 | 0 | 0 | 0 | 0 | -13.8334 | -19.2763 | 0 | 0 | 0 | 0 | 0 | -31.0956 | -118.954 | 30.4194 | 3.46 | 0.4026 | 0.40314 | 0.38075 | 0.37732 | -12.5192 | -47.9556 | 11.5822 | 1.3055
2 | 25 | 9 | 412.4133 | 409.9298 | 409.6451 | 410.1796 | 0 | 0 | 0 | 0 | 124.9426 | 168.7838 | 0 | 0 | 0 | 0 | 0 | 0 | 312.4275 | 407.529 | 557.7112 | 575.0661 | 0 | 0 | 0 | 0 | 0 | -11.6667 | -53.7317 | 309.4849 | 0 | 0 | 0 | 0 | -24.9567 | -154.7163 | -94.3344 | -474.3713 | 0.40979 | 0.40905 | 0.39309 | 0.38587 | -10.227 | -63.2863 | -37.0814 | -183.0434
2 | 25 | 10 | 429.1459 | 427.0482 | 427.2049 | 428.0629 | 0 | 0 | 0 | 0 | 99.9878 | 128.0121 | 0 | 0 | 0 | 0 | 0 | 0 | 371.1691 | 502.5249 | 723.7266 | 750.0508 | 0 | 0 | 0 | 0 | 0 | -27.5042 | -46.4954 | -423.0455 | 0 | 0 | 0 | 0 | -42.0109 | -175.9846 | -250.0263 | 101.0576 | 0.4056 | 0 | 0 | 0 | -17.0398 | 0 | 0 | 0
2 | 25 | 11 | 439.5915 | 437.762 | 437.969 | 438.5219 | 0 | 0 | 0 | 0 | 93.5163 | 137.1434 | 0 | 0 | 0 | 0 | 0 | 0 | 389.2625 | 538.9252 | 770.7071 | 800.2249 | 0 | 0 | 0 | 0 | 0 | -66.9167 | -340.8497 | -355.9846 | 0 | 0 | 0 | 0 | -43.1873 | -171.39 | 8.1117 | -5.7184 | 0.40256 | 0 | 0 | 0 | -17.3854 | 0 | 0 | 0
2 | 25 | 12 | 440.4124 | 438.9458 | 439.3494 | 439.8268 | 0 | 0 | 0 | 0 | 94.7929 | 117.3317 | 0 | 0 | 0 | 0 | 0 | 0 | 437.0819 | 598.8537 | 807.5737 | 843.266 | 0 | 0 | 0 | 0 | 0 | -52.044 | -344.1831 | -384.9432 | 0 | 0 | 0 | 0 | -91.4624 | -225.1957 | -24.0412 | -18.496 | 0.3965 | 0 | 0 | 0 | -36.265 | 0 | 0 | 0
2 | 25 | 13 | 439.668 | 439.3496 | 440.9417 | 442.3812 | 0 | 0 | 0 | 0 | 94.8582 | 117.3317 | 0 | 0 | 0 | 0 | 0 | 0 | 453.0112 | 605.8206 | 859.4721 | 894.3225 | 0 | 0 | 0 | 0 | 0 | -52.1329 | -344.501 | -359.1238 | 0 | 0 | 0 | 0 | -108.2014 | -231.6698 | -74.0295 | -92.8176 | 0.39531 | 0 | 0 | 0 | -42.7732 | 0 | 0 | 0
2 | 25 | 14 | 437.4206 | 437.8037 | 440.1902 | 442.3695 | 0 | 0 | 0 | 0 | 103.5471 | 117.3317 | 0 | 0 | 0 | 0 | 0 | 0 | 468.7901 | 604.3924 | 904.1639 | 938.1762 | 0 | 0 | 0 | 0 | 0 | -52.1859 | -345.4061 | -351 | 0 | 0 | 0 | 0 | -134.9166 | -231.7345 | -118.5677 | -144.8067 | 0.39361 | 0 | 0 | 0 | -53.1048 | 0 | 0 | 0
2 | 25 | 15 | 437.2203 | 438.4252 | 441.6901 | 444.6149 | 0 | 0 | 0 | 0 | 111.5329 | 117.3317 | 0 | 0 | 0 | 0 | 0 | 0 | 443.9749 | 547.7177 | 783.9906 | 812.7005 | 0 | 0 | 0 | 0 | 0 | -52.3988 | -296.7429 | -278.2481 | 0 | 0 | 0 | 0 | -118.2875 | -174.2254 | -45.5576 | -89.8376 | 0.39648 | 0 | 0 | 0 | -46.899 | 0 | 0 | 0
2 | 25 | 16 | 439.4431 | 442.9254 | 448.7192 | 453.8929 | 0 | 0 | 0 | 0 | 134.9983 | 171.1953 | 0 | 0 | 0 | 0 | 0 | 0 | 404.7153 | 486.4576 | 696.5741 | 719.285 | 0 | 0 | 0 | 0 | 0 | -3.1862 | -21.2366 | 48.2482 | 0 | 0 | 0 | 0 | -100.2706 | -211.5413 | -226.6183 | -313.6403 | 0.40398 | 0 | 0.39996 | 0 | -40.5076 | 0 | -90.6389 | 0
2 | 25 | 17 | 447.7506 | 453.3725 | 461.519 | 468.7245 | 0 | 0 | 0 | 0 | 171.1038 | 171.8722 | 0 | 0 | 0 | 0 | 0 | 0 | 331.1356 | 393.6402 | 618.9052 | 631.8668 | 0 | 0 | 0 | 0 | 0 | -6.7227 | -17.55 | 34.4686 | 0 | 0 | 0 | 0 | -54.4888 | -105.4172 | -139.8362 | -197.611 | 0.4024 | 0.40819 | 0.40418 | 0.39462 | -21.9264 | -43.0301 | -56.5187 | -77.9809
2 | 25 | 18 | 481.0337 | 488.9195 | 499.6632 | 509.1145 | 0 | 0 | 0 | 0 | 178.4556 | 234.412 | 0 | 0 | 0 | 0 | 0 | 0 | 254.4616 | 239.1313 | 376.7724 | 377.3091 | 0 | 0 | 0 | 0 | 0 | 2.8574 | 13.21 | 164.1797 | 0 | 0 | 0 | 0 | 48.1165 | 12.5188 | 109.6809 | -32.3743 | 0.40342 | 0.39939 | 0.39298 | 0.37664 | 19.411 | 4.9999 | 43.1026 | -12.1934
2 | 25 | 19 | 525.6223 | 536.4433 | 550.5529 | 562.9098 | 0 | 0 | 0 | 0 | 188.7614 | 262.9668 | 0 | 0 | 0 | 0 | 0 | 0 | 206.6481 | 194.359 | 335.7385 | 335.7385 | 0 | 0 | 0 | 0 | 0 | -1.4229 | 381.6408 | 323.101 | 0 | 0 | 0 | 0 | 130.2127 | 80.5404 | -166.8263 | -95.9297 | 0.41293 | 0.40451 | 0.39736 | 0.38359 | 53.7684 | 32.5793 | -66.2899 | -36.7977
2 | 25 | 20 | 520.0513 | 530.7916 | 544.6942 | 556.7537 | 0 | 0 | 0 | 0 | 205.4019 | 276.1724 | 0 | 0 | 0 | 0 | 0 | 0 | 218.106 | 200.8765 | 325.8771 | 325.8771 | 0 | 0 | 0 | 0 | 0 | 20.4312 | 43.7006 | 432.4143 | 0 | 0 | 0 | 0 | 96.5434 | 33.3114 | 175.1164 | -201.5378 | 0.4122 | 0.4033 | 0.397 | 0.38296 | 39.7954 | 13.4343 | 69.5204 | -77.1818
2 | 25 | 21 | 509.9917 | 520.8624 | 534.7616 | 546.6954 | 0 | 0 | 0 | 0 | 194.5387 | 278.6278 | 0 | 0 | 0 | 0 | 0 | 0 | 248.8093 | 207.1829 | 306.6696 | 306.6696 | 0 | 0 | 0 | 0 | 0 | 0 | 89.3218 | 117 | 0 | 0 | 0 | 0 | 66.6438 | 35.0517 | 138.7703 | 123.0258 | 0.40612 | 0.40218 | 0.39602 | 0.38156 | 27.0653 | 14.0969 | 54.9554 | 46.9421
2 | 25 | 22 | 484.551 | 495.1017 | 508.5141 | 519.9898 | 0 | 0 | 0 | 0 | 178.6609 | 292.0419 | 0 | 0 | 0 | 0 | 0 | 0 | 234.9286 | 192.8546 | 298.8456 | 298.8456 | 0 | 0 | 0 | 0 | 0 | 0 | 21.2587 | 117 | 0 | 0 | 0 | 0 | 70.9615 | 10.2052 | 188.4098 | 104.1442 | 0.41109 | 0.39872 | 0.39241 | 0.37595 | 29.1718 | 4.069 | 73.9341 | 39.1529
2 | 25 | 23 | 445.712 | 455.9713 | 468.8884 | 479.921 | 0 | 0 | 0 | 0 | 173.2079 | 243.0461 | 0 | 0 | 0 | 0 | 0 | 0 | 207.0731 | 168.7004 | 288.5224 | 288.5224 | 0 | 0 | 0 | 0 | 0 | 65.4166 | 97.2645 | 45.2856 | 0 | 0 | 0 | 0 | 65.431 | -21.1918 | 83.1014 | 146.113 | 0.41371 | 0.39663 | 0.38604 | 0.36606 | 27.0695 | -8.4052 | 32.0802 | 53.4857
2 | 25 | 24 | 403.8413 | 411.9533 | 422.2934 | 431.0114 | 0 | 0 | 0 | 0 | 158.8749 | 242.1168 | 0 | 0 | 0 | 0 | 0 | 0 | 197.9243 | 157.4017 | 272.9686 | 272.9686 | 0 | 0 | 0 | 0 | 0 | 4.1195 | 174.8951 | 21.3867 | 0 | 0 | 0 | 0 | 47.0421 | 8.3154 | -25.5703 | 136.6562 | 0.40639 | 0.39199 | 0.37547 | 0.36382 | 19.1174 | 3.2595 | -9.6008 | 49.7185
2 | 26 | 1 | 378.1418 | 383.9013 | 391.4686 | 397.6518 | 0 | 0 | 0 | 0 | 107.2787 | 265.6116 | 0 | 0 | 0 | 0 | 0 | 0 | 191.2681 | 153.9768 | 275.8997 | 275.8997 | 0 | 0 | 0 | 0 | 0 | 13.0833 | 97.2645 | -17.7928 | 0 | 0 | 0 | 0 | 79.5951 | -48.7704 | 18.3044 | 139.545 | 0.40941 | 0.38749 | 0.36569 | 0.36737 | 32.5867 | -18.898 | 6.6937 | 51.2643
2 | 26 | 2 | 364.0765 | 367.9128 | 373.3164 | 377.6059 | 0 | 0 | 0 | 0 | 89.812 | 211.03 | 0 | 0 | 0 | 0 | 0 | 0 | 175.6223 | 143.7821 | 280.1214 | 280.1214 | 0 | 0 | 0 | 0 | 0 | 0 | 0 | -29.6474 | 0 | 0 | 0 | 0 | 98.6422 | 13.1007 | 93.1949 | 127.1318 | 0.40877 | 0.38552 | 0.36832 | 0.36522 | 40.322 | 5.0506 | 34.3256 | 46.4306
2 | 26 | 3 | 358.3285 | 360.4986 | 364.0631 | 366.7531 | 0 | 0 | 0 | 0 | 82.5522 | 207.0447 | 0 | 0 | 0 | 0 | 0 | 0 | 177.449 | 143.4651 | 270.4887 | 270.4887 | 0 | 0 | 0 | 0 | 0 | 3.3847 | -40.8838 | -44.7161 | 0 | 0 | 0 | 0 | 98.3272 | 6.6041 | 134.4582 | 140.9805 | 0.40833 | 0.3849 | 0.36884 | 0.36626 | 40.1502 | 2.5419 | 49.5937 | 51.6361
2 | 26 | 4 | 360.2853 | 361.1915 | 363.3681 | 364.8263 | 0 | 0 | 0 | 0 | 85.1515 | 229.4046 | 0 | 0 | 0 | 0 | 0 | 0 | 178.0954 | 148.7311 | 271.4352 | 271.4352 | 0 | 0 | 0 | 0 | 0 | 57.3115 | 21.7178 | -80.1075 | 0 | 0 | 0 | 0 | 97.0384 | -74.2556 | 70.2151 | 173.4986 | 0.40772 | 0.37892 | 0.36678 | 0.36631 | 39.5641 | -28.137 | 25.7538 | 63.5536
2 | 26 | 5 | 371.5747 | 371.1606 | 371.9218 | 372.1162 | 0 | 0 | 0 | 0 | 94.0308 | 279.6462 | 0 | 0 | 0 | 0 | 0 | 0 | 177.0635 | 160.137 | 300.8902 | 300.8902 | 0 | 0 | 0 | 0 | 0 | 3.5015 | 0 | -70.8932 | 0 | 0 | 0 | 0 | 100.4804 | -72.1241 | 71.0315 | 142.1191 | 0.409 | 0.38297 | 0.36528 | 0.36514 | 41.0966 | -27.6217 | 25.9462 | 51.894
2 | 26 | 6 | 402.4014 | 400.9067 | 400.643 | 399.9686 | 0 | 0 | 0 | 0 | 142.38 | 227.1624 | 0 | 0 | 0 | 0 | 0 | 0 | 171.0593 | 169.507 | 335.0362 | 335.0362 | 0 | 0 | 0 | 0 | 0 | 50.2313 | 196.4629 | 0 | 0 | 0 | 0 | 0 | 88.9621 | -45.9939 | -130.856 | 64.9324 | 0.4104 | 0.38709 | 0.36491 | 0.36382 | 36.5101 | -17.804 | -47.7511 | 23.6238
2 | 26 | 7 | 457.228 | 456.0531 | 456.5537 | 456.7668 | 0 | 0 | 0 | 0 | 163.1179 | 249.681 | 0 | 0 | 0 | 0 | 0 | 0 | 172.681 | 195.9043 | 353.3259 | 353.3382 | 0 | 0 | 0 | 0 | 0 | 32.6881 | 190.1007 | 120.3775 | 0 | 0 | 0 | 0 | 121.429 | -22.2202 | -86.8729 | -16.9489 | 0.40901 | 0.39641 | 0.37719 | 0.36382 | 49.6654 | -8.8083 | -32.7673 | -6.1664
2 | 26 | 8 | 490.96 | 490.4277 | 492.175 | 493.9633 | 0 | 0 | 0 | 0 | 161.0487 | 222.764 | 0 | 0 | 0 | 0 | 0 | 0 | 214.0905 | 300.1835 | 553.6227 | 561.0917 | 0 | 0 | 0 | 0 | 0 | -13.8334 | -19.2763 | 0 | 0 | 0 | 0 | 0 | 115.8208 | -18.6864 | -42.1714 | -67.1283 | 0.4026 | 0.40314 | 0.38075 | 0.37732 | 46.6299 | -7.5333 | -16.0568 | -25.3286
2 | 26 | 9 | 507.028 | 507.6416 | 511.1123 | 514.8957 | 0 | 0 | 0 | 0 | 124.9426 | 168.7838 | 0 | 0 | 0 | 0 | 0 | 0 | 275.9223 | 432.2539 | 813.0173 | 834.9518 | 0 | 0 | 0 | 0 | 0 | -11.6667 | -53.7317 | 309.4849 | 0 | 0 | 0 | 0 | 106.1632 | -81.7294 | -248.1733 | -629.541 | 0.40979 | 0.40905 | 0.39309 | 0.38587 | 43.5044 | -33.4312 | -97.5532 | -242.918
2 | 26 | 10 | 517.5968 | 518.3944 | 522.0619 | 525.957 | 0 | 0 | 0 | 0 | 99.9878 | 128.0121 | 0 | 0 | 0 | 0 | 0 | 0 | 324.9882 | 522.5216 | 1027.5282 | 1059.4159 | 0 | 0 | 0 | 0 | 0 | -27.5042 | -46.4954 | -423.0455 | 0 | 0 | 0 | 0 | 92.6208 | -104.6351 | -458.9709 | -110.4133 | 0.4056 | 0 | 0 | 0 | 37.5674 | 0 | 0 | 0
2 | 26 | 11 | 525.5405 | 526.5245 | 530.143 | 533.6471 | 0 | 0 | 0 | 0 | 93.5163 | 137.1434 | 0 | 0 | 0 | 0 | 0 | 0 | 344.4806 | 539.5731 | 1037.08 | 1073.4506 | 0 | 0 | 0 | 0 | 0 | -66.9167 | -340.8497 | -355.9846 | 0 | 0 | 0 | 0 | 87.5437 | -83.2753 | -166.0873 | -183.8188 | 0.40256 | 0 | 0 | 0 | 35.2415 | 0 | 0 | 0
2 | 26 | 12 | 525.2194 | 526.5288 | 530.2985 | 533.688 | 0 | 0 | 0 | 0 | 94.7929 | 117.3317 | 0 | 0 | 0 | 0 | 0 | 0 | 350.6109 | 539.1109 | 1014.1613 | 1052.6684 | 0 | 0 | 0 | 0 | 0 | -52.044 | -344.1831 | -384.9432 | 0 | 0 | 0 | 0 | 79.8156 | -77.8697 | -139.6796 | -134.0372 | 0.3965 | 0 | 0 | 0 | 31.647 | 0 | 0 | 0
2 | 26 | 13 | 524.1848 | 526.6331 | 531.5797 | 535.9213 | 0 | 0 | 0 | 0 | 94.8582 | 117.3317 | 0 | 0 | 0 | 0 | 0 | 0 | 354.6157 | 541.0991 | 904.7648 | 940.4932 | 0 | 0 | 0 | 0 | 0 | -52.1329 | -344.501 | -359.1238 | 0 | 0 | 0 | 0 | 74.7109 | -79.6647 | -28.6841 | -45.4481 | 0.39531 | 0 | 0 | 0 | 29.534 | 0 | 0 | 0
2 | 26 | 14 | 522.2094 | 525.3681 | 531.1199 | 536.2106 | 0 | 0 | 0 | 0 | 103.5471 | 117.3317 | 0 | 0 | 0 | 0 | 0 | 0 | 387.498 | 552.2709 | 877.5879 | 910.4244 | 0 | 0 | 0 | 0 | 0 | -52.1859 | -345.4061 | -351 | 0 | 0 | 0 | 0 | 31.1643 | -92.0487 | -1.062 | -23.2138 | 0.39361 | 0 | 0 | 0 | 12.2667 | 0 | 0 | 0
2 | 26 | 15 | 517.5494 | 521.3838 | 527.8371 | 533.5202 | 0 | 0 | 0 | 0 | 111.5329 | 117.3317 | 0 | 0 | 0 | 0 | 0 | 0 | 393.5945 | 520.2374 | 681.8646 | 709.7615 | 0 | 0 | 0 | 0 | 0 | -52.3988 | -296.7429 | -278.2481 | 0 | 0 | 0 | 0 | 12.422 | -63.7865 | 142.7153 | 102.0067 | 0.39648 | 0 | 0 | 0 | 4.9251 | 0 | 0 | 0
2 | 26 | 16 | 515.2762 | 521.2409 | 530.0446 | 537.8222 | 0 | 0 | 0 | 0 | 134.9983 | 171.1953 | 0 | 0 | 0 | 0 | 0 | 0 | 379.7548 | 469.4859 | 611.1783 | 632.0558 | 0 | 0 | 0 | 0 | 0 | -3.1862 | -21.2366 | 48.2482 | 0 | 0 | 0 | 0 | 0.52318 | -116.2541 | -59.8972 | -142.4817 | 0.40398 | 0 | 0.39996 | 0 | 0.21136 | 0 | -23.9566 | 0
2 | 26 | 17 | 517.6193 | 525.5284 | 536.448 | 546.0526 | 0 | 0 | 0 | 0 | 171.1038 | 171.8722 | 0 | 0 | 0 | 0 | 0 | 0 | 330.7404 | 381.4522 | 553.8239 | 565.8745 | 0 | 0 | 0 | 0 | 0 | -6.7227 | -17.55 | 34.4686 | 0 | 0 | 0 | 0 | 15.7751 | -21.0734 | 0.1741 | -54.2905 | 0.4024 | 0.40819 | 0.40418 | 0.39462 | 6.3479 | -8.6019 | 0.070368 | -21.424
2 | 26 | 18 | 539.4813 | 549.2803 | 562.3438 | 573.8021 | 0 | 0 | 0 | 0 | 178.4556 | 234.412 | 0 | 0 | 0 | 0 | 0 | 0 | 228.3283 | 226.9428 | 384.3423 | 384.7945 | 0 | 0 | 0 | 0 | 0 | 2.8574 | 13.21 | 164.1797 | 0 | 0 | 0 | 0 | 132.6973 | 85.0682 | 164.7916 | 24.8279 | 0.40342 | 0.39939 | 0.39298 | 0.37664 | 53.5322 | 33.9753 | 64.7601 | 9.3512
2 | 26 | 19 | 585.8646 | 598.6576 | 615.1583 | 629.5837 | 0 | 0 | 0 | 0 | 188.7614 | 262.9668 | 0 | 0 | 0 | 0 | 0 | 0 | 187.6091 | 185.4922 | 330.4348 | 330.4348 | 0 | 0 | 0 | 0 | 0 | -1.4229 | 381.6408 | 323.101 | 0 | 0 | 0 | 0 | 209.494 | 151.6214 | -96.9172 | -23.9521 | 0.41293 | 0.40451 | 0.39736 | 0.38359 | 86.5059 | 61.3322 | -38.5109 | -9.1878
2 | 26 | 20 | 578.7345 | 591.3957 | 607.6275 | 621.7021 | 0 | 0 | 0 | 0 | 205.4019 | 276.1724 | 0 | 0 | 0 | 0 | 0 | 0 | 176.9392 | 183.2717 | 312.4097 | 312.4097 | 0 | 0 | 0 | 0 | 0 | 20.4312 | 43.7006 | 432.4143 | 0 | 0 | 0 | 0 | 196.3933 | 111.5204 | 251.5172 | -123.122 | 0.4122 | 0.4033 | 0.397 | 0.38296 | 80.9537 | 44.9757 | 99.8511 | -47.1513
2 | 26 | 21 | 562.5836 | 575.1759 | 591.1625 | 604.9022 | 0 | 0 | 0 | 0 | 194.5387 | 278.6278 | 0 | 0 | 0 | 0 | 0 | 0 | 176.1152 | 187.4579 | 310.443 | 310.443 | 0 | 0 | 0 | 0 | 0 | 0 | 89.3218 | 117 | 0 | 0 | 0 | 0 | 191.9298 | 109.0902 | 191.3978 | 177.4592 | 0.40612 | 0.40218 | 0.39602 | 0.38156 | 77.9464 | 43.8734 | 75.7968 | 67.7119
2 | 26 | 22 | 527.4984 | 539.4549 | 554.5719 | 567.5223 | 0 | 0 | 0 | 0 | 178.6609 | 292.0419 | 0 | 0 | 0 | 0 | 0 | 0 | 203.7384 | 210.8903 | 299.9313 | 299.9313 | 0 | 0 | 0 | 0 | 0 | 0 | 21.2587 | 117 | 0 | 0 | 0 | 0 | 145.099 | 36.5228 | 233.3819 | 150.591 | 0.41109 | 0.39872 | 0.39241 | 0.37595 | 59.6493 | 14.5623 | 91.5817 | 56.6144
2 | 26 | 23 | 478.5434 | 489.8774 | 504.0976 | 516.2576 | 0 | 0 | 0 | 0 | 173.2079 | 243.0461 | 0 | 0 | 0 | 0 | 0 | 0 | 234.1433 | 237.4868 | 295.1667 | 295.1667 | 0 | 0 | 0 | 0 | 0 | 65.4166 | 97.2645 | 45.2856 | 0 | 0 | 0 | 0 | 71.1923 | -56.072 | 111.6664 | 175.8053 | 0.41371 | 0.39663 | 0.38604 | 0.36606 | 29.453 | -22.2396 | 43.1073 | 64.3548
2 | 26 | 24 | 431.7236 | 440.7483 | 452.195 | 461.8705 | 0 | 0 | 0 | 0 | 158.8749 | 242.1168 | 0 | 0 | 0 | 0 | 0 | 0 | 219.1984 | 222.3048 | 287.8172 | 287.8172 | 0 | 0 | 0 | 0 | 0 | 4.1195 | 174.8951 | 21.3867 | 0 | 0 | 0 | 0 | 53.6502 | -27.7927 | -10.5173 | 152.6665 | 0.40639 | 0.39199 | 0.37547 | 0.36382 | 21.8029 | -10.8944 | -3.9489 | 55.5434
2 | 27 | 1 | 397.1046 | 403.4848 | 411.8048 | 418.6392 | 0 | 0 | 0 | 0 | 107.2787 | 265.6116 | 0 | 0 | 0 | 0 | 0 | 0 | 202.1453 | 201.5305 | 286.9345 | 286.9345 | 0 | 0 | 0 | 0 | 0 | 13.0833 | 97.2645 | -17.7928 | 0 | 0 | 0 | 0 | 87.6807 | -76.7406 | 27.6058 | 149.4975 | 0.40941 | 0.38749 | 0.36569 | 0.36737 | 35.897 | -29.7361 | 10.095 | 54.9206
2 | 27 | 2 | 381.9335 | 386.3543 | 392.4666 | 397.3693 | 0 | 0 | 0 | 0 | 89.812 | 211.03 | 0 | 0 | 0 | 0 | 0 | 0 | 204.5553 | 195.4393 | 284.6273 | 284.6273 | 0 | 0 | 0 | 0 | 0 | 0 | 0 | -29.6474 | 0 | 0 | 0 | 0 | 87.5661 | -20.115 | 107.8393 | 142.3893 | 0.40877 | 0.38552 | 0.36832 | 0.36522 | 35.7945 | -7.7548 | 39.7194 | 52.0028
2 | 27 | 3 | 374.7351 | 377.4423 | 381.658 | 384.9114 | 0 | 0 | 0 | 0 | 82.5522 | 207.0447 | 0 | 0 | 0 | 0 | 0 | 0 | 213.9444 | 207.2011 | 294.789 | 294.789 | 0 | 0 | 0 | 0 | 0 | 3.3847 | -40.8838 | -44.7161 | 0 | 0 | 0 | 0 | 78.2384 | -40.1882 | 127.7528 | 134.8385 | 0.40833 | 0.3849 | 0.36884 | 0.36626 | 31.9473 | -15.4684 | 47.1205 | 49.3865
2 | 27 | 4 | 372.8305 | 374.1474 | 376.8219 | 378.7109 | 0 | 0 | 0 | 0 | 85.1515 | 229.4046 | 0 | 0 | 0 | 0 | 0 | 0 | 203.8943 | 210.5884 | 291.2245 | 291.2245 | 0 | 0 | 0 | 0 | 0 | 57.3115 | 21.7178 | -80.1075 | 0 | 0 | 0 | 0 | 83.7847 | -123.157 | 63.8795 | 167.5938 | 0.40772 | 0.37892 | 0.36678 | 0.36631 | 34.1604 | -46.6667 | 23.43 | 61.3907
2 | 27 | 5 | 382.9959 | 382.9556 | 384.1701 | 384.7568 | 0 | 0 | 0 | 0 | 94.0308 | 279.6462 | 0 | 0 | 0 | 0 | 0 | 0 | 193.2652 | 208.06 | 292.3891 | 292.3891 | 0 | 0 | 0 | 0 | 0 | 3.5015 | 0 | -70.8932 | 0 | 0 | 0 | 0 | 95.7 | -108.252 | 91.781 | 163.2608 | 0.409 | 0.38297 | 0.36528 | 0.36514 | 39.1414 | -41.4577 | 33.5255 | 59.6138
2 | 27 | 6 | 419.1344 | 418.1875 | 418.5879 | 418.488 | 0 | 0 | 0 | 0 | 142.38 | 227.1624 | 0 | 0 | 0 | 0 | 0 | 0 | 215.035 | 225.2351 | 295.0145 | 295.0145 | 0 | 0 | 0 | 0 | 0 | 50.2313 | 196.4629 | 0 | 0 | 0 | 0 | 0 | 61.7194 | -84.4413 | -72.8895 | 123.4735 | 0.4104 | 0.38709 | 0.36491 | 0.36382 | 25.3297 | -32.6867 | -26.5984 | 44.9224
2 | 27 | 7 | 475.4475 | 474.869 | 476.0928 | 476.9315 | 0 | 0 | 0 | 0 | 163.1179 | 249.681 | 0 | 0 | 0 | 0 | 0 | 0 | 235.9108 | 250.2902 | 307.4844 | 307.4976 | 0 | 0 | 0 | 0 | 0 | 32.6881 | 190.1007 | 120.3775 | 0 | 0 | 0 | 0 | 76.4187 | -57.7902 | -21.4923 | 49.0563 | 0.40901 | 0.39641 | 0.37719 | 0.36382 | 31.2559 | -22.9086 | -8.1066 | 17.8478
2 | 27 | 8 | 501.6379 | 501.4552 | 503.6263 | 505.7812 | 0 | 0 | 0 | 0 | 161.0487 | 222.764 | 0 | 0 | 0 | 0 | 0 | 0 | 321.4061 | 403.005 | 609.6141 | 615.5088 | 0 | 0 | 0 | 0 | 0 | -13.8334 | -19.2763 | 0 | 0 | 0 | 0 | 0 | 19.1831 | -110.4804 | -86.7115 | -109.7276 | 0.4026 | 0.40314 | 0.38075 | 0.37732 | 7.7232 | -44.5395 | -33.0154 | -41.402
2 | 27 | 9 | 515.4761 | 516.3662 | 520.1722 | 524.2457 | 0 | 0 | 0 | 0 | 124.9426 | 168.7838 | 0 | 0 | 0 | 0 | 0 | 0 | 393.8581 | 548.1675 | 854.2076 | 871.7578 | 0 | 0 | 0 | 0 | 0 | -11.6667 | -53.7317 | 309.4849 | 0 | 0 | 0 | 0 | -3.3246 | -188.9183 | -280.3037 | -656.997 | 0.40979 | 0.40905 | 0.39309 | 0.38587 | -1.3624 | -77.2766 | -110.1832 | -253.5123
2 | 27 | 10 | 523.4705 | 524.4604 | 528.3611 | 532.4579 | 0 | 0 | 0 | 0 | 99.9878 | 128.0121 | 0 | 0 | 0 | 0 | 0 | 0 | 435.6108 | 639.2737 | 1025.3466 | 1052.6662 | 0 | 0 | 0 | 0 | 0 | -27.5042 | -46.4954 | -423.0455 | 0 | 0 | 0 | 0 | -12.128 | -215.3212 | -450.4901 | -97.1628 | 0.4056 | 0 | 0 | 0 | -4.9192 | 0 | 0 | 0
2 | 27 | 11 | 529.1482 | 530.2503 | 534.012 | 537.6399 | 0 | 0 | 0 | 0 | 93.5163 | 137.1434 | 0 | 0 | 0 | 0 | 0 | 0 | 432.5783 | 652.8547 | 1051.0055 | 1082.7322 | 0 | 0 | 0 | 0 | 0 | -66.9167 | -340.8497 | -355.9846 | 0 | 0 | 0 | 0 | 3.0537 | -192.8312 | -176.1439 | -189.1076 | 0.40256 | 0 | 0 | 0 | 1.2293 | 0 | 0 | 0
2 | 27 | 12 | 530.096 | 531.5652 | 535.5284 | 539.0853 | 0 | 0 | 0 | 0 | 94.7929 | 117.3317 | 0 | 0 | 0 | 0 | 0 | 0 | 463.8672 | 691.7799 | 1163.084 | 1200.1925 | 0 | 0 | 0 | 0 | 0 | -52.044 | -344.1831 | -384.9432 | 0 | 0 | 0 | 0 | -28.5641 | -225.5024 | -283.3725 | -276.164 | 0.3965 | 0 | 0 | 0 | -11.3257 | 0 | 0 | 0
2 | 27 | 13 | 526.9042 | 529.4415 | 534.496 | 538.931 | 0 | 0 | 0 | 0 | 94.8582 | 117.3317 | 0 | 0 | 0 | 0 | 0 | 0 | 460.2913 | 665.9327 | 1084.1098 | 1118.1764 | 0 | 0 | 0 | 0 | 0 | -52.1329 | -344.501 | -359.1238 | 0 | 0 | 0 | 0 | -28.2453 | -201.6901 | -205.1128 | -220.1216 | 0.39531 | 0 | 0 | 0 | -11.1657 | 0 | 0 | 0
2 | 27 | 14 | 525.1644 | 528.4198 | 534.2889 | 539.4811 | 0 | 0 | 0 | 0 | 103.5471 | 117.3317 | 0 | 0 | 0 | 0 | 0 | 0 | 412.7426 | 587.038 | 1012.804 | 1044.3982 | 0 | 0 | 0 | 0 | 0 | -52.1859 | -345.4061 | -351 | 0 | 0 | 0 | 0 | 8.8747 | -123.764 | -133.109 | -153.9171 | 0.39361 | 0 | 0 | 0 | 3.4932 | 0 | 0 | 0
2 | 27 | 15 | 520.9395 | 524.8849 | 531.4727 | 537.2722 | 0 | 0 | 0 | 0 | 111.5329 | 117.3317 | 0 | 0 | 0 | 0 | 0 | 0 | 398.1127 | 552.303 | 1042.6094 | 1071.9189 | 0 | 0 | 0 | 0 | 0 | -52.3988 | -296.7429 | -278.2481 | 0 | 0 | 0 | 0 | 11.2939 | -92.351 | -214.3938 | -256.3986 | 0.39648 | 0 | 0 | 0 | 4.4779 | 0 | 0 | 0
2 | 27 | 16 | 519.5909 | 525.6968 | 534.6717 | 542.5975 | 0 | 0 | 0 | 0 | 134.9983 | 171.1953 | 0 | 0 | 0 | 0 | 0 | 0 | 394.9756 | 490.8576 | 904.4295 | 926.8933 | 0 | 0 | 0 | 0 | 0 | -3.1862 | -21.2366 | 48.2482 | 0 | 0 | 0 | 0 | -10.3829 | -133.1699 | -348.5211 | -432.5439 | 0.40398 | 0 | 0.39996 | 0 | -4.1945 | 0 | -139.3955 | 0
2 | 27 | 17 | 524.4539 | 532.5867 | 543.7776 | 553.6169 | 0 | 0 | 0 | 0 | 171.1038 | 171.8722 | 0 | 0 | 0 | 0 | 0 | 0 | 377.9926 | 390.2422 | 698.0234 | 709.9236 | 0 | 0 | 0 | 0 | 0 | -6.7227 | -17.55 | 34.4686 | 0 | 0 | 0 | 0 | -24.6424 | -22.8051 | -136.6957 | -190.7753 | 0.4024 | 0.40819 | 0.40418 | 0.39462 | -9.9161 | -9.3088 | -55.2494 | -75.2834
2 | 27 | 18 | 549.6153 | 559.7461 | 573.2119 | 585.0181 | 0 | 0 | 0 | 0 | 178.4556 | 234.412 | 0 | 0 | 0 | 0 | 0 | 0 | 306.9216 | 236.6161 | 393.3698 | 393.9453 | 0 | 0 | 0 | 0 | 0 | 2.8574 | 13.21 | 164.1797 | 0 | 0 | 0 | 0 | 64.2381 | 85.8606 | 166.6321 | 26.8931 | 0.40342 | 0.39939 | 0.39298 | 0.37664 | 25.9147 | 34.2918 | 65.4834 | 10.129
2 | 27 | 19 | 595.8174 | 608.9362 | 625.8319 | 640.5991 | 0 | 0 | 0 | 0 | 188.7614 | 262.9668 | 0 | 0 | 0 | 0 | 0 | 0 | 248.0182 | 176.9831 | 286.9825 | 286.9825 | 0 | 0 | 0 | 0 | 0 | -1.4229 | 381.6408 | 323.101 | 0 | 0 | 0 | 0 | 159.0377 | 170.4091 | -42.7913 | 30.5156 | 0.41293 | 0.40451 | 0.39736 | 0.38359 | 65.6711 | 68.932 | -17.0035 | 11.7055
2 | 27 | 20 | 591.461 | 604.5388 | 621.2757 | 635.7873 | 0 | 0 | 0 | 0 | 205.4019 | 276.1724 | 0 | 0 | 0 | 0 | 0 | 0 | 227.1552 | 163.1791 | 278.1477 | 278.1477 | 0 | 0 | 0 | 0 | 0 | 20.4312 | 43.7006 | 432.4143 | 0 | 0 | 0 | 0 | 158.9038 | 144.7561 | 299.4275 | -74.7747 | 0.4122 | 0.4033 | 0.397 | 0.38296 | 65.5004 | 58.3795 | 118.8713 | -28.636
2 | 27 | 21 | 573.7329 | 586.6901 | 603.1193 | 617.2418 | 0 | 0 | 0 | 0 | 194.5387 | 278.6278 | 0 | 0 | 0 | 0 | 0 | 0 | 228.5187 | 168.007 | 276.3737 | 276.3737 | 0 | 0 | 0 | 0 | 0 | 0 | 89.3218 | 117 | 0 | 0 | 0 | 0 | 150.6756 | 140.0553 | 237.4238 | 223.8681 | 0.40612 | 0.40218 | 0.39602 | 0.38156 | 61.1923 | 56.3269 | 94.0239 | 85.4198
2 | 27 | 22 | 537.8681 | 550.1641 | 565.6927 | 578.9991 | 0 | 0 | 0 | 0 | 178.6609 | 292.0419 | 0 | 0 | 0 | 0 | 0 | 0 | 272.6207 | 207.8919 | 295.7832 | 295.7832 | 0 | 0 | 0 | 0 | 0 | 0 | 21.2587 | 117 | 0 | 0 | 0 | 0 | 86.5865 | 50.2303 | 248.6507 | 166.2159 | 0.41109 | 0.39872 | 0.39241 | 0.37595 | 35.5951 | 20.0278 | 97.5733 | 62.4886
2 | 27 | 23 | 489.7833 | 501.4853 | 516.1516 | 528.6975 | 0 | 0 | 0 | 0 | 173.2079 | 243.0461 | 0 | 0 | 0 | 0 | 0 | 0 | 261.5914 | 207.1579 | 307.4233 | 307.4233 | 0 | 0 | 0 | 0 | 0 | 65.4166 | 97.2645 | 45.2856 | 0 | 0 | 0 | 0 | 54.9841 | -14.1353 | 111.4638 | 175.9886 | 0.41371 | 0.39663 | 0.38604 | 0.36606 | 22.7475 | -5.6064 | 43.0291 | 64.4219
2 | 27 | 24 | 445.1933 | 454.659 | 466.6403 | 476.7783 | 0 | 0 | 0 | 0 | 158.8749 | 242.1168 | 0 | 0 | 0 | 0 | 0 | 0 | 221.2409 | 183.3508 | 309.5825 | 309.5825 | 0 | 0 | 0 | 0 | 0 | 4.1195 | 174.8951 | 21.3867 | 0 | 0 | 0 | 0 | 65.0775 | 25.0719 | -17.8373 | 145.8091 | 0.40639 | 0.39199 | 0.37547 | 0.36382 | 26.4468 | 9.8279 | -6.6973 | 53.0485
2 | 28 | 1 | 412.8949 | 419.792 | 428.7387 | 436.1153 | 0 | 0 | 0 | 0 | 107.2787 | 265.6116 | 0 | 0 | 0 | 0 | 0 | 0 | 225.2178 | 190.8792 | 310.0001 | 310.0001 | 0 | 0 | 0 | 0 | 0 | 13.0833 | 97.2645 | -17.7928 | 0 | 0 | 0 | 0 | 80.3984 | -49.7821 | 21.4741 | 143.908 | 0.40941 | 0.38749 | 0.36569 | 0.36737 | 32.9156 | -19.29 | 7.8527 | 52.8672
2 | 28 | 2 | 395.657 | 400.5271 | 407.1841 | 412.558 | 0 | 0 | 0 | 0 | 89.812 | 211.03 | 0 | 0 | 0 | 0 | 0 | 0 | 252.8881 | 209.9093 | 300.5543 | 300.5543 | 0 | 0 | 0 | 0 | 0 | 0 | 0 | -29.6474 | 0 | 0 | 0 | 0 | 52.9569 | -20.4121 | 106.6298 | 141.6511 | 0.40877 | 0.38552 | 0.36832 | 0.36522 | 21.6472 | -7.8694 | 39.2739 | 51.7332
2 | 28 | 3 | 391.6494 | 394.9102 | 399.7973 | 403.6314 | 0 | 0 | 0 | 0 | 82.5522 | 207.0447 | 0 | 0 | 0 | 0 | 0 | 0 | 302.788 | 231.8647 | 289.684 | 289.684 | 0 | 0 | 0 | 0 | 0 | 3.3847 | -40.8838 | -44.7161 | 0 | 0 | 0 | 0 | 6.3091 | -47.3838 | 150.997 | 158.6635 | 0.40833 | 0.3849 | 0.36884 | 0.36626 | 2.5762 | -18.238 | 55.6939 | 58.1127
2 | 28 | 4 | 384.9768 | 386.6914 | 389.8479 | 392.154 | 0 | 0 | 0 | 0 | 85.1515 | 229.4046 | 0 | 0 | 0 | 0 | 0 | 0 | 312.9779 | 241.254 | 297.5673 | 297.5673 | 0 | 0 | 0 | 0 | 0 | 57.3115 | 21.7178 | -80.1075 | 0 | 0 | 0 | 0 | -13.1526 | -141.2787 | 70.5628 | 174.6942 | 0.40772 | 0.37892 | 0.36678 | 0.36631 | -5.3625 | -53.5334 | 25.8813 | 63.9916
2 | 28 | 5 | 395.5773 | 395.9489 | 397.6628 | 398.6814 | 0 | 0 | 0 | 0 | 94.0308 | 279.6462 | 0 | 0 | 0 | 0 | 0 | 0 | 299.1999 | 244.1291 | 320.906 | 320.906 | 0 | 0 | 0 | 0 | 0 | 3.5015 | 0 | -70.8932 | 0 | 0 | 0 | 0 | 2.3467 | -131.3278 | 76.7568 | 148.6686 | 0.409 | 0.38297 | 0.36528 | 0.36514 | 0.9598 | -50.2952 | 28.0375 | 54.2856
2 | 28 | 6 | 432.9305 | 432.4351 | 433.3832 | 433.757 | 0 | 0 | 0 | 0 | 142.38 | 227.1624 | 0 | 0 | 0 | 0 | 0 | 0 | 289.1155 | 238.2186 | 337.0069 | 337.0069 | 0 | 0 | 0 | 0 | 0 | 50.2313 | 196.4629 | 0 | 0 | 0 | 0 | 0 | 1.435 | -83.1771 | -100.0866 | 96.7501 | 0.4104 | 0.38709 | 0.36491 | 0.36382 | 0.58892 | -32.1974 | -36.5229 | 35.1998
2 | 28 | 7 | 484.4938 | 484.2115 | 485.7943 | 486.9436 | 0 | 0 | 0 | 0 | 163.1179 | 249.681 | 0 | 0 | 0 | 0 | 0 | 0 | 268.9367 | 239.9349 | 360.7952 | 360.8122 | 0 | 0 | 0 | 0 | 0 | 32.6881 | 190.1007 | 120.3775 | 0 | 0 | 0 | 0 | 52.4392 | -38.0924 | -65.1016 | 5.7539 | 0.40901 | 0.39641 | 0.37719 | 0.36382 | 21.4481 | -15.1002 | -24.5554 | 2.0934
2 | 28 | 8 | 508.3637 | 508.4012 | 510.8392 | 513.2251 | 0 | 0 | 0 | 0 | 161.0487 | 222.764 | 0 | 0 | 0 | 0 | 0 | 0 | 291.9393 | 365.2091 | 654.97 | 662.7648 | 0 | 0 | 0 | 0 | 0 | -13.8334 | -19.2763 | 0 | 0 | 0 | 0 | 0 | 55.3757 | -65.7386 | -124.8544 | -149.5397 | 0.4026 | 0.40314 | 0.38075 | 0.37732 | 22.2945 | -26.5021 | -47.5384 | -56.4238
2 | 28 | 9 | 518.5761 | 519.5677 | 523.4968 | 527.6767 | 0 | 0 | 0 | 0 | 124.9426 | 168.7838 | 0 | 0 | 0 | 0 | 0 | 0 | 339.6128 | 510.5363 | 929.8855 | 952.5615 | 0 | 0 | 0 | 0 | 0 | -11.6667 | -53.7317 | 309.4849 | 0 | 0 | 0 | 0 | 54.0207 | -148.0856 | -352.657 | -734.3697 | 0.40979 | 0.40905 | 0.39309 | 0.38587 | 22.137 | -60.5741 | -138.6242 | -283.3678
2 | 28 | 10 | 523.9782 | 524.9847 | 528.9055 | 533.0197 | 0 | 0 | 0 | 0 | 99.9878 | 128.0121 | 0 | 0 | 0 | 0 | 0 | 0 | 391.5271 | 615.6395 | 1089.128 | 1123.879 | 0 | 0 | 0 | 0 | 0 | -27.5042 | -46.4954 | -423.0455 | 0 | 0 | 0 | 0 | 32.4633 | -191.1628 | -513.7272 | -167.8138 | 0.4056 | 0 | 0 | 0 | 13.1673 | 0 | 0 | 0
2 | 28 | 11 | 526.1932 | 527.1985 | 530.8429 | 534.3694 | 0 | 0 | 0 | 0 | 93.5163 | 137.1434 | 0 | 0 | 0 | 0 | 0 | 0 | 407.8685 | 628.1054 | 1035.6478 | 1074.2422 | 0 | 0 | 0 | 0 | 0 | -66.9167 | -340.8497 | -355.9846 | 0 | 0 | 0 | 0 | 24.8084 | -171.1336 | -163.9551 | -183.8881 | 0.40256 | 0 | 0 | 0 | 9.9869 | 0 | 0 | 0
2 | 28 | 12 | 519.9257 | 521.0619 | 524.6215 | 527.8292 | 0 | 0 | 0 | 0 | 94.7929 | 117.3317 | 0 | 0 | 0 | 0 | 0 | 0 | 419.3913 | 638.5418 | 1079.795 | 1121.4356 | 0 | 0 | 0 | 0 | 0 | -52.044 | -344.1831 | -384.9432 | 0 | 0 | 0 | 0 | 5.7415 | -182.7676 | -210.9904 | -208.6632 | 0.3965 | 0 | 0 | 0 | 2.2765 | 0 | 0 | 0
2 | 28 | 13 | 514.0689 | 516.186 | 520.7312 | 524.7254 | 0 | 0 | 0 | 0 | 94.8582 | 117.3317 | 0 | 0 | 0 | 0 | 0 | 0 | 435.5105 | 631.552 | 1032.2097 | 1074.3229 | 0 | 0 | 0 | 0 | 0 | -52.1329 | -344.501 | -359.1238 | 0 | 0 | 0 | 0 | -16.2997 | -180.5647 | -166.9776 | -190.4737 | 0.39531 | 0 | 0 | 0 | -6.4435 | 0 | 0 | 0
2 | 28 | 14 | 509.6098 | 512.356 | 517.6078 | 522.2659 | 0 | 0 | 0 | 0 | 103.5471 | 117.3317 | 0 | 0 | 0 | 0 | 0 | 0 | 414.1163 | 627.0754 | 1021.03 | 1061.2823 | 0 | 0 | 0 | 0 | 0 | -52.1859 | -345.4061 | -351 | 0 | 0 | 0 | 0 | -8.0536 | -179.8652 | -158.0161 | -188.0164 | 0.39361 | 0 | 0 | 0 | -3.17 | 0 | 0 | 0
2 | 28 | 15 | 507.7961 | 511.3112 | 517.3773 | 522.7255 | 0 | 0 | 0 | 0 | 111.5329 | 117.3317 | 0 | 0 | 0 | 0 | 0 | 0 | 442.5674 | 604.1094 | 952.3722 | 989.9446 | 0 | 0 | 0 | 0 | 0 | -52.3988 | -296.7429 | -278.2481 | 0 | 0 | 0 | 0 | -46.3042 | -157.7311 | -138.252 | -188.971 | 0.39648 | 0 | 0 | 0 | -18.3588 | 0 | 0 | 0
2 | 28 | 16 | 504.9971 | 510.6253 | 519.021 | 526.4457 | 0 | 0 | 0 | 0 | 134.9983 | 171.1953 | 0 | 0 | 0 | 0 | 0 | 0 | 412.5074 | 544.4971 | 908.2384 | 939.0438 | 0 | 0 | 0 | 0 | 0 | -3.1862 | -21.2366 | 48.2482 | 0 | 0 | 0 | 0 | -42.5085 | -201.8809 | -367.9808 | -460.8463 | 0.40398 | 0 | 0.39996 | 0 | -17.1727 | 0 | -147.1786 | 0
2 | 28 | 17 | 505.2554 | 512.7597 | 523.1887 | 532.3687 | 0 | 0 | 0 | 0 | 171.1038 | 171.8722 | 0 | 0 | 0 | 0 | 0 | 0 | 366.9817 | 437.9278 | 756.5765 | 774.2181 | 0 | 0 | 0 | 0 | 0 | -6.7227 | -17.55 | 34.4686 | 0 | 0 | 0 | 0 | -32.8301 | -90.3176 | -215.8378 | -276.318 | 0.4024 | 0.40819 | 0.40418 | 0.39462 | -13.2109 | -36.8666 | -87.2369 | -109.0401
2 | 28 | 18 | 527.7519 | 537.167 | 549.7649 | 560.8204 | 0 | 0 | 0 | 0 | 178.4556 | 234.412 | 0 | 0 | 0 | 0 | 0 | 0 | 274.5591 | 245.855 | 480.1515 | 481.3732 | 0 | 0 | 0 | 0 | 0 | 2.8574 | 13.21 | 164.1797 | 0 | 0 | 0 | 0 | 74.7371 | 54.0426 | 56.4035 | -84.7324 | 0.40342 | 0.39939 | 0.39298 | 0.37664 | 30.1501 | 21.5841 | 22.1655 | -31.9135
2 | 28 | 19 | 584.4143 | 597.1598 | 613.6029 | 627.9786 | 0 | 0 | 0 | 0 | 188.7614 | 262.9668 | 0 | 0 | 0 | 0 | 0 | 0 | 275.287 | 218.9137 | 414.2833 | 414.2833 | 0 | 0 | 0 | 0 | 0 | -1.4229 | 381.6408 | 323.101 | 0 | 0 | 0 | 0 | 120.3658 | 116.7022 | -182.3211 | -109.4057 | 0.41293 | 0.40451 | 0.39736 | 0.38359 | 49.7024 | 47.2071 | -72.4469 | -41.967
2 | 28 | 20 | 583.9194 | 596.7503 | 613.1879 | 627.4405 | 0 | 0 | 0 | 0 | 205.4019 | 276.1724 | 0 | 0 | 0 | 0 | 0 | 0 | 234.2353 | 202.9088 | 405.3743 | 405.3743 | 0 | 0 | 0 | 0 | 0 | 20.4312 | 43.7006 | 432.4143 | 0 | 0 | 0 | 0 | 144.2821 | 97.238 | 164.113 | -210.3481 | 0.4122 | 0.4033 | 0.397 | 0.38296 | 59.4733 | 39.2156 | 65.1521 | -80.5558
2 | 28 | 21 | 569.1463 | 581.9534 | 598.2005 | 612.1655 | 0 | 0 | 0 | 0 | 194.5387 | 278.6278 | 0 | 0 | 0 | 0 | 0 | 0 | 181.5753 | 168.0533 | 364.7268 | 364.7268 | 0 | 0 | 0 | 0 | 0 | 0 | 89.3218 | 117 | 0 | 0 | 0 | 0 | 193.0324 | 135.2722 | 144.1519 | 130.4387 | 0.40612 | 0.40218 | 0.39602 | 0.38156 | 78.3942 | 54.4032 | 57.0867 | 49.7706
2 | 28 | 22 | 535.1487 | 547.3557 | 562.7764 | 575.9895 | 0 | 0 | 0 | 0 | 178.6609 | 292.0419 | 0 | 0 | 0 | 0 | 0 | 0 | 192.5189 | 163.0718 | 345.6942 | 345.6942 | 0 | 0 | 0 | 0 | 0 | 0 | 21.2587 | 117 | 0 | 0 | 0 | 0 | 163.9689 | 92.2421 | 195.8235 | 113.2953 | 0.41109 | 0.39872 | 0.39241 | 0.37595 | 67.4066 | 36.7786 | 76.8434 | 42.5932
2 | 28 | 23 | 491.288 | 503.0392 | 517.7653 | 530.3629 | 0 | 0 | 0 | 0 | 173.2079 | 243.0461 | 0 | 0 | 0 | 0 | 0 | 0 | 197.62 | 157.8326 | 318.2583 | 318.2583 | 0 | 0 | 0 | 0 | 0 | 65.4166 | 97.2645 | 45.2856 | 0 | 0 | 0 | 0 | 120.4602 | 36.7439 | 102.2424 | 166.819 | 0.41371 | 0.39663 | 0.38604 | 0.36606 | 49.8357 | 14.5736 | 39.4693 | 61.0653
2 | 28 | 24 | 443.8155 | 453.2361 | 465.1627 | 475.2534 | 0 | 0 | 0 | 0 | 158.8749 | 242.1168 | 0 | 0 | 0 | 0 | 0 | 0 | 214.1937 | 152.0016 | 279.5128 | 279.5128 | 0 | 0 | 0 | 0 | 0 | 4.1195 | 174.8951 | 21.3867 | 0 | 0 | 0 | 0 | 70.747 | 54.9982 | 10.7548 | 174.3539 | 0.40639 | 0.39199 | 0.37547 | 0.36382 | 28.7508 | 21.5586 | 4.0381 | 63.4337
3 | 1 | 1 | 415.4279 | 422.5232 | 431.7004 | 439.2827 | 0 | 0 | 0 | 0 | 135.4403 | 320.9138 | 0 | 0 | 0 | 0 | 0 | 0 | 214.5836 | 146.2928 | 268.3366 | 268.3366 | 0 | 0 | 0 | 0 | 0 | 22.0124 | 172.622 | 17.9447 | 0 | 0 | 0 | 0 | 65.404 | -66.6958 | -9.2582 | 153.0014 | 0.41329 | 0.40425 | 0.37696 | 0.36409 | 27.0305 | -26.9617 | -3.4899 | 55.7058
3 | 1 | 2 | 401.5303 | 406.6766 | 413.6535 | 419.2991 | 0 | 0 | 0 | 0 | 128.7754 | 295.6114 | 0 | 0 | 0 | 0 | 0 | 0 | 227.5709 | 158.7191 | 267.3245 | 267.3245 | 0 | 0 | 0 | 0 | 0 | 1.3037 | 100.3496 | -12.2009 | 0 | 0 | 0 | 0 | 45.184 | -48.9576 | 45.9794 | 164.1755 | 0.41212 | 0.40593 | 0.37263 | 0.36396 | 18.6212 | -19.8734 | 17.1331 | 59.7529
3 | 1 | 3 | 389.4025 | 392.5655 | 397.3324 | 401.0569 | 0 | 0 | 0 | 0 | 133.021 | 264.9873 | 0 | 0 | 0 | 0 | 0 | 0 | 215.7299 | 156.9166 | 269.0728 | 269.0728 | 0 | 0 | 0 | 0 | 0 | 6.3154 | 78.9787 | -4.0191 | 0 | 0 | 0 | 0 | 40.6516 | -35.6538 | 49.2808 | 136.0031 | 0.41162 | 0.4062 | 0.3735 | 0.36453 | 16.7329 | -14.4826 | 18.4064 | 49.5769
3 | 1 | 4 | 390.2228 | 392.0414 | 395.3277 | 397.7397 | 0 | 0 | 0 | 0 | 132.3318 | 260.9462 | 0 | 0 | 0 | 0 | 0 | 0 | 199.8142 | 144.7358 | 273.5118 | 273.5118 | 0 | 0 | 0 | 0 | 0 | 3.0435 | 118.0004 | -5.1361 | 0 | 0 | 0 | 0 | 58.0768 | -16.6842 | 3.8155 | 129.3641 | 0.4116 | 0.40613 | 0.376 | 0.36469 | 23.9043 | -6.776 | 1.4346 | 47.1778
3 | 1 | 5 | 402.5241 | 403.0391 | 404.9343 | 406.1055 | 0 | 0 | 0 | 0 | 154.5477 | 285.1365 | 0 | 0 | 0 | 0 | 0 | 0 | 157.6105 | 123.8054 | 272.8532 | 272.8532 | 0 | 0 | 0 | 0 | 0 | 14.6516 | 194.1867 | -18.7282 | 0 | 0 | 0 | 0 | 90.3658 | -20.5544 | -62.1056 | 151.9805 | 0.41177 | 0.4071 | 0.37726 | 0.36626 | 37.21 | -8.3677 | -23.4297 | 55.6637
3 | 1 | 6 | 442.7662 | 442.9334 | 444.6535 | 445.7112 | 0 | 0 | 0 | 0 | 194.8814 | 290.9574 | 0 | 0 | 0 | 0 | 0 | 0 | 123.6376 | 107.7498 | 274.994 | 274.994 | 0 | 0 | 0 | 0 | 0 | 47.6126 | 204.2835 | 129.1331 | 0 | 0 | 0 | 0 | 124.2473 | -3.3863 | -34.6241 | 41.584 | 0.41056 | 0.40853 | 0.38849 | 0.36647 | 51.0116 | -1.3834 | -13.451 | 15.2393
3 | 1 | 7 | 491.281 | 491.3296 | 493.3121 | 494.8224 | 0 | 0 | 0 | 0 | 200.6375 | 291.8261 | 0 | 0 | 0 | 0 | 0 | 0 | 123.0406 | 128.7838 | 293.6706 | 293.6932 | 0 | 0 | 0 | 0 | 0 | 12.5244 | 34.4372 | 52.8537 | 0 | 0 | 0 | 0 | 167.603 | 58.1954 | 165.2043 | 148.2756 | 0.41103 | 0.41035 | 0.39423 | 0.37873 | 68.8892 | 23.8804 | 65.129 | 56.1566
3 | 1 | 8 | 519.1758 | 519.6062 | 522.5385 | 525.3799 | 0 | 0 | 0 | 0 | 183.4929 | 241.0502 | 0 | 0 | 0 | 0 | 0 | 0 | 181.5209 | 251.2062 | 592.6601 | 601.3631 | 0 | 0 | 0 | 0 | 0 | -7.5632 | 26.1536 | 66.6576 | 0 | 0 | 0 | 0 | 154.162 | 34.913 | -96.2753 | -142.6407 | 0.409 | 0.28561 | 0.40476 | 0.39541 | 63.0526 | 9.9716 | -38.9686 | -56.4015
3 | 1 | 9 | 529.5459 | 530.5592 | 534.5839 | 538.8775 | 0 | 0 | 0 | 0 | 160.8081 | 219.2102 | 0 | 0 | 0 | 0 | 0 | 0 | 243.8514 | 401.7726 | 885.9974 | 910.871 | 0 | 0 | 0 | 0 | 0 | -19.1173 | -87.8082 | -122.222 | 0 | 0 | 0 | 0 | 124.8865 | -71.3063 | -263.6053 | -249.7716 | 0.40919 | 0.27247 | 0.26264 | 0.26837 | 51.1025 | -19.4292 | -69.2344 | -67.0307
3 | 1 | 10 | 529.5301 | 530.2749 | 533.9544 | 537.8824 | 0 | 0 | 0 | 0 | 150.5797 | 191.4629 | 0 | 0 | 0 | 0 | 0 | 0 | 328.2538 | 532.0978 | 1139.0381 | 1177.1738 | 0 | 0 | 0 | 0 | 0 | -51.629 | -254.6209 | -264.7743 | 0 | 0 | 0 | 0 | 50.6967 | -141.6568 | -350.4628 | -374.5171 | 0.40293 | 0.26868 | 0.26582 | 0.087318 | 20.427 | -38.0598 | -93.1594 | -32.7019
3 | 1 | 11 | 528.6065 | 529.3776 | 532.7872 | 536.1208 | 0 | 0 | 0 | 0 | 143.0497 | 193.0281 | 0 | 0 | 0 | 0 | 0 | 0 | 369.0522 | 578.9634 | 1194.8835 | 1240.534 | 0 | 0 | 0 | 0 | 0 | -48.4701 | -257.1605 | -272.4951 | 0 | 0 | 0 | 0 | 16.5046 | -194.1438 | -404.9358 | -431.9181 | 0.39688 | 0.26972 | 0.26885 | 0 | 6.5503 | -52.3644 | -108.869 | 0
3 | 1 | 12 | 526.1628 | 527.1204 | 530.5106 | 533.5686 | 0 | 0 | 0 | 0 | 132.6438 | 187.7813 | 0 | 0 | 0 | 0 | 0 | 0 | 379.8284 | 602.0561 | 1236.063 | 1285.3032 | 0 | 0 | 0 | 0 | 0 | -58.5202 | -328.6953 | -332.0504 | 0 | 0 | 0 | 0 | 13.6906 | -204.1969 | -376.8572 | -419.6842 | 0.3979 | 0.26972 | 0.26972 | 0 | 5.4475 | -55.0759 | -101.6455 | 0
3 | 1 | 13 | 518.3729 | 520.0779 | 524.1814 | 527.7764 | 0 | 0 | 0 | 0 | 130.3447 | 189.5396 | 0 | 0 | 0 | 0 | 0 | 0 | 368.4393 | 570.6061 | 1170.3868 | 1217.6842 | 0 | 0 | 0 | 0 | 0 | -59.768 | -332.5605 | -355.9274 | 0 | 0 | 0 | 0 | 19.589 | -180.2998 | -313.6449 | -333.9804 | 0.39853 | 0.26972 | 0.26972 | 0 | 7.8067 | -48.6304 | -84.5959 | 0
3 | 1 | 14 | 514.3544 | 516.5651 | 521.2399 | 525.3776 | 0 | 0 | 0 | 0 | 143.4532 | 187.4094 | 0 | 0 | 0 | 0 | 0 | 0 | 367.6955 | 574.2077 | 1197.508 | 1244.0187 | 0 | 0 | 0 | 0 | 0 | -59.7798 | -324.87 | -231.0201 | 0 | 0 | 0 | 0 | 3.2058 | -185.2723 | -351.3981 | -487.6211 | 0.39819 | 0.26972 | 0.26972 | 0 | 1.2765 | -49.9716 | -94.7787 | 0
3 | 1 | 15 | 507.7574 | 510.5887 | 515.8958 | 520.5646 | 0 | 0 | 0 | 0 | 150.9493 | 194.9474 | 0 | 0 | 0 | 0 | 0 | 0 | 363.0572 | 563.9005 | 1142.5035 | 1184.5667 | 0 | 0 | 0 | 0 | 0 | -39.9497 | -183.8028 | -142.3619 | 0 | 0 | 0 | 0 | -6.2491 | -208.3095 | -442.8049 | -521.6403 | 0.40065 | 0.26972 | 0.26972 | 0 | -2.5037 | -56.1851 | -119.4328 | 0
3 | 1 | 16 | 500.9248 | 505.659 | 513.0472 | 519.5724 | 0 | 0 | 0 | 0 | 157.0773 | 204.1826 | 0 | 0 | 0 | 0 | 0 | 0 | 325.2039 | 494.0239 | 1021.266 | 1054.1338 | 0 | 0 | 0 | 0 | 0 | -10.4521 | -50.0801 | -18.3276 | 0 | 0 | 0 | 0 | 18.6435 | -182.0953 | -458.1387 | -516.2338 | 0.40929 | 0.26149 | 0.26306 | 0.18532 | 7.6307 | -47.6154 | -120.5182 | -95.6681
3 | 1 | 17 | 500.6523 | 507.8528 | 517.9279 | 526.7952 | 0 | 0 | 0 | 0 | 176.6352 | 214.2402 | 0 | 0 | 0 | 0 | 0 | 0 | 256.4971 | 381.7105 | 829.0345 | 848.5282 | 0 | 0 | 0 | 0 | 0 | -1.665 | 11.1998 | 12.8421 | 0 | 0 | 0 | 0 | 67.52 | -86.4329 | -322.3064 | -334.5751 | 0.40752 | 0.28291 | 0.38057 | 0.3842 | 27.5155 | -24.4529 | -122.6609 | -128.5434
3 | 1 | 18 | 522.2356 | 532.0176 | 545.0052 | 556.4171 | 0 | 0 | 0 | 0 | 203.8247 | 273.539 | 0 | 0 | 0 | 0 | 0 | 0 | 163.9222 | 188.0179 | 463.4704 | 464.9063 | 0 | 0 | 0 | 0 | 0 | -2.1736 | -0.080987 | 93.8667 | 0 | 0 | 0 | 0 | 154.4887 | 72.6343 | 81.6158 | -2.3559 | 0.40644 | 0.41154 | 0.3922 | 0.38465 | 62.7907 | 29.8919 | 32.01 | -0.90618
3 | 1 | 19 | 577.1998 | 589.9468 | 606.3641 | 620.7211 | 0 | 0 | 0 | 0 | 212.9991 | 297.8388 | 0 | 0 | 0 | 0 | 0 | 0 | 137.856 | 132.7399 | 319.9343 | 319.9343 | 0 | 0 | 0 | 0 | 0 | 17.8329 | -5.7589 | 204.5676 | 0 | 0 | 0 | 0 | 226.3447 | 141.5351 | 292.1887 | 96.2193 | 0.41784 | 0.42049 | 0.40026 | 0.38866 | 94.5767 | 59.5146 | 116.9522 | 37.3966
3 | 1 | 20 | 581.3616 | 594.609 | 611.4946 | 626.1445 | 0 | 0 | 0 | 0 | 217.5709 | 311.6572 | 0 | 0 | 0 | 0 | 0 | 0 | 132.3866 | 132.263 | 333.888 | 333.888 | 0 | 0 | 0 | 0 | 0 | 48.3718 | 29.6618 | 140.2614 | 0 | 0 | 0 | 0 | 231.404 | 102.317 | 247.9448 | 151.9951 | 0.41669 | 0.42192 | 0.40093 | 0.38937 | 96.4236 | 43.17 | 99.4077 | 59.1821
3 | 1 | 21 | 566.5124 | 579.6897 | 596.3274 | 610.6314 | 0 | 0 | 0 | 0 | 217.9036 | 318.2422 | 0 | 0 | 0 | 0 | 0 | 0 | 115.9888 | 131.159 | 314.152 | 314.152 | 0 | 0 | 0 | 0 | 0 | 28.5664 | 92.9019 | 233.6221 | 0 | 0 | 0 | 0 | 232.62 | 101.7221 | 189.2735 | 62.8573 | 0.40725 | 0.41222 | 0.39727 | 0.38658 | 94.7334 | 41.9322 | 75.1924 | 24.2991
3 | 1 | 22 | 534.2062 | 547.1268 | 563.3256 | 577.2239 | 0 | 0 | 0 | 0 | 209.9779 | 342.2469 | 0 | 0 | 0 | 0 | 0 | 0 | 104.7383 | 133.6151 | 284.0079 | 284.0079 | 0 | 0 | 0 | 0 | 0 | 16.6587 | 40.6871 | 100.7994 | 0 | 0 | 0 | 0 | 219.49 | 54.6061 | 238.6305 | 192.4166 | 0.4092 | 0.40681 | 0.39436 | 0.38072 | 89.8158 | 22.2142 | 94.1068 | 73.2573
3 | 1 | 23 | 489.4974 | 501.5603 | 516.6157 | 529.4976 | 0 | 0 | 0 | 0 | 184.6703 | 312.5633 | 0 | 0 | 0 | 0 | 0 | 0 | 115.2903 | 139.1775 | 266.9656 | 266.9656 | 0 | 0 | 0 | 0 | 0 | 15.4368 | 96.8435 | 100.3653 | 0 | 0 | 0 | 0 | 189.5368 | 34.3827 | 152.8066 | 162.1666 | 0.41443 | 0.40564 | 0.38939 | 0.37001 | 78.5492 | 13.9469 | 59.5012 | 60.0031
3 | 1 | 24 | 443.0303 | 452.5991 | 464.6766 | 474.8901 | 0 | 0 | 0 | 0 | 164.7706 | 289.5572 | 0 | 0 | 0 | 0 | 0 | 0 | 112.1618 | 131.1567 | 254.2823 | 254.2823 | 0 | 0 | 0 | 0 | 0 | 16.1983 | 39.7199 | 30.598 | 0 | 0 | 0 | 0 | 166.0978 | 15.6868 | 170.6743 | 190.0098 | 0.41271 | 0.40699 | 0.38318 | 0.36432 | 68.5499 | 6.3844 | 65.3992 | 69.2236
3 | 2 | 1 | 410.6419 | 417.5805 | 426.5678 | 433.9857 | 0 | 0 | 0 | 0 | 135.4403 | 320.9138 | 0 | 0 | 0 | 0 | 0 | 0 | 102.7635 | 116.041 | 237.5195 | 237.5195 | 0 | 0 | 0 | 0 | 0 | 22.0124 | 172.622 | 17.9447 | 0 | 0 | 0 | 0 | 172.4381 | -41.3867 | 16.4263 | 178.5216 | 0.41329 | 0.40425 | 0.37696 | 0.36409 | 71.2661 | -16.7305 | 6.192 | 64.9973
3 | 2 | 2 | 395.1851 | 400.1238 | 406.8488 | 412.2766 | 0 | 0 | 0 | 0 | 128.7754 | 295.6114 | 0 | 0 | 0 | 0 | 0 | 0 | 83.4842 | 96.9584 | 226.9827 | 226.9827 | 0 | 0 | 0 | 0 | 0 | 1.3037 | 100.3496 | -12.2009 | 0 | 0 | 0 | 0 | 182.9256 | 6.2503 | 79.5165 | 197.4948 | 0.41212 | 0.40593 | 0.37263 | 0.36396 | 75.3873 | 2.5372 | 29.63 | 71.8797
3 | 2 | 3 | 387.3902 | 390.4874 | 395.1743 | 398.8297 | 0 | 0 | 0 | 0 | 133.021 | 264.9873 | 0 | 0 | 0 | 0 | 0 | 0 | 73.6284 | 87.3535 | 221.897 | 221.897 | 0 | 0 | 0 | 0 | 0 | 6.3154 | 78.9787 | -4.0191 | 0 | 0 | 0 | 0 | 180.7408 | 31.8312 | 94.2987 | 180.9518 | 0.41162 | 0.4062 | 0.3735 | 0.36453 | 74.396 | 12.9298 | 35.2206 | 65.9619
3 | 2 | 4 | 386.18 | 387.8663 | 390.9921 | 393.2654 | 0 | 0 | 0 | 0 | 132.3318 | 260.9462 | 0 | 0 | 0 | 0 | 0 | 0 | 67.843 | 80.968 | 217.417 | 217.417 | 0 | 0 | 0 | 0 | 0 | 3.0435 | 118.0004 | -5.1361 | 0 | 0 | 0 | 0 | 186.0052 | 42.9085 | 55.5748 | 180.9846 | 0.4116 | 0.40613 | 0.376 | 0.36469 | 76.5594 | 17.4265 | 20.8961 | 66.0033
3 | 2 | 5 | 397.2848 | 397.6283 | 399.3156 | 400.3069 | 0 | 0 | 0 | 0 | 154.5477 | 285.1365 | 0 | 0 | 0 | 0 | 0 | 0 | 55.0774 | 70.2683 | 214.3115 | 214.3115 | 0 | 0 | 0 | 0 | 0 | 14.6516 | 194.1867 | -18.7282 | 0 | 0 | 0 | 0 | 187.6597 | 27.572 | -9.1826 | 204.7236 | 0.41177 | 0.4071 | 0.37726 | 0.36626 | 77.2727 | 11.2246 | -3.4642 | 74.9812
3 | 2 | 6 | 431.5988 | 431.4005 | 432.6773 | 433.3516 | 0 | 0 | 0 | 0 | 194.8814 | 290.9574 | 0 | 0 | 0 | 0 | 0 | 0 | 46.0471 | 64.1051 | 214.9261 | 214.9261 | 0 | 0 | 0 | 0 | 0 | 47.6126 | 204.2835 | 129.1331 | 0 | 0 | 0 | 0 | 190.6704 | 28.7255 | 13.4676 | 89.2923 | 0.41056 | 0.40853 | 0.38849 | 0.36647 | 78.2826 | 11.7351 | 5.232 | 32.723
3 | 2 | 7 | 479.7873 | 479.4597 | 480.9859 | 482.1016 | 0 | 0 | 0 | 0 | 200.6375 | 291.8261 | 0 | 0 | 0 | 0 | 0 | 0 | 56.4039 | 85.3059 | 237.8937 | 237.9199 | 0 | 0 | 0 | 0 | 0 | 12.5244 | 34.4372 | 52.8537 | 0 | 0 | 0 | 0 | 222.746 | 89.8033 | 208.6551 | 191.3281 | 0.41103 | 0.41035 | 0.39423 | 0.37873 | 91.5544 | 36.8506 | 82.2588 | 72.4619
3 | 2 | 8 | 506.2499 | 506.2572 | 508.6764 | 511.074 | 0 | 0 | 0 | 0 | 183.4929 | 241.0502 | 0 | 0 | 0 | 0 | 0 | 0 | 133.2648 | 261.1405 | 616.9992 | 626.0705 | 0 | 0 | 0 | 0 | 0 | -7.5632 | 26.1536 | 66.6576 | 0 | 0 | 0 | 0 | 189.4923 | 11.6296 | -134.4764 | -181.654 | 0.409 | 0.28561 | 0.40476 | 0.39541 | 77.5028 | 3.3216 | -54.4309 | -71.8277
3 | 2 | 9 | 516.3118 | 516.8919 | 520.3913 | 524.2305 | 0 | 0 | 0 | 0 | 160.8081 | 219.2102 | 0 | 0 | 0 | 0 | 0 | 0 | 213.3556 | 441.347 | 976.0579 | 1002.5128 | 0 | 0 | 0 | 0 | 0 | -19.1173 | -87.8082 | -122.222 | 0 | 0 | 0 | 0 | 142.1482 | -124.548 | -367.8584 | -356.0604 | 0.40919 | 0.27247 | 0.26264 | 0.26837 | 58.1659 | -33.9362 | -96.6158 | -95.5552
3 | 2 | 10 | 518.7616 | 519.1538 | 522.4059 | 525.9641 | 0 | 0 | 0 | 0 | 150.5797 | 191.4629 | 0 | 0 | 0 | 0 | 0 | 0 | 286.3522 | 571.745 | 1197.6495 | 1237.6236 | 0 | 0 | 0 | 0 | 0 | -51.629 | -254.6209 | -264.7743 | 0 | 0 | 0 | 0 | 81.8297 | -192.4251 | -420.6226 | -446.8851 | 0.40293 | 0.26868 | 0.26582 | 0.087318 | 32.9713 | -51.7 | -111.8091 | -39.0209
3 | 2 | 11 | 523.2223 | 523.8171 | 527.0129 | 530.1617 | 0 | 0 | 0 | 0 | 143.0497 | 193.0281 | 0 | 0 | 0 | 0 | 0 | 0 | 327.451 | 640.4357 | 1261.2896 | 1309.6425 | 0 | 0 | 0 | 0 | 0 | -48.4701 | -257.1605 | -272.4951 | 0 | 0 | 0 | 0 | 52.7215 | -261.1766 | -477.1161 | -506.9857 | 0.39688 | 0.26972 | 0.26885 | 0 | 20.924 | -70.4444 | -128.2751 | 0
3 | 2 | 12 | 518.6937 | 519.4068 | 522.5005 | 525.302 | 0 | 0 | 0 | 0 | 132.6438 | 187.7813 | 0 | 0 | 0 | 0 | 0 | 0 | 343.4475 | 677.8129 | 1343.028 | 1396.5522 | 0 | 0 | 0 | 0 | 0 | -58.5202 | -328.6953 | -332.0504 | 0 | 0 | 0 | 0 | 42.6025 | -287.6672 | -491.8322 | -539.1997 | 0.3979 | 0.26972 | 0.26972 | 0 | 16.9514 | -77.5895 | -132.6564 | 0
3 | 2 | 13 | 512.9886 | 514.5174 | 518.4071 | 521.8173 | 0 | 0 | 0 | 0 | 130.3447 | 189.5396 | 0 | 0 | 0 | 0 | 0 | 0 | 344.5359 | 686.1319 | 1353.6796 | 1407.2948 | 0 | 0 | 0 | 0 | 0 | -59.768 | -332.5605 | -355.9274 | 0 | 0 | 0 | 0 | 38.108 | -301.3861 | -502.712 | -529.5501 | 0.39853 | 0.26972 | 0.26972 | 0 | 15.1871 | -81.2897 | -135.5909 | 0
3 | 2 | 14 | 508.7526 | 510.7799 | 515.2324 | 519.1777 | 0 | 0 | 0 | 0 | 143.4532 | 187.4094 | 0 | 0 | 0 | 0 | 0 | 0 | 353.188 | 696.6343 | 1353.2449 | 1405.1518 | 0 | 0 | 0 | 0 | 0 | -59.7798 | -324.87 | -231.0201 | 0 | 0 | 0 | 0 | 12.1114 | -313.4841 | -513.1425 | -654.9541 | 0.39819 | 0.26972 | 0.26972 | 0 | 4.8226 | -84.5528 | -138.4042 | 0
3 | 2 | 15 | 501.8655 | 504.504 | 509.5772 | 514.0437 | 0 | 0 | 0 | 0 | 150.9493 | 194.9474 | 0 | 0 | 0 | 0 | 0 | 0 | 335.3646 | 657.4533 | 1306.6825 | 1353.8618 | 0 | 0 | 0 | 0 | 0 | -39.9497 | -183.8028 | -142.3619 | 0 | 0 | 0 | 0 | 15.5516 | -307.9471 | -613.3025 | -697.4563 | 0.40065 | 0.26972 | 0.26972 | 0 | 6.2307 | -83.0594 | -165.4192 | 0
3 | 2 | 16 | 493.2744 | 497.7582 | 504.8427 | 511.1052 | 0 | 0 | 0 | 0 | 157.0773 | 204.1826 | 0 | 0 | 0 | 0 | 0 | 0 | 313.4724 | 583.6948 | 1148.5397 | 1186.2081 | 0 | 0 | 0 | 0 | 0 | -10.4521 | -50.0801 | -18.3276 | 0 | 0 | 0 | 0 | 22.7247 | -279.6671 | -593.6168 | -656.7752 | 0.40929 | 0.26149 | 0.26306 | 0.18532 | 9.301 | -73.129 | -156.1571 | -121.7131
3 | 2 | 17 | 487.9439 | 494.7284 | 504.2991 | 512.7301 | 0 | 0 | 0 | 0 | 176.6352 | 214.2402 | 0 | 0 | 0 | 0 | 0 | 0 | 230.7885 | 399.2513 | 812.5524 | 833.0079 | 0 | 0 | 0 | 0 | 0 | -1.665 | 11.1998 | 12.8421 | 0 | 0 | 0 | 0 | 80.5202 | -117.098 | -319.4531 | -333.1199 | 0.40752 | 0.28291 | 0.38057 | 0.3842 | 32.8133 | -33.1284 | -121.575 | -127.9843
3 | 2 | 18 | 501.4055 | 510.5057 | 522.6665 | 533.3631 | 0 | 0 | 0 | 0 | 203.8247 | 273.539 | 0 | 0 | 0 | 0 | 0 | 0 | 140.1252 | 195.5834 | 431.3174 | 433.0898 | 0 | 0 | 0 | 0 | 0 | -2.1736 | -0.080987 | 93.8667 | 0 | 0 | 0 | 0 | 157.4556 | 43.5568 | 91.4301 | 6.4066 | 0.40644 | 0.41154 | 0.3922 | 0.38465 | 63.9966 | 17.9254 | 35.8592 | 2.4643
3 | 2 | 19 | 548.6468 | 560.4591 | 575.7431 | 589.1197 | 0 | 0 | 0 | 0 | 212.9991 | 297.8388 | 0 | 0 | 0 | 0 | 0 | 0 | 110.2805 | 130.317 | 268.133 | 268.133 | 0 | 0 | 0 | 0 | 0 | 17.8329 | -5.7589 | 204.5676 | 0 | 0 | 0 | 0 | 225.3672 | 114.4704 | 313.369 | 116.4191 | 0.41784 | 0.42049 | 0.40026 | 0.38866 | 94.1683 | 48.134 | 125.4299 | 45.2475
3 | 2 | 20 | 545.4664 | 557.5388 | 572.9997 | 586.417 | 0 | 0 | 0 | 0 | 217.5709 | 311.6572 | 0 | 0 | 0 | 0 | 0 | 0 | 105.8733 | 128.727 | 269.696 | 269.696 | 0 | 0 | 0 | 0 | 0 | 48.3718 | 29.6618 | 140.2614 | 0 | 0 | 0 | 0 | 222.0222 | 68.7828 | 273.6419 | 176.4596 | 0.41669 | 0.42192 | 0.40093 | 0.38937 | 92.5143 | 29.0211 | 109.7104 | 68.7078
3 | 2 | 21 | 530.3996 | 542.3948 | 557.5992 | 570.6631 | 0 | 0 | 0 | 0 | 217.9036 | 318.2422 | 0 | 0 | 0 | 0 | 0 | 0 | 99.1245 | 128.8686 | 271.968 | 271.968 | 0 | 0 | 0 | 0 | 0 | 28.5664 | 92.9019 | 233.6221 | 0 | 0 | 0 | 0 | 213.3715 | 66.7176 | 192.7293 | 65.073 | 0.40725 | 0.41222 | 0.39727 | 0.38658 | 86.8945 | 27.5025 | 76.5653 | 25.1557
3 | 2 | 22 | 507.176 | 519.2118 | 534.3378 | 547.3079 | 0 | 0 | 0 | 0 | 209.9779 | 342.2469 | 0 | 0 | 0 | 0 | 0 | 0 | 93.1401 | 123.9555 | 270.6134 | 270.6134 | 0 | 0 | 0 | 0 | 0 | 16.6587 | 40.6871 | 100.7994 | 0 | 0 | 0 | 0 | 204.0579 | 36.3507 | 223.0372 | 175.8951 | 0.4092 | 0.40681 | 0.39436 | 0.38072 | 83.5009 | 14.7877 | 87.9574 | 66.9673
3 | 2 | 23 | 472.0755 | 483.5682 | 497.932 | 510.2157 | 0 | 0 | 0 | 0 | 184.6703 | 312.5633 | 0 | 0 | 0 | 0 | 0 | 0 | 102.062 | 123.84 | 264.2239 | 264.2239 | 0 | 0 | 0 | 0 | 0 | 15.4368 | 96.8435 | 100.3653 | 0 | 0 | 0 | 0 | 185.3433 | 31.728 | 136.8647 | 145.6265 | 0.41443 | 0.40564 | 0.38939 | 0.37001 | 76.8113 | 12.8701 | 53.2936 | 53.8831
3 | 2 | 24 | 430.1225 | 439.2688 | 450.8339 | 460.6042 | 0 | 0 | 0 | 0 | 164.7706 | 289.5572 | 0 | 0 | 0 | 0 | 0 | 0 | 98.2952 | 107.4831 | 244.3072 | 244.3072 | 0 | 0 | 0 | 0 | 0 | 16.1983 | 39.7199 | 30.598 | 0 | 0 | 0 | 0 | 167.0567 | 26.0301 | 166.8068 | 185.6991 | 0.41271 | 0.40699 | 0.38318 | 0.36432 | 68.9457 | 10.594 | 63.9173 | 67.6532
3 | 3 | 1 | 398.695 | 405.2425 | 413.7556 | 420.7633 | 0 | 0 | 0 | 0 | 135.4403 | 320.9138 | 0 | 0 | 0 | 0 | 0 | 0 | 105.1836 | 101.067 | 229.0522 | 229.0522 | 0 | 0 | 0 | 0 | 0 | 22.0124 | 172.622 | 17.9447 | 0 | 0 | 0 | 0 | 158.0711 | -38.7507 | 12.0814 | 173.7665 | 0.41329 | 0.40425 | 0.37696 | 0.36409 | 65.3284 | -15.6649 | 4.5542 | 63.2661
3 | 3 | 2 | 379.5762 | 384.0039 | 390.1093 | 395.0011 | 0 | 0 | 0 | 0 | 128.7754 | 295.6114 | 0 | 0 | 0 | 0 | 0 | 0 | 110.6243 | 92.6464 | 212.4991 | 212.4991 | 0 | 0 | 0 | 0 | 0 | 1.3037 | 100.3496 | -12.2009 | 0 | 0 | 0 | 0 | 140.1765 | -5.5577 | 77.2607 | 194.7029 | 0.41212 | 0.40593 | 0.37263 | 0.36396 | 57.7696 | -2.256 | 28.7894 | 70.8636
3 | 3 | 3 | 370.4941 | 373.0381 | 377.0545 | 380.1297 | 0 | 0 | 0 | 0 | 133.021 | 264.9873 | 0 | 0 | 0 | 0 | 0 | 0 | 112.8779 | 99.6758 | 245.6365 | 245.6365 | 0 | 0 | 0 | 0 | 0 | 6.3154 | 78.9787 | -4.0191 | 0 | 0 | 0 | 0 | 124.5951 | 2.0597 | 52.4393 | 138.5123 | 0.41162 | 0.4062 | 0.3735 | 0.36453 | 51.2855 | 0.83663 | 19.5861 | 50.4916
3 | 3 | 4 | 366.4195 | 367.4589 | 369.8005 | 371.3952 | 0 | 0 | 0 | 0 | 132.3318 | 260.9462 | 0 | 0 | 0 | 0 | 0 | 0 | 110.5871 | 100.0604 | 283.6951 | 283.6951 | 0 | 0 | 0 | 0 | 0 | 3.0435 | 118.0004 | -5.1361 | 0 | 0 | 0 | 0 | 123.5006 | 3.4088 | -31.8949 | 92.8363 | 0.4116 | 0.40613 | 0.376 | 0.36469 | 50.8326 | 1.3844 | -11.9925 | 33.8565
3 | 3 | 5 | 368.8587 | 368.2717 | 368.8307 | 368.8459 | 0 | 0 | 0 | 0 | 154.5477 | 285.1365 | 0 | 0 | 0 | 0 | 0 | 0 | 105.4796 | 83.3979 | 250.9829 | 250.9829 | 0 | 0 | 0 | 0 | 0 | 14.6516 | 194.1867 | -18.7282 | 0 | 0 | 0 | 0 | 108.8314 | -14.9142 | -76.3389 | 136.5912 | 0.41177 | 0.4071 | 0.37726 | 0.36626 | 44.8135 | -6.0716 | -28.7993 | 50.0273
3 | 3 | 6 | 379.9859 | 378.098 | 377.3262 | 376.2283 | 0 | 0 | 0 | 0 | 194.8814 | 290.9574 | 0 | 0 | 0 | 0 | 0 | 0 | 109.5596 | 65.8422 | 211.5317 | 211.5317 | 0 | 0 | 0 | 0 | 0 | 47.6126 | 204.2835 | 129.1331 | 0 | 0 | 0 | 0 | 75.5449 | -26.3141 | -38.489 | 35.5634 | 0.41056 | 0.40853 | 0.38849 | 0.36647 | 31.0161 | -10.75 | -14.9524 | 13.033
3 | 3 | 7 | 391.8441 | 388.6377 | 386.6734 | 384.7693 | 0 | 0 | 0 | 0 | 200.6375 | 291.8261 | 0 | 0 | 0 | 0 | 0 | 0 | 125.27 | 81.7764 | 221.3517 | 221.3839 | 0 | 0 | 0 | 0 | 0 | 12.5244 | 34.4372 | 52.8537 | 0 | 0 | 0 | 0 | 65.9366 | 2.5108 | 130.8845 | 110.5317 | 0.41103 | 0.41035 | 0.39423 | 0.37873 | 27.1017 | 1.0303 | 51.599 | 41.8618
3 | 3 | 8 | 409.6048 | 406.4484 | 405.0317 | 404.1108 | 0 | 0 | 0 | 0 | 183.4929 | 241.0502 | 0 | 0 | 0 | 0 | 0 | 0 | 196.2598 | 254.7147 | 593.8926 | 603.5052 | 0 | 0 | 0 | 0 | 0 | -7.5632 | 26.1536 | 66.6576 | 0 | 0 | 0 | 0 | 29.8522 | -81.7533 | -215.0146 | -266.052 | 0.409 | 0.28561 | 0.40476 | 0.39541 | 12.2096 | -23.3497 | -87.0297 | -105.1995
3 | 3 | 9 | 432.3388 | 430.1701 | 430.3365 | 431.2923 | 0 | 0 | 0 | 0 | 160.8081 | 219.2102 | 0 | 0 | 0 | 0 | 0 | 0 | 277.3935 | 432.8052 | 927.6586 | 955.0613 | 0 | 0 | 0 | 0 | 0 | -19.1173 | -87.8082 | -122.222 | 0 | 0 | 0 | 0 | -5.8628 | -202.728 | -409.5139 | -401.5471 | 0.40919 | 0.27247 | 0.26264 | 0.26837 | -2.399 | -55.2383 | -107.5564 | -107.7624
3 | 3 | 10 | 446.3185 | 444.3394 | 444.7161 | 445.7868 | 0 | 0 | 0 | 0 | 150.5797 | 191.4629 | 0 | 0 | 0 | 0 | 0 | 0 | 344.1413 | 553.4163 | 1120.1035 | 1160.608 | 0 | 0 | 0 | 0 | 0 | -51.629 | -254.6209 | -264.7743 | 0 | 0 | 0 | 0 | -48.4024 | -248.9108 | -420.7664 | -450.0469 | 0.40293 | 0.26868 | 0.26582 | 0.087318 | -19.5026 | -66.8764 | -111.8474 | -39.297
3 | 3 | 11 | 455.384 | 453.7581 | 454.2614 | 455.0807 | 0 | 0 | 0 | 0 | 143.0497 | 193.0281 | 0 | 0 | 0 | 0 | 0 | 0 | 391.1277 | 628.6785 | 1213.7328 | 1263.0371 | 0 | 0 | 0 | 0 | 0 | -48.4701 | -257.1605 | -272.4951 | 0 | 0 | 0 | 0 | -78.7935 | -319.4784 | -502.3109 | -535.4612 | 0.39688 | 0.26972 | 0.26885 | 0 | -31.2714 | -86.1696 | -135.0488 | 0
3 | 3 | 12 | 454.8438 | 453.4667 | 454.0262 | 454.6353 | 0 | 0 | 0 | 0 | 132.6438 | 187.7813 | 0 | 0 | 0 | 0 | 0 | 0 | 418.3407 | 666.7925 | 1247.2167 | 1301.2864 | 0 | 0 | 0 | 0 | 0 | -58.5202 | -328.6953 | -332.0504 | 0 | 0 | 0 | 0 | -96.1407 | -342.5869 | -464.4953 | -514.6007 | 0.3979 | 0.26972 | 0.26972 | 0 | -38.254 | -92.4024 | -125.2831 | 0
3 | 3 | 13 | 448.5404 | 447.9595 | 449.2912 | 450.4884 | 0 | 0 | 0 | 0 | 130.3447 | 189.5396 | 0 | 0 | 0 | 0 | 0 | 0 | 427.026 | 671.0266 | 1244.794 | 1299.1562 | 0 | 0 | 0 | 0 | 0 | -59.768 | -332.5605 | -355.9274 | 0 | 0 | 0 | 0 | -108.8303 | -352.8387 | -462.9423 | -492.7404 | 0.39853 | 0.26972 | 0.26972 | 0 | -43.3718 | -95.1675 | -124.8642 | 0
3 | 3 | 14 | 442.3465 | 442.2 | 444.0167 | 445.6818 | 0 | 0 | 0 | 0 | 143.4532 | 187.4094 | 0 | 0 | 0 | 0 | 0 | 0 | 425.9937 | 655.8315 | 1208.3276 | 1260.1571 | 0 | 0 | 0 | 0 | 0 | -59.7798 | -324.87 | -231.0201 | 0 | 0 | 0 | 0 | -127.1004 | -341.2611 | -439.4408 | -583.4552 | 0.39819 | 0.26972 | 0.26972 | 0 | -50.6096 | -92.0448 | -118.5254 | 0
3 | 3 | 15 | 437.1454 | 437.6653 | 440.1697 | 442.4138 | 0 | 0 | 0 | 0 | 150.9493 | 194.9474 | 0 | 0 | 0 | 0 | 0 | 0 | 416.8551 | 620.063 | 1119.2811 | 1165.6866 | 0 | 0 | 0 | 0 | 0 | -39.9497 | -183.8028 | -142.3619 | 0 | 0 | 0 | 0 | -130.6591 | -337.3955 | -495.3086 | -580.911 | 0.40065 | 0.26972 | 0.26972 | 0 | -52.3483 | -91.0022 | -133.5941 | 0
3 | 3 | 16 | 433.7572 | 436.2928 | 441.015 | 445.2339 | 0 | 0 | 0 | 0 | 157.0773 | 204.1826 | 0 | 0 | 0 | 0 | 0 | 0 | 382.781 | 544.8424 | 980.6581 | 1017.8287 | 0 | 0 | 0 | 0 | 0 | -10.4521 | -50.0801 | -18.3276 | 0 | 0 | 0 | 0 | -106.1011 | -302.2801 | -489.563 | -554.2672 | 0.40929 | 0.26149 | 0.26306 | 0.18532 | -43.4263 | -79.042 | -128.7847 | -102.7164
3 | 3 | 17 | 436.6573 | 441.763 | 449.298 | 455.9679 | 0 | 0 | 0 | 0 | 176.6352 | 214.2402 | 0 | 0 | 0 | 0 | 0 | 0 | 291.1482 | 361.1892 | 653.7675 | 673.509 | 0 | 0 | 0 | 0 | 0 | -1.665 | 11.1998 | 12.8421 | 0 | 0 | 0 | 0 | -31.1261 | -132.0015 | -215.6692 | -230.3832 | 0.40752 | 0.28291 | 0.38057 | 0.3842 | -12.6844 | -37.3448 | -82.0777 | -88.513
3 | 3 | 18 | 457.5517 | 465.2163 | 475.6366 | 484.8274 | 0 | 0 | 0 | 0 | 203.8247 | 273.539 | 0 | 0 | 0 | 0 | 0 | 0 | 205.3976 | 167.0713 | 301.3504 | 303.2684 | 0 | 0 | 0 | 0 | 0 | -2.1736 | -0.080987 | 93.8667 | 0 | 0 | 0 | 0 | 48.3293 | 26.7797 | 174.3672 | 87.6923 | 0.40644 | 0.41154 | 0.3922 | 0.38465 | 19.6431 | 11.0209 | 68.3875 | 33.7308
3 | 3 | 19 | 505.0287 | 515.4132 | 528.966 | 540.8448 | 0 | 0 | 0 | 0 | 212.9991 | 297.8388 | 0 | 0 | 0 | 0 | 0 | 0 | 169.8374 | 101.1564 | 155.0461 | 155.0461 | 0 | 0 | 0 | 0 | 0 | 17.8329 | -5.7589 | 204.5676 | 0 | 0 | 0 | 0 | 122.1922 | 98.5851 | 379.6787 | 181.2311 | 0.41784 | 0.42049 | 0.40026 | 0.38866 | 51.0573 | 41.4544 | 151.9712 | 70.4373
3 | 3 | 20 | 503.3167 | 514.0094 | 527.7973 | 539.7673 | 0 | 0 | 0 | 0 | 217.5709 | 311.6572 | 0 | 0 | 0 | 0 | 0 | 0 | 148.7253 | 86.7701 | 157.0729 | 157.0729 | 0 | 0 | 0 | 0 | 0 | 48.3718 | 29.6618 | 140.2614 | 0 | 0 | 0 | 0 | 137.0205 | 67.2103 | 341.0626 | 242.4331 | 0.41669 | 0.42192 | 0.40093 | 0.38937 | 57.095 | 28.3577 | 136.7411 | 94.3958
3 | 3 | 21 | 489.6096 | 500.2696 | 513.8549 | 525.5183 | 0 | 0 | 0 | 0 | 217.9036 | 318.2422 | 0 | 0 | 0 | 0 | 0 | 0 | 123.7489 | 70.4905 | 159.0101 | 159.0101 | 0 | 0 | 0 | 0 | 0 | 28.5664 | 92.9019 | 233.6221 | 0 | 0 | 0 | 0 | 147.9571 | 82.9704 | 261.9429 | 132.8861 | 0.40725 | 0.41222 | 0.39727 | 0.38658 | 60.2549 | 34.2023 | 104.0617 | 51.3706
3 | 3 | 22 | 469.9574 | 480.7749 | 494.4236 | 506.1157 | 0 | 0 | 0 | 0 | 209.9779 | 342.2469 | 0 | 0 | 0 | 0 | 0 | 0 | 112.9639 | 68.954 | 170.8376 | 170.8376 | 0 | 0 | 0 | 0 | 0 | 16.6587 | 40.6871 | 100.7994 | 0 | 0 | 0 | 0 | 147.0155 | 52.9153 | 282.8989 | 234.4787 | 0.4092 | 0.40681 | 0.39436 | 0.38072 | 60.1591 | 21.5263 | 111.5645 | 89.2714
3 | 3 | 23 | 439.7336 | 450.1675 | 463.2477 | 474.4209 | 0 | 0 | 0 | 0 | 184.6703 | 312.5633 | 0 | 0 | 0 | 0 | 0 | 0 | 112.596 | 72.4435 | 179.0139 | 179.0139 | 0 | 0 | 0 | 0 | 0 | 15.4368 | 96.8435 | 100.3653 | 0 | 0 | 0 | 0 | 142.4673 | 49.7239 | 187.3903 | 195.0417 | 0.41443 | 0.40564 | 0.38939 | 0.37001 | 59.0423 | 20.1699 | 72.9678 | 72.1672
3 | 3 | 24 | 405.721 | 414.0685 | 424.6652 | 433.5976 | 0 | 0 | 0 | 0 | 164.7706 | 289.5572 | 0 | 0 | 0 | 0 | 0 | 0 | 108.9739 | 71.9839 | 183.3458 | 183.3458 | 0 | 0 | 0 | 0 | 0 | 16.1983 | 39.7199 | 30.598 | 0 | 0 | 0 | 0 | 131.9765 | 36.3291 | 201.5995 | 219.6538 | 0.41271 | 0.40699 | 0.38318 | 0.36432 | 54.4678 | 14.7855 | 77.2492 | 80.0234
3 | 4 | 1 | 378.5356 | 384.4233 | 392.1362 | 398.4517 | 0 | 0 | 0 | 0 | 135.4403 | 320.9138 | 0 | 0 | 0 | 0 | 0 | 0 | 107.5852 | 72.9019 | 186.1979 | 186.1979 | 0 | 0 | 0 | 0 | 0 | 22.0124 | 172.622 | 17.9447 | 0 | 0 | 0 | 0 | 135.5101 | -31.4048 | 33.3163 | 194.3091 | 0.41329 | 0.40425 | 0.37696 | 0.36409 | 56.0043 | -12.6954 | 12.5588 | 70.7454
3 | 4 | 2 | 361.7555 | 365.5998 | 370.998 | 375.2779 | 0 | 0 | 0 | 0 | 128.7754 | 295.6114 | 0 | 0 | 0 | 0 | 0 | 0 | 100.5422 | 72.7825 | 194.8761 | 194.8761 | 0 | 0 | 0 | 0 | 0 | 1.3037 | 100.3496 | -12.2009 | 0 | 0 | 0 | 0 | 132.4379 | -4.0978 | 75.7723 | 192.6027 | 0.41212 | 0.40593 | 0.37263 | 0.36396 | 54.5804 | -1.6634 | 28.2348 | 70.0992
3 | 4 | 3 | 355.8278 | 357.8918 | 361.326 | 363.8976 | 0 | 0 | 0 | 0 | 133.021 | 264.9873 | 0 | 0 | 0 | 0 | 0 | 0 | 96.0794 | 61.7674 | 178.3065 | 178.3065 | 0 | 0 | 0 | 0 | 0 | 6.3154 | 78.9787 | -4.0191 | 0 | 0 | 0 | 0 | 126.7274 | 24.8216 | 104.0408 | 189.6101 | 0.41162 | 0.4062 | 0.3735 | 0.36453 | 52.1632 | 10.0826 | 38.8593 | 69.1181
3 | 4 | 4 | 350.2123 | 350.7212 | 352.4194 | 353.4576 | 0 | 0 | 0 | 0 | 132.3318 | 260.9462 | 0 | 0 | 0 | 0 | 0 | 0 | 95.6135 | 46.2059 | 147.5374 | 147.5374 | 0 | 0 | 0 | 0 | 0 | 3.0435 | 118.0004 | -5.1361 | 0 | 0 | 0 | 0 | 122.267 | 40.5256 | 86.8817 | 211.0564 | 0.4116 | 0.40613 | 0.376 | 0.36469 | 50.3249 | 16.4587 | 32.6674 | 76.9702
3 | 4 | 5 | 348.6812 | 347.4338 | 347.1919 | 346.5143 | 0 | 0 | 0 | 0 | 154.5477 | 285.1365 | 0 | 0 | 0 | 0 | 0 | 0 | 98.6698 | 38.6048 | 131.4166 | 131.4166 | 0 | 0 | 0 | 0 | 0 | 14.6516 | 194.1867 | -18.7282 | 0 | 0 | 0 | 0 | 95.4637 | 9.0409 | 21.5886 | 233.8259 | 0.41177 | 0.4071 | 0.37726 | 0.36626 | 39.3091 | 3.6806 | 8.1444 | 85.64
3 | 4 | 6 | 356.2733 | 353.6092 | 351.8962 | 349.984 | 0 | 0 | 0 | 0 | 194.8814 | 290.9574 | 0 | 0 | 0 | 0 | 0 | 0 | 100.0711 | 34.6155 | 127.4938 | 127.4938 | 0 | 0 | 0 | 0 | 0 | 47.6126 | 204.2835 | 129.1331 | 0 | 0 | 0 | 0 | 61.3208 | -19.5762 | 20.119 | 93.3571 | 0.41056 | 0.40853 | 0.38849 | 0.36647 | 25.1762 | -7.9974 | 7.8159 | 34.2127
3 | 4 | 7 | 360.1004 | 355.8549 | 352.6306 | 349.6366 | 0 | 0 | 0 | 0 | 200.6375 | 291.8261 | 0 | 0 | 0 | 0 | 0 | 0 | 108.4126 | 49.9019 | 145.1286 | 145.1632 | 0 | 0 | 0 | 0 | 0 | 12.5244 | 34.4372 | 52.8537 | 0 | 0 | 0 | 0 | 51.0504 | 1.6025 | 173.0648 | 151.6197 | 0.41103 | 0.41035 | 0.39423 | 0.37873 | 20.983 | 0.65758 | 68.2279 | 57.4231
3 | 4 | 8 | 379.7103 | 375.5753 | 372.972 | 371.0246 | 0 | 0 | 0 | 0 | 183.4929 | 241.0502 | 0 | 0 | 0 | 0 | 0 | 0 | 167.8567 | 187.466 | 413.2233 | 421.8123 | 0 | 0 | 0 | 0 | 0 | -7.5632 | 26.1536 | 66.6576 | 0 | 0 | 0 | 0 | 28.3607 | -45.3777 | -66.4049 | -117.4453 | 0.409 | 0.28561 | 0.40476 | 0.39541 | 11.5996 | -12.9604 | -26.8782 | -46.439
3 | 4 | 9 | 396.9694 | 393.6428 | 392.4054 | 392.1466 | 0 | 0 | 0 | 0 | 160.8081 | 219.2102 | 0 | 0 | 0 | 0 | 0 | 0 | 230.1498 | 349.7601 | 755.6594 | 780.1577 | 0 | 0 | 0 | 0 | 0 | -19.1173 | -87.8082 | -122.222 | 0 | 0 | 0 | 0 | 6.0115 | -156.2101 | -275.4458 | -265.7891 | 0.40919 | 0.27247 | 0.26264 | 0.26837 | 2.4599 | -42.5634 | -72.3442 | -71.3293
3 | 4 | 10 | 409.4987 | 406.3143 | 405.2297 | 405.0361 | 0 | 0 | 0 | 0 | 150.5797 | 191.4629 | 0 | 0 | 0 | 0 | 0 | 0 | 267.8631 | 442.1033 | 935.9802 | 971.0662 | 0 | 0 | 0 | 0 | 0 | -51.629 | -254.6209 | -264.7743 | 0 | 0 | 0 | 0 | -8.944 | -175.6228 | -276.1296 | -301.2558 | 0.40293 | 0.26868 | 0.26582 | 0.087318 | -3.6038 | -47.1856 | -73.4003 | -26.3049
3 | 4 | 11 | 421.0297 | 418.2793 | 417.419 | 417.0587 | 0 | 0 | 0 | 0 | 143.0497 | 193.0281 | 0 | 0 | 0 | 0 | 0 | 0 | 300.3421 | 498.3129 | 970.5272 | 1013.2747 | 0 | 0 | 0 | 0 | 0 | -48.4701 | -257.1605 | -272.4951 | 0 | 0 | 0 | 0 | -22.3621 | -224.5916 | -295.9477 | -323.7209 | 0.39688 | 0.26972 | 0.26885 | 0 | -8.875 | -60.5767 | -79.567 | 0
3 | 4 | 12 | 425.7288 | 423.3987 | 422.8025 | 422.4119 | 0 | 0 | 0 | 0 | 132.6438 | 187.7813 | 0 | 0 | 0 | 0 | 0 | 0 | 322.0576 | 541.9403 | 994.4746 | 1041.534 | 0 | 0 | 0 | 0 | 0 | -58.5202 | -328.6953 | -332.0504 | 0 | 0 | 0 | 0 | -28.9725 | -247.8028 | -242.9768 | -287.0718 | 0.3979 | 0.26972 | 0.26972 | 0 | -11.5281 | -66.8373 | -65.5354 | 0
3 | 4 | 13 | 426.9127 | 425.6238 | 426.097 | 426.5516 | 0 | 0 | 0 | 0 | 130.3447 | 189.5396 | 0 | 0 | 0 | 0 | 0 | 0 | 322.1141 | 544.3233 | 981.4696 | 1028.5403 | 0 | 0 | 0 | 0 | 0 | -59.768 | -332.5605 | -355.9274 | 0 | 0 | 0 | 0 | -25.546 | -248.4711 | -222.812 | -246.0614 | 0.39853 | 0.26972 | 0.26972 | 0 | -10.1808 | -67.0175 | -60.0966 | 0
3 | 4 | 14 | 425.8492 | 425.1627 | 426.3246 | 427.4232 | 0 | 0 | 0 | 0 | 143.4532 | 187.4094 | 0 | 0 | 0 | 0 | 0 | 0 | 303.3692 | 500.5862 | 869.7685 | 913.2659 | 0 | 0 | 0 | 0 | 0 | -59.7798 | -324.87 | -231.0201 | 0 | 0 | 0 | 0 | -20.9732 | -203.0532 | -118.5739 | -254.8226 | 0.39819 | 0.26972 | 0.26972 | 0 | -8.3512 | -54.7674 | -31.9816 | 0
3 | 4 | 15 | 424.8902 | 425.009 | 427.027 | 428.8503 | 0 | 0 | 0 | 0 | 150.9493 | 194.9474 | 0 | 0 | 0 | 0 | 0 | 0 | 263.1319 | 425.7602 | 757.8442 | 792.7868 | 0 | 0 | 0 | 0 | 0 | -39.9497 | -183.8028 | -142.3619 | 0 | 0 | 0 | 0 | 10.809 | -155.7489 | -147.0144 | -221.5746 | 0.40065 | 0.26972 | 0.26972 | 0 | 4.3306 | -42.0085 | -39.6526 | 0
3 | 4 | 16 | 425.2185 | 427.4746 | 431.8579 | 435.7835 | 0 | 0 | 0 | 0 | 157.0773 | 204.1826 | 0 | 0 | 0 | 0 | 0 | 0 | 210.3026 | 340.325 | 610.3713 | 635.2273 | 0 | 0 | 0 | 0 | 0 | -10.4521 | -50.0801 | -18.3276 | 0 | 0 | 0 | 0 | 57.8386 | -106.5809 | -128.4332 | -181.1161 | 0.40929 | 0.26149 | 0.26306 | 0.18532 | 23.6729 | -27.8694 | -33.7857 | -33.5643
3 | 4 | 17 | 434.5906 | 439.6286 | 447.0817 | 453.6806 | 0 | 0 | 0 | 0 | 176.6352 | 214.2402 | 0 | 0 | 0 | 0 | 0 | 0 | 138.8643 | 194.2983 | 381.1133 | 392.6245 | 0 | 0 | 0 | 0 | 0 | -1.665 | 11.1998 | 12.8421 | 0 | 0 | 0 | 0 | 119.0911 | 32.7551 | 54.7686 | 48.214 | 0.40752 | 0.28291 | 0.38057 | 0.3842 | 48.5316 | 9.2668 | 20.8434 | 18.5238
3 | 4 | 18 | 465.5646 | 473.4916 | 484.2299 | 493.6958 | 0 | 0 | 0 | 0 | 203.8247 | 273.539 | 0 | 0 | 0 | 0 | 0 | 0 | 79.2451 | 69.1652 | 198.3456 | 199.1636 | 0 | 0 | 0 | 0 | 0 | -2.1736 | -0.080987 | 93.8667 | 0 | 0 | 0 | 0 | 182.4948 | 132.961 | 285.9653 | 200.6655 | 0.40644 | 0.41154 | 0.3922 | 0.38465 | 74.1736 | 54.7187 | 112.1567 | 77.1859
3 | 4 | 19 | 514.492 | 525.1863 | 539.1146 | 551.3184 | 0 | 0 | 0 | 0 | 212.9991 | 297.8388 | 0 | 0 | 0 | 0 | 0 | 0 | 66.2704 | 39.416 | 148.9864 | 148.9864 | 0 | 0 | 0 | 0 | 0 | 17.8329 | -5.7589 | 204.5676 | 0 | 0 | 0 | 0 | 235.2224 | 170.0986 | 395.8871 | 197.7644 | 0.41784 | 0.42049 | 0.40026 | 0.38866 | 98.2862 | 71.5253 | 158.4588 | 76.8632
3 | 4 | 20 | 512.5805 | 523.5765 | 537.7321 | 550.0202 | 0 | 0 | 0 | 0 | 217.5709 | 311.6572 | 0 | 0 | 0 | 0 | 0 | 0 | 57.9857 | 36.0753 | 157.4661 | 157.4661 | 0 | 0 | 0 | 0 | 0 | 48.3718 | 29.6618 | 140.2614 | 0 | 0 | 0 | 0 | 237.0239 | 127.4722 | 350.6042 | 252.2928 | 0.41669 | 0.42192 | 0.40093 | 0.38937 | 98.7653 | 53.7836 | 140.5666 | 98.2348
3 | 4 | 21 | 498.7647 | 509.7243 | 523.6731 | 535.6508 | 0 | 0 | 0 | 0 | 217.9036 | 318.2422 | 0 | 0 | 0 | 0 | 0 | 0 | 57.7851 | 44.2299 | 175.8851 | 175.8851 | 0 | 0 | 0 | 0 | 0 | 28.5664 | 92.9019 | 233.6221 | 0 | 0 | 0 | 0 | 223.076 | 118.6858 | 254.8861 | 126.1436 | 0.40725 | 0.41222 | 0.39727 | 0.38658 | 90.8467 | 48.925 | 101.2583 | 48.7641
3 | 4 | 22 | 472.6404 | 483.5458 | 497.301 | 509.0852 | 0 | 0 | 0 | 0 | 209.9779 | 342.2469 | 0 | 0 | 0 | 0 | 0 | 0 | 55.9902 | 52.6422 | 192.7844 | 192.7844 | 0 | 0 | 0 | 0 | 0 | 16.6587 | 40.6871 | 100.7994 | 0 | 0 | 0 | 0 | 206.6723 | 71.998 | 263.8294 | 215.5014 | 0.4092 | 0.40681 | 0.39436 | 0.38072 | 84.5708 | 29.2893 | 104.0442 | 82.0463
3 | 4 | 23 | 431.2312 | 441.3868 | 454.1294 | 465.0107 | 0 | 0 | 0 | 0 | 184.6703 | 312.5633 | 0 | 0 | 0 | 0 | 0 | 0 | 58.1097 | 59.2621 | 206.0242 | 206.0242 | 0 | 0 | 0 | 0 | 0 | 15.4368 | 96.8435 | 100.3653 | 0 | 0 | 0 | 0 | 188.4511 | 54.1245 | 151.2618 | 158.6212 | 0.41443 | 0.40564 | 0.38939 | 0.37001 | 78.0992 | 21.9549 | 58.8997 | 58.6913
3 | 4 | 24 | 391.0003 | 398.866 | 408.8784 | 417.3053 | 0 | 0 | 0 | 0 | 164.7706 | 289.5572 | 0 | 0 | 0 | 0 | 0 | 0 | 49.127 | 63.9039 | 215.3079 | 215.3079 | 0 | 0 | 0 | 0 | 0 | 16.1983 | 39.7199 | 30.598 | 0 | 0 | 0 | 0 | 177.1027 | 29.2065 | 153.8506 | 171.3995 | 0.41271 | 0.40699 | 0.38318 | 0.36432 | 73.0917 | 11.8867 | 58.9527 | 62.4436
3 | 5 | 1 | 368.9092 | 374.4817 | 381.8126 | 387.7975 | 0 | 0 | 0 | 0 | 135.4403 | 320.9138 | 0 | 0 | 0 | 0 | 0 | 0 | 47.7844 | 63.6482 | 214.7963 | 214.7963 | 0 | 0 | 0 | 0 | 0 | 22.0124 | 172.622 | 17.9447 | 0 | 0 | 0 | 0 | 185.6845 | -32.0927 | -5.6058 | 155.0565 | 0.41329 | 0.40425 | 0.37696 | 0.36409 | 76.7406 | -12.9734 | -2.1131 | 56.454
3 | 5 | 2 | 353.67 | 357.2496 | 362.3269 | 366.3291 | 0 | 0 | 0 | 0 | 128.7754 | 295.6114 | 0 | 0 | 0 | 0 | 0 | 0 | 58.6864 | 63.377 | 214.2539 | 214.2539 | 0 | 0 | 0 | 0 | 0 | 1.3037 | 100.3496 | -12.2009 | 0 | 0 | 0 | 0 | 166.2082 | -3.0424 | 47.7234 | 164.2761 | 0.41212 | 0.40593 | 0.37263 | 0.36396 | 68.4978 | -1.235 | 17.783 | 59.7895
3 | 5 | 3 | 348.0142 | 349.8225 | 352.9466 | 355.2499 | 0 | 0 | 0 | 0 | 133.021 | 264.9873 | 0 | 0 | 0 | 0 | 0 | 0 | 66.9765 | 63.5163 | 214.5326 | 214.5326 | 0 | 0 | 0 | 0 | 0 | 6.3154 | 78.9787 | -4.0191 | 0 | 0 | 0 | 0 | 148.0168 | 15.0034 | 59.4352 | 144.7363 | 0.41162 | 0.4062 | 0.3735 | 0.36453 | 60.9263 | 6.0944 | 22.1991 | 52.7604
3 | 5 | 4 | 347.5474 | 347.969 | 349.5615 | 350.5082 | 0 | 0 | 0 | 0 | 132.3318 | 260.9462 | 0 | 0 | 0 | 0 | 0 | 0 | 66.5687 | 64.2668 | 216.0337 | 216.0337 | 0 | 0 | 0 | 0 | 0 | 3.0435 | 118.0004 | -5.1361 | 0 | 0 | 0 | 0 | 148.6469 | 19.7125 | 15.5275 | 139.6107 | 0.4116 | 0.40613 | 0.376 | 0.36469 | 61.1828 | 8.0059 | 5.8383 | 50.9147
3 | 5 | 5 | 359.5042 | 358.611 | 358.7987 | 358.4927 | 0 | 0 | 0 | 0 | 154.5477 | 285.1365 | 0 | 0 | 0 | 0 | 0 | 0 | 62.4407 | 64.9526 | 217.4051 | 217.4051 | 0 | 0 | 0 | 0 | 0 | 14.6516 | 194.1867 | -18.7282 | 0 | 0 | 0 | 0 | 142.5158 | -6.1296 | -52.7931 | 159.8158 | 0.41177 | 0.4071 | 0.37726 | 0.36626 | 58.6838 | -2.4954 | -19.9165 | 58.5334
3 | 5 | 6 | 390.0837 | 388.5264 | 388.1554 | 387.4041 | 0 | 0 | 0 | 0 | 194.8814 | 290.9574 | 0 | 0 | 0 | 0 | 0 | 0 | 54.0528 | 65.2378 | 217.9756 | 217.9756 | 0 | 0 | 0 | 0 | 0 | 47.6126 | 204.2835 | 129.1331 | 0 | 0 | 0 | 0 | 141.1495 | -15.2814 | -34.1038 | 40.2954 | 0.41056 | 0.40853 | 0.38849 | 0.36647 | 57.951 | -6.2429 | -13.2488 | 14.7671
3 | 5 | 7 | 434.0119 | 432.1858 | 431.8952 | 431.4391 | 0 | 0 | 0 | 0 | 200.6375 | 291.8261 | 0 | 0 | 0 | 0 | 0 | 0 | 56.0265 | 83.1461 | 234.1637 | 234.1976 | 0 | 0 | 0 | 0 | 0 | 12.5244 | 34.4372 | 52.8537 | 0 | 0 | 0 | 0 | 177.3479 | 44.6892 | 163.2942 | 144.3878 | 0.41103 | 0.41035 | 0.39423 | 0.37873 | 72.8946 | 18.3381 | 64.376 | 54.6841
3 | 5 | 8 | 465.7319 | 464.4127 | 465.2238 | 466.2301 | 0 | 0 | 0 | 0 | 183.4929 | 241.0502 | 0 | 0 | 0 | 0 | 0 | 0 | 119.492 | 219.5435 | 573.8661 | 583.0083 | 0 | 0 | 0 | 0 | 0 | -7.5632 | 26.1536 | 66.6576 | 0 | 0 | 0 | 0 | 162.7469 | 11.3822 | -134.7959 | -183.4358 | 0.409 | 0.28561 | 0.40476 | 0.39541 | 66.5639 | 3.2509 | -54.5603 | -72.5322
3 | 5 | 9 | 484.6588 | 484.2027 | 486.4458 | 489.1981 | 0 | 0 | 0 | 0 | 160.8081 | 219.2102 | 0 | 0 | 0 | 0 | 0 | 0 | 193.1734 | 378.8019 | 894.8535 | 919.9825 | 0 | 0 | 0 | 0 | 0 | -19.1173 | -87.8082 | -122.222 | 0 | 0 | 0 | 0 | 130.6774 | -94.6921 | -320.5995 | -308.5625 | 0.40919 | 0.27247 | 0.26264 | 0.26837 | 53.4721 | -25.8012 | -84.2035 | -82.8083
3 | 5 | 10 | 501.1222 | 500.937 | 503.489 | 506.4415 | 0 | 0 | 0 | 0 | 150.5797 | 191.4629 | 0 | 0 | 0 | 0 | 0 | 0 | 243.2182 | 483.0649 | 1063.9222 | 1101.2558 | 0 | 0 | 0 | 0 | 0 | -51.629 | -254.6209 | -264.7743 | 0 | 0 | 0 | 0 | 107.3243 | -121.9618 | -305.8124 | -330.04 | 0.40293 | 0.26868 | 0.26582 | 0.087318 | 43.2438 | -32.7682 | -81.2905 | -28.8183
3 | 5 | 11 | 515.5356 | 515.8788 | 518.7696 | 521.6544 | 0 | 0 | 0 | 0 | 143.0497 | 193.0281 | 0 | 0 | 0 | 0 | 0 | 0 | 272.1821 | 533.9371 | 1108.3822 | 1153.1262 | 0 | 0 | 0 | 0 | 0 | -48.4701 | -257.1605 | -272.4951 | 0 | 0 | 0 | 0 | 100.3038 | -162.6162 | -332.4521 | -358.9767 | 0.39688 | 0.26972 | 0.26885 | 0 | 39.8083 | -43.8608 | -89.3814 | 0
3 | 5 | 12 | 521.7213 | 522.5334 | 525.7473 | 528.6528 | 0 | 0 | 0 | 0 | 132.6438 | 187.7813 | 0 | 0 | 0 | 0 | 0 | 0 | 294.4427 | 562.7611 | 1147.3825 | 1196.6716 | 0 | 0 | 0 | 0 | 0 | -58.5202 | -328.6953 | -332.0504 | 0 | 0 | 0 | 0 | 94.6348 | -169.4888 | -292.9399 | -335.9685 | 0.3979 | 0.26972 | 0.26972 | 0 | 37.6549 | -45.7144 | -79.0114 | 0
3 | 5 | 13 | 525.6789 | 527.623 | 532.0164 | 535.8623 | 0 | 0 | 0 | 0 | 130.3447 | 189.5396 | 0 | 0 | 0 | 0 | 0 | 0 | 298.8458 | 558.8172 | 1139.6717 | 1189.0344 | 0 | 0 | 0 | 0 | 0 | -59.768 | -332.5605 | -355.9274 | 0 | 0 | 0 | 0 | 96.4884 | -160.9658 | -275.0947 | -297.2447 | 0.39853 | 0.26972 | 0.26972 | 0 | 38.4532 | -43.4156 | -74.1982 | 0
3 | 5 | 14 | 527.371 | 530.0077 | 535.1992 | 539.7838 | 0 | 0 | 0 | 0 | 143.4532 | 187.4094 | 0 | 0 | 0 | 0 | 0 | 0 | 298.4433 | 543.2504 | 1078.1695 | 1125.8641 | 0 | 0 | 0 | 0 | 0 | -59.7798 | -324.87 | -231.0201 | 0 | 0 | 0 | 0 | 85.4745 | -140.8723 | -218.1003 | -355.0603 | 0.39819 | 0.26972 | 0.26972 | 0 | 34.0348 | -37.996 | -58.8257 | 0
3 | 5 | 15 | 528.0436 | 531.539 | 537.6513 | 543.0166 | 0 | 0 | 0 | 0 | 150.9493 | 194.9474 | 0 | 0 | 0 | 0 | 0 | 0 | 272.4041 | 475.9801 | 924.4215 | 965.4436 | 0 | 0 | 0 | 0 | 0 | -39.9497 | -183.8028 | -142.3619 | 0 | 0 | 0 | 0 | 104.6902 | -99.4388 | -202.9674 | -280.0651 | 0.40065 | 0.26972 | 0.26972 | 0 | 41.9439 | -26.8206 | -54.7441 | 0
3 | 5 | 16 | 522.6432 | 528.0884 | 536.3386 | 543.6095 | 0 | 0 | 0 | 0 | 157.0773 | 204.1826 | 0 | 0 | 0 | 0 | 0 | 0 | 241.2082 | 405.4438 | 838.988 | 872.1444 | 0 | 0 | 0 | 0 | 0 | -10.4521 | -50.0801 | -18.3276 | 0 | 0 | 0 | 0 | 124.3577 | -71.0859 | -252.5693 | -310.2072 | 0.40929 | 0.26149 | 0.26306 | 0.18532 | 50.8986 | -18.5879 | -66.441 | -57.4874
3 | 5 | 17 | 514.7928 | 522.4562 | 533.0926 | 542.4454 | 0 | 0 | 0 | 0 | 176.6352 | 214.2402 | 0 | 0 | 0 | 0 | 0 | 0 | 173.2228 | 255.148 | 598.3428 | 616.5011 | 0 | 0 | 0 | 0 | 0 | -1.665 | 11.1998 | 12.8421 | 0 | 0 | 0 | 0 | 164.9348 | 54.733 | -76.45 | -86.8978 | 0.40752 | 0.28291 | 0.38057 | 0.3842 | 67.2137 | 15.4846 | -29.0948 | -33.386
3 | 5 | 18 | 520.2958 | 530.0143 | 542.9249 | 554.2702 | 0 | 0 | 0 | 0 | 203.8247 | 273.539 | 0 | 0 | 0 | 0 | 0 | 0 | 89.4254 | 84.0237 | 288.2414 | 289.929 | 0 | 0 | 0 | 0 | 0 | -2.1736 | -0.080987 | 93.8667 | 0 | 0 | 0 | 0 | 227.0457 | 174.6252 | 254.7645 | 170.4745 | 0.40644 | 0.41154 | 0.3922 | 0.38465 | 92.281 | 71.8652 | 99.9196 | 65.5729
3 | 5 | 19 | 565.1078 | 577.459 | 593.3964 | 607.3382 | 0 | 0 | 0 | 0 | 212.9991 | 297.8388 | 0 | 0 | 0 | 0 | 0 | 0 | 66.4924 | 40.5145 | 168.6143 | 168.6143 | 0 | 0 | 0 | 0 | 0 | 17.8329 | -5.7589 | 204.5676 | 0 | 0 | 0 | 0 | 285.6163 | 221.2728 | 430.541 | 234.1563 | 0.41784 | 0.42049 | 0.40026 | 0.38866 | 119.343 | 93.0437 | 172.3295 | 91.0073
3 | 5 | 20 | 562.7069 | 575.3437 | 591.4889 | 605.4982 | 0 | 0 | 0 | 0 | 217.5709 | 311.6572 | 0 | 0 | 0 | 0 | 0 | 0 | 63.3602 | 45.2444 | 178.3243 | 178.3243 | 0 | 0 | 0 | 0 | 0 | 48.3718 | 29.6618 | 140.2614 | 0 | 0 | 0 | 0 | 281.7759 | 170.0703 | 383.5028 | 286.9125 | 0.41669 | 0.42192 | 0.40093 | 0.38937 | 117.413 | 71.7568 | 153.7565 | 111.7147
3 | 5 | 21 | 541.4945 | 553.8529 | 569.4976 | 582.9425 | 0 | 0 | 0 | 0 | 217.9036 | 318.2422 | 0 | 0 | 0 | 0 | 0 | 0 | 63.9834 | 45.1626 | 177.914 | 177.914 | 0 | 0 | 0 | 0 | 0 | 28.5664 | 92.9019 | 233.6221 | 0 | 0 | 0 | 0 | 259.6075 | 161.8817 | 298.6817 | 171.4064 | 0.40725 | 0.41222 | 0.39727 | 0.38658 | 105.7239 | 66.7313 | 118.6569 | 66.2616
3 | 5 | 22 | 503.097 | 514.9993 | 529.9633 | 542.7934 | 0 | 0 | 0 | 0 | 209.9779 | 342.2469 | 0 | 0 | 0 | 0 | 0 | 0 | 67.0053 | 47.0132 | 181.5264 | 181.5264 | 0 | 0 | 0 | 0 | 0 | 16.6587 | 40.6871 | 100.7994 | 0 | 0 | 0 | 0 | 226.1138 | 109.0805 | 307.7498 | 260.4676 | 0.4092 | 0.40681 | 0.39436 | 0.38072 | 92.5263 | 44.3747 | 121.3648 | 99.1659
3 | 5 | 23 | 461.3795 | 472.522 | 486.4613 | 498.3777 | 0 | 0 | 0 | 0 | 184.6703 | 312.5633 | 0 | 0 | 0 | 0 | 0 | 0 | 68.8976 | 51.2435 | 189.987 | 189.987 | 0 | 0 | 0 | 0 | 0 | 15.4368 | 96.8435 | 100.3653 | 0 | 0 | 0 | 0 | 207.8116 | 93.2783 | 199.6308 | 208.0254 | 0.41443 | 0.40564 | 0.38939 | 0.37001 | 86.1227 | 37.8372 | 77.7341 | 76.9713
3 | 5 | 24 | 417.3597 | 426.0882 | 437.1469 | 446.4789 | 0 | 0 | 0 | 0 | 164.7706 | 289.5572 | 0 | 0 | 0 | 0 | 0 | 0 | 69.6056 | 54.2959 | 196.0918 | 196.0918 | 0 | 0 | 0 | 0 | 0 | 16.1983 | 39.7199 | 30.598 | 0 | 0 | 0 | 0 | 182.9835 | 66.0368 | 201.3351 | 219.7891 | 0.41271 | 0.40699 | 0.38318 | 0.36432 | 75.5188 | 26.8763 | 77.1479 | 80.0727
3 | 6 | 1 | 387.7089 | 393.8968 | 401.9738 | 408.6042 | 0 | 0 | 0 | 0 | 135.4403 | 320.9138 | 0 | 0 | 0 | 0 | 0 | 0 | 69.9831 | 58.29 | 204.0801 | 204.0801 | 0 | 0 | 0 | 0 | 0 | 22.0124 | 172.622 | 17.9447 | 0 | 0 | 0 | 0 | 182.2855 | -7.3195 | 25.2717 | 186.5795 | 0.41329 | 0.40425 | 0.37696 | 0.36409 | 75.3359 | -2.9589 | 9.5263 | 67.9311
3 | 6 | 2 | 370.9468 | 375.092 | 380.855 | 385.4505 | 0 | 0 | 0 | 0 | 128.7754 | 295.6114 | 0 | 0 | 0 | 0 | 0 | 0 | 71.4552 | 63.3054 | 214.1108 | 214.1108 | 0 | 0 | 0 | 0 | 0 | 1.3037 | 100.3496 | -12.2009 | 0 | 0 | 0 | 0 | 170.7163 | 14.8715 | 66.3947 | 183.5406 | 0.41212 | 0.40593 | 0.37263 | 0.36396 | 70.3557 | 6.0368 | 24.7404 | 66.801
3 | 6 | 3 | 363.7501 | 366.0734 | 369.8221 | 372.6658 | 0 | 0 | 0 | 0 | 133.021 | 264.9873 | 0 | 0 | 0 | 0 | 0 | 0 | 71.4065 | 69.4446 | 226.3893 | 226.3893 | 0 | 0 | 0 | 0 | 0 | 6.3154 | 78.9787 | -4.0191 | 0 | 0 | 0 | 0 | 159.3226 | 25.3261 | 64.4542 | 150.2956 | 0.41162 | 0.4062 | 0.3735 | 0.36453 | 65.58 | 10.2875 | 24.0737 | 54.7869
3 | 6 | 4 | 359.5487 | 360.3632 | 362.432 | 363.7908 | 0 | 0 | 0 | 0 | 132.3318 | 260.9462 | 0 | 0 | 0 | 0 | 0 | 0 | 70.6575 | 80.5179 | 248.5358 | 248.5358 | 0 | 0 | 0 | 0 | 0 | 3.0435 | 118.0004 | -5.1361 | 0 | 0 | 0 | 0 | 156.5594 | 15.8556 | -4.1042 | 120.3911 | 0.4116 | 0.40613 | 0.376 | 0.36469 | 64.4396 | 6.4395 | -1.5432 | 43.9055
3 | 6 | 5 | 368.5324 | 367.9347 | 368.4808 | 368.4848 | 0 | 0 | 0 | 0 | 154.5477 | 285.1365 | 0 | 0 | 0 | 0 | 0 | 0 | 68.7893 | 84.3873 | 256.2745 | 256.2745 | 0 | 0 | 0 | 0 | 0 | 14.6516 | 194.1867 | -18.7282 | 0 | 0 | 0 | 0 | 145.1953 | -16.2406 | -81.9805 | 130.9385 | 0.41177 | 0.4071 | 0.37726 | 0.36626 | 59.7871 | -6.6115 | -30.9277 | 47.9569
3 | 6 | 6 | 401.2511 | 400.0593 | 400.1316 | 399.7638 | 0 | 0 | 0 | 0 | 194.8814 | 290.9574 | 0 | 0 | 0 | 0 | 0 | 0 | 64.4909 | 80.4413 | 248.3825 | 248.3825 | 0 | 0 | 0 | 0 | 0 | 47.6126 | 204.2835 | 129.1331 | 0 | 0 | 0 | 0 | 141.8788 | -18.9519 | -52.5345 | 22.2481 | 0.41056 | 0.40853 | 0.38849 | 0.36647 | 58.2505 | -7.7424 | -20.4089 | 8.1533
3 | 6 | 7 | 444.8892 | 443.4192 | 443.5603 | 443.4777 | 0 | 0 | 0 | 0 | 200.6375 | 291.8261 | 0 | 0 | 0 | 0 | 0 | 0 | 61.2884 | 81.1418 | 263.0858 | 263.1053 | 0 | 0 | 0 | 0 | 0 | 12.5244 | 34.4372 | 52.8537 | 0 | 0 | 0 | 0 | 182.9634 | 57.9269 | 146.0373 | 127.5187 | 0.41103 | 0.41035 | 0.39423 | 0.37873 | 75.2027 | 23.7702 | 57.5728 | 48.2953
3 | 6 | 8 | 474.9595 | 473.9424 | 475.1197 | 476.4429 | 0 | 0 | 0 | 0 | 183.4929 | 241.0502 | 0 | 0 | 0 | 0 | 0 | 0 | 103.3236 | 207.9119 | 654.7981 | 660.7571 | 0 | 0 | 0 | 0 | 0 | -7.5632 | 26.1536 | 66.6576 | 0 | 0 | 0 | 0 | 188.143 | 32.5435 | -205.832 | -250.9718 | 0.409 | 0.28561 | 0.40476 | 0.39541 | 76.9509 | 9.2948 | -83.313 | -99.2366
3 | 6 | 9 | 491.0583 | 490.8117 | 493.3087 | 496.2808 | 0 | 0 | 0 | 0 | 160.8081 | 219.2102 | 0 | 0 | 0 | 0 | 0 | 0 | 174.7292 | 376.9094 | 966.6793 | 988.2821 | 0 | 0 | 0 | 0 | 0 | -19.1173 | -87.8082 | -122.222 | 0 | 0 | 0 | 0 | 155.521 | -86.1906 | -385.5623 | -369.7793 | 0.40919 | 0.27247 | 0.26264 | 0.26837 | 63.6379 | -23.4848 | -101.2656 | -99.237
3 | 6 | 10 | 505.7632 | 505.7299 | 508.4661 | 511.578 | 0 | 0 | 0 | 0 | 150.5797 | 191.4629 | 0 | 0 | 0 | 0 | 0 | 0 | 237.1672 | 514.5178 | 1182.2837 | 1218.3517 | 0 | 0 | 0 | 0 | 0 | -51.629 | -254.6209 | -264.7743 | 0 | 0 | 0 | 0 | 118.0163 | -148.6218 | -419.1967 | -441.9994 | 0.40293 | 0.26868 | 0.26582 | 0.087318 | 47.5519 | -39.9311 | -111.4301 | -38.5943
3 | 6 | 11 | 522.479 | 523.0495 | 526.2158 | 529.339 | 0 | 0 | 0 | 0 | 143.0497 | 193.0281 | 0 | 0 | 0 | 0 | 0 | 0 | 279.5837 | 599.9518 | 1289.5682 | 1335.9766 | 0 | 0 | 0 | 0 | 0 | -48.4701 | -257.1605 | -272.4951 | 0 | 0 | 0 | 0 | 99.8455 | -221.4603 | -506.1919 | -534.1425 | 0.39688 | 0.26972 | 0.26885 | 0 | 39.6265 | -59.7322 | -136.0922 | 0
3 | 6 | 12 | 531.9822 | 533.1302 | 536.7514 | 540.0092 | 0 | 0 | 0 | 0 | 132.6438 | 187.7813 | 0 | 0 | 0 | 0 | 0 | 0 | 298.7231 | 629.0174 | 1312.5975 | 1364.1184 | 0 | 0 | 0 | 0 | 0 | -58.5202 | -328.6953 | -332.0504 | 0 | 0 | 0 | 0 | 100.6154 | -225.1483 | -447.1508 | -492.0588 | 0.3979 | 0.26972 | 0.26972 | 0 | 40.0345 | -60.7269 | -120.605 | 0
3 | 6 | 13 | 533.293 | 535.4864 | 540.182 | 544.2894 | 0 | 0 | 0 | 0 | 130.3447 | 189.5396 | 0 | 0 | 0 | 0 | 0 | 0 | 301.3634 | 628.9878 | 1305.1985 | 1357.6605 | 0 | 0 | 0 | 0 | 0 | -59.768 | -332.5605 | -355.9274 | 0 | 0 | 0 | 0 | 101.585 | -223.273 | -432.4559 | -457.4438 | 0.39853 | 0.26972 | 0.26972 | 0 | 40.4844 | -60.2211 | -116.6415 | 0
3 | 6 | 14 | 540.6776 | 543.7499 | 549.4695 | 554.511 | 0 | 0 | 0 | 0 | 143.4532 | 187.4094 | 0 | 0 | 0 | 0 | 0 | 0 | 289.8663 | 610.5541 | 1274.0475 | 1323.8164 | 0 | 0 | 0 | 0 | 0 | -59.7798 | -324.87 | -231.0201 | 0 | 0 | 0 | 0 | 107.3581 | -194.4339 | -399.708 | -538.2853 | 0.39819 | 0.26972 | 0.26972 | 0 | 42.7485 | -52.4426 | -107.8087 | 0
3 | 6 | 15 | 540.3894 | 544.2889 | 550.8912 | 556.6805 | 0 | 0 | 0 | 0 | 150.9493 | 194.9474 | 0 | 0 | 0 | 0 | 0 | 0 | 265.4199 | 566.2692 | 1215.6393 | 1259.3281 | 0 | 0 | 0 | 0 | 0 | -39.9497 | -183.8028 | -142.3619 | 0 | 0 | 0 | 0 | 124.0201 | -176.978 | -480.9453 | -560.2857 | 0.40065 | 0.26972 | 0.26972 | 0 | 49.6884 | -47.7344 | -129.72 | 0
3 | 6 | 16 | 531.2182 | 536.9441 | 545.5346 | 553.1 | 0 | 0 | 0 | 0 | 157.0773 | 204.1826 | 0 | 0 | 0 | 0 | 0 | 0 | 225.1274 | 481.3796 | 1067.4574 | 1100.1339 | 0 | 0 | 0 | 0 | 0 | -10.4521 | -50.0801 | -18.3276 | 0 | 0 | 0 | 0 | 149.0134 | -138.1661 | -471.8427 | -528.7063 | 0.40929 | 0.26149 | 0.26306 | 0.18532 | 60.99 | -36.1285 | -124.1232 | -97.9795
3 | 6 | 17 | 524.1836 | 532.1544 | 543.1635 | 552.8388 | 0 | 0 | 0 | 0 | 176.6352 | 214.2402 | 0 | 0 | 0 | 0 | 0 | 0 | 176.4637 | 365.7615 | 827.3154 | 845.2839 | 0 | 0 | 0 | 0 | 0 | -1.665 | 11.1998 | 12.8421 | 0 | 0 | 0 | 0 | 171.0847 | -46.1824 | -295.3517 | -305.2873 | 0.40752 | 0.28291 | 0.38057 | 0.3842 | 69.7198 | -13.0655 | -112.4027 | -117.291
3 | 6 | 18 | 527.8918 | 537.859 | 551.0711 | 562.6772 | 0 | 0 | 0 | 0 | 203.8247 | 273.539 | 0 | 0 | 0 | 0 | 0 | 0 | 118.7755 | 205.196 | 491.9274 | 494.1359 | 0 | 0 | 0 | 0 | 0 | -2.1736 | -0.080987 | 93.8667 | 0 | 0 | 0 | 0 | 205.2916 | 61.2975 | 59.2247 | -25.3254 | 0.40644 | 0.41154 | 0.3922 | 0.38465 | 83.4392 | 25.2264 | 23.2281 | -9.7414
3 | 6 | 19 | 569.6763 | 582.177 | 598.2957 | 612.3944 | 0 | 0 | 0 | 0 | 212.9991 | 297.8388 | 0 | 0 | 0 | 0 | 0 | 0 | 104.5794 | 131.9688 | 276.614 | 276.614 | 0 | 0 | 0 | 0 | 0 | 17.8329 | -5.7589 | 204.5676 | 0 | 0 | 0 | 0 | 252.0979 | 134.5366 | 327.4406 | 131.2128 | 0.41784 | 0.42049 | 0.40026 | 0.38866 | 105.3375 | 56.5717 | 131.0622 | 50.9972
3 | 6 | 20 | 566.097 | 578.8448 | 595.1246 | 609.2503 | 0 | 0 | 0 | 0 | 217.5709 | 311.6572 | 0 | 0 | 0 | 0 | 0 | 0 | 114.9509 | 133.822 | 266.9626 | 266.9626 | 0 | 0 | 0 | 0 | 0 | 48.3718 | 29.6618 | 140.2614 | 0 | 0 | 0 | 0 | 233.5753 | 84.9938 | 298.5001 | 202.0263 | 0.41669 | 0.42192 | 0.40093 | 0.38937 | 97.3283 | 35.8609 | 119.6767 | 78.6627
3 | 6 | 21 | 544.9934 | 557.4663 | 573.2499 | 586.815 | 0 | 0 | 0 | 0 | 217.9036 | 318.2422 | 0 | 0 | 0 | 0 | 0 | 0 | 104.9147 | 116.7823 | 246.9798 | 246.9798 | 0 | 0 | 0 | 0 | 0 | 28.5664 | 92.9019 | 233.6221 | 0 | 0 | 0 | 0 | 222.1751 | 93.8753 | 233.3682 | 106.213 | 0.40725 | 0.41222 | 0.39727 | 0.38658 | 90.4798 | 38.6975 | 92.7099 | 41.0594
3 | 6 | 22 | 506.7409 | 518.7625 | 533.8712 | 546.8263 | 0 | 0 | 0 | 0 | 209.9779 | 342.2469 | 0 | 0 | 0 | 0 | 0 | 0 | 78.9082 | 92.8585 | 229.8381 | 229.8381 | 0 | 0 | 0 | 0 | 0 | 16.6587 | 40.6871 | 100.7994 | 0 | 0 | 0 | 0 | 217.8547 | 66.9984 | 263.3459 | 216.1888 | 0.4092 | 0.40681 | 0.39436 | 0.38072 | 89.1466 | 27.2554 | 103.8536 | 82.308
3 | 6 | 23 | 463.0474 | 474.2444 | 488.25 | 500.2237 | 0 | 0 | 0 | 0 | 184.6703 | 312.5633 | 0 | 0 | 0 | 0 | 0 | 0 | 65.2337 | 79.5438 | 229.8546 | 229.8546 | 0 | 0 | 0 | 0 | 0 | 15.4368 | 96.8435 | 100.3653 | 0 | 0 | 0 | 0 | 213.1433 | 66.7005 | 161.5519 | 170.0037 | 0.41443 | 0.40564 | 0.38939 | 0.37001 | 88.3323 | 27.0562 | 62.9066 | 62.9029
3 | 6 | 24 | 418.8463 | 427.6235 | 438.7411 | 448.1242 | 0 | 0 | 0 | 0 | 164.7706 | 289.5572 | 0 | 0 | 0 | 0 | 0 | 0 | 53.6596 | 58.5605 | 217.7187 | 217.7187 | 0 | 0 | 0 | 0 | 0 | 16.1983 | 39.7199 | 30.598 | 0 | 0 | 0 | 0 | 200.4161 | 63.3075 | 181.3024 | 199.8075 | 0.41271 | 0.40699 | 0.38318 | 0.36432 | 82.7134 | 25.7655 | 69.4717 | 72.7931
3 | 7 | 1 | 390.2832 | 396.5554 | 404.7345 | 411.4534 | 0 | 0 | 0 | 0 | 135.4403 | 320.9138 | 0 | 0 | 0 | 0 | 0 | 0 | 46.9976 | 44.7464 | 190.1271 | 190.1271 | 0 | 0 | 0 | 0 | 0 | 22.0124 | 172.622 | 17.9447 | 0 | 0 | 0 | 0 | 207.8453 | 8.8828 | 41.9854 | 203.3816 | 0.41329 | 0.40425 | 0.37696 | 0.36409 | 85.8993 | 3.5908 | 15.8267 | 74.0486
3 | 7 | 2 | 373.0135 | 377.2264 | 383.0714 | 387.7378 | 0 | 0 | 0 | 0 | 128.7754 | 295.6114 | 0 | 0 | 0 | 0 | 0 | 0 | 46.4906 | 35.6896 | 161.0711 | 161.0711 | 0 | 0 | 0 | 0 | 0 | 1.3037 | 100.3496 | -12.2009 | 0 | 0 | 0 | 0 | 197.7476 | 44.6216 | 121.6507 | 238.8676 | 0.41212 | 0.40593 | 0.37263 | 0.36396 | 81.4958 | 18.1133 | 45.3303 | 86.9376
3 | 7 | 3 | 364.6928 | 367.047 | 370.8331 | 373.7091 | 0 | 0 | 0 | 0 | 133.021 | 264.9873 | 0 | 0 | 0 | 0 | 0 | 0 | 45.667 | 27.327 | 144.7885 | 144.7885 | 0 | 0 | 0 | 0 | 0 | 6.3154 | 78.9787 | -4.0191 | 0 | 0 | 0 | 0 | 186.0048 | 68.4173 | 147.0659 | 232.9397 | 0.41162 | 0.4062 | 0.3735 | 0.36453 | 76.5628 | 27.7911 | 54.9292 | 84.913
3 | 7 | 4 | 360.2739 | 361.1121 | 363.2097 | 364.5934 | 0 | 0 | 0 | 0 | 132.3318 | 260.9462 | 0 | 0 | 0 | 0 | 0 | 0 | 46.3436 | 23.9774 | 146.0105 | 146.0105 | 0 | 0 | 0 | 0 | 0 | 3.0435 | 118.0004 | -5.1361 | 0 | 0 | 0 | 0 | 181.5985 | 73.1449 | 99.1988 | 223.719 | 0.4116 | 0.40613 | 0.376 | 0.36469 | 74.7456 | 29.7065 | 37.2986 | 81.5882
3 | 7 | 5 | 368.3511 | 367.7475 | 368.2863 | 368.2841 | 0 | 0 | 0 | 0 | 154.5477 | 285.1365 | 0 | 0 | 0 | 0 | 0 | 0 | 45.7126 | 28.7416 | 152.8965 | 152.8965 | 0 | 0 | 0 | 0 | 0 | 14.6516 | 194.1867 | -18.7282 | 0 | 0 | 0 | 0 | 168.0907 | 39.2178 | 21.2031 | 234.1158 | 0.41177 | 0.4071 | 0.37726 | 0.36626 | 69.2148 | 15.9656 | 7.999 | 85.7462
3 | 7 | 6 | 400.6528 | 399.4415 | 399.49 | 399.1017 | 0 | 0 | 0 | 0 | 194.8814 | 290.9574 | 0 | 0 | 0 | 0 | 0 | 0 | 46.5033 | 31.7905 | 168.0279 | 168.0279 | 0 | 0 | 0 | 0 | 0 | 47.6126 | 204.2835 | 129.1331 | 0 | 0 | 0 | 0 | 159.2681 | 29.0811 | 27.1786 | 101.9406 | 0.41056 | 0.40853 | 0.38849 | 0.36647 | 65.3899 | 11.8804 | 10.5585 | 37.3583
3 | 7 | 7 | 441.1003 | 439.5062 | 439.497 | 439.2842 | 0 | 0 | 0 | 0 | 200.6375 | 291.8261 | 0 | 0 | 0 | 0 | 0 | 0 | 55.4632 | 44.2479 | 185.1934 | 185.2281 | 0 | 0 | 0 | 0 | 0 | 12.5244 | 34.4372 | 52.8537 | 0 | 0 | 0 | 0 | 184.9996 | 90.9078 | 219.8664 | 201.2025 | 0.41103 | 0.41035 | 0.39423 | 0.37873 | 76.0396 | 37.3038 | 86.6786 | 76.2016
3 | 7 | 8 | 472.6752 | 471.5834 | 472.67 | 473.9147 | 0 | 0 | 0 | 0 | 183.4929 | 241.0502 | 0 | 0 | 0 | 0 | 0 | 0 | 89.7764 | 107.4409 | 284.3296 | 288.0334 | 0 | 0 | 0 | 0 | 0 | -7.5632 | 26.1536 | 66.6576 | 0 | 0 | 0 | 0 | 199.4059 | 130.6555 | 162.1868 | 119.2238 | 0.409 | 0.28561 | 0.40476 | 0.39541 | 81.5575 | 37.3168 | 65.647 | 47.1422
3 | 7 | 9 | 491.5297 | 491.2985 | 493.8142 | 496.8025 | 0 | 0 | 0 | 0 | 160.8081 | 219.2102 | 0 | 0 | 0 | 0 | 0 | 0 | 133.9469 | 217.8823 | 555.4746 | 567.7065 | 0 | 0 | 0 | 0 | 0 | -19.1173 | -87.8082 | -122.222 | 0 | 0 | 0 | 0 | 196.7747 | 73.3233 | 26.1479 | 51.3179 | 0.40919 | 0.27247 | 0.26264 | 0.26837 | 80.5186 | 19.9788 | 6.8676 | 13.7721
3 | 7 | 10 | 509.262 | 509.3433 | 512.2184 | 515.4504 | 0 | 0 | 0 | 0 | 150.5797 | 191.4629 | 0 | 0 | 0 | 0 | 0 | 0 | 189.2826 | 319.0663 | 776.8062 | 799.5167 | 0 | 0 | 0 | 0 | 0 | -51.629 | -254.6209 | -264.7743 | 0 | 0 | 0 | 0 | 169.3998 | 50.4431 | -9.967 | -19.292 | 0.40293 | 0.26868 | 0.26582 | 0.087318 | 68.2556 | 13.5529 | -2.6494 | -1.6845
3 | 7 | 11 | 521.4638 | 522.001 | 525.1271 | 528.2154 | 0 | 0 | 0 | 0 | 143.0497 | 193.0281 | 0 | 0 | 0 | 0 | 0 | 0 | 210.8737 | 363.7011 | 940.7681 | 968.6412 | 0 | 0 | 0 | 0 | 0 | -48.4701 | -257.1605 | -272.4951 | 0 | 0 | 0 | 0 | 167.5403 | 13.7419 | -158.4805 | -167.9306 | 0.39688 | 0.26972 | 0.26885 | 0 | 66.493 | 3.7065 | -42.6083 | 0
3 | 7 | 12 | 524.9482 | 525.866 | 529.208 | 532.2242 | 0 | 0 | 0 | 0 | 132.6438 | 187.7813 | 0 | 0 | 0 | 0 | 0 | 0 | 218.136 | 387.0391 | 1048.7869 | 1079.118 | 0 | 0 | 0 | 0 | 0 | -58.5202 | -328.6953 | -332.0504 | 0 | 0 | 0 | 0 | 174.1684 | 9.5658 | -190.8837 | -214.8434 | 0.3979 | 0.26972 | 0.26972 | 0 | 69.301 | 2.5801 | -51.4849 | 0
3 | 7 | 13 | 528.4345 | 530.4688 | 534.9716 | 538.9121 | 0 | 0 | 0 | 0 | 130.3447 | 189.5396 | 0 | 0 | 0 | 0 | 0 | 0 | 236.3548 | 400.0362 | 1049.9777 | 1079.5194 | 0 | 0 | 0 | 0 | 0 | -59.768 | -332.5605 | -355.9274 | 0 | 0 | 0 | 0 | 161.735 | 0.66105 | -182.4455 | -184.6799 | 0.39853 | 0.26972 | 0.26972 | 0 | 64.4557 | 0.1783 | -49.209 | 0
3 | 7 | 14 | 531.5769 | 534.3513 | 539.7097 | 544.4387 | 0 | 0 | 0 | 0 | 143.4532 | 187.4094 | 0 | 0 | 0 | 0 | 0 | 0 | 280.346 | 431.1591 | 1056.2773 | 1086.6179 | 0 | 0 | 0 | 0 | 0 | -59.7798 | -324.87 | -231.0201 | 0 | 0 | 0 | 0 | 107.7776 | -24.4374 | -191.6976 | -311.1591 | 0.39819 | 0.26972 | 0.26972 | 0 | 42.9156 | -6.5913 | -51.7044 | 0
3 | 7 | 15 | 530.9986 | 534.5907 | 540.8203 | 546.2871 | 0 | 0 | 0 | 0 | 150.9493 | 194.9474 | 0 | 0 | 0 | 0 | 0 | 0 | 317.3501 | 422.1505 | 1046.5427 | 1072.4587 | 0 | 0 | 0 | 0 | 0 | -39.9497 | -183.8028 | -142.3619 | 0 | 0 | 0 | 0 | 62.6992 | -42.5574 | -321.9196 | -383.8097 | 0.40065 | 0.26972 | 0.26972 | 0 | 25.1203 | -11.4786 | -86.8278 | 0
3 | 7 | 16 | 515.5367 | 520.7492 | 528.7173 | 535.7443 | 0 | 0 | 0 | 0 | 157.0773 | 204.1826 | 0 | 0 | 0 | 0 | 0 | 0 | 365.886 | 406.8326 | 1003.7735 | 1025.9664 | 0 | 0 | 0 | 0 | 0 | -10.4521 | -50.0801 | -18.3276 | 0 | 0 | 0 | 0 | -7.4266 | -79.8138 | -424.976 | -471.8945 | 0.40929 | 0.26149 | 0.26306 | 0.18532 | -3.0396 | -20.8702 | -111.7944 | -87.4511
3 | 7 | 17 | 513.7232 | 521.3516 | 531.9455 | 541.2616 | 0 | 0 | 0 | 0 | 176.6352 | 214.2402 | 0 | 0 | 0 | 0 | 0 | 0 | 396.032 | 338.8899 | 788.6901 | 802.9466 | 0 | 0 | 0 | 0 | 0 | -1.665 | 11.1998 | 12.8421 | 0 | 0 | 0 | 0 | -58.944 | -30.1135 | -267.9444 | -274.5271 | 0.40752 | 0.28291 | 0.38057 | 0.3842 | -24.0207 | -8.5195 | -101.9722 | -105.473
3 | 7 | 18 | 523.8853 | 533.7213 | 546.7744 | 558.243 | 0 | 0 | 0 | 0 | 203.8247 | 273.539 | 0 | 0 | 0 | 0 | 0 | 0 | 351.9098 | 202.4534 | 461.1044 | 462.8924 | 0 | 0 | 0 | 0 | 0 | -2.1736 | -0.080987 | 93.8667 | 0 | 0 | 0 | 0 | -31.8492 | 59.9026 | 85.751 | 1.4839 | 0.40644 | 0.41154 | 0.3922 | 0.38465 | -12.9449 | 24.6523 | 33.6319 | 0.57077
3 | 7 | 19 | 565.4523 | 577.8147 | 593.7658 | 607.7194 | 0 | 0 | 0 | 0 | 212.9991 | 297.8388 | 0 | 0 | 0 | 0 | 0 | 0 | 336.5604 | 148.8103 | 247.575 | 247.575 | 0 | 0 | 0 | 0 | 0 | 17.8329 | -5.7589 | 204.5676 | 0 | 0 | 0 | 0 | 15.8928 | 113.3327 | 351.9496 | 155.5768 | 0.41784 | 0.42049 | 0.40026 | 0.38866 | 6.6407 | 47.6557 | 140.8723 | 60.4665
3 | 7 | 20 | 561.9999 | 574.6135 | 590.7307 | 604.7157 | 0 | 0 | 0 | 0 | 217.5709 | 311.6572 | 0 | 0 | 0 | 0 | 0 | 0 | 296.1593 | 119.6642 | 239.7278 | 239.7278 | 0 | 0 | 0 | 0 | 0 | 48.3718 | 29.6618 | 140.2614 | 0 | 0 | 0 | 0 | 48.2698 | 94.9204 | 321.3411 | 224.7266 | 0.41669 | 0.42192 | 0.40093 | 0.38937 | 20.1135 | 40.0492 | 128.8343 | 87.5014
3 | 7 | 21 | 542.6003 | 554.9949 | 570.6836 | 584.1665 | 0 | 0 | 0 | 0 | 217.9036 | 318.2422 | 0 | 0 | 0 | 0 | 0 | 0 | 263.0009 | 94.9293 | 213.6946 | 213.6946 | 0 | 0 | 0 | 0 | 0 | 28.5664 | 92.9019 | 233.6221 | 0 | 0 | 0 | 0 | 61.6958 | 113.2571 | 264.0871 | 136.8498 | 0.40725 | 0.41222 | 0.39727 | 0.38658 | 25.1253 | 46.6871 | 104.9135 | 52.9028
3 | 7 | 22 | 506.7771 | 518.7999 | 533.91 | 546.8664 | 0 | 0 | 0 | 0 | 209.9779 | 342.2469 | 0 | 0 | 0 | 0 | 0 | 0 | 222.7558 | 71.2213 | 208.0547 | 208.0547 | 0 | 0 | 0 | 0 | 0 | 16.6587 | 40.6871 | 100.7994 | 0 | 0 | 0 | 0 | 74.0434 | 88.6731 | 285.1682 | 238.0124 | 0.4092 | 0.40681 | 0.39436 | 0.38072 | 30.2987 | 36.0728 | 112.4595 | 90.6167
3 | 7 | 23 | 458.6783 | 469.7324 | 483.5645 | 495.3882 | 0 | 0 | 0 | 0 | 184.6703 | 312.5633 | 0 | 0 | 0 | 0 | 0 | 0 | 187.3138 | 46.506 | 197.1348 | 197.1348 | 0 | 0 | 0 | 0 | 0 | 15.4368 | 96.8435 | 100.3653 | 0 | 0 | 0 | 0 | 86.6942 | 95.2262 | 189.5862 | 197.8881 | 0.41443 | 0.40564 | 0.38939 | 0.37001 | 35.9284 | 38.6273 | 73.8229 | 73.2204
3 | 7 | 24 | 417.6679 | 426.4065 | 437.4774 | 446.82 | 0 | 0 | 0 | 0 | 164.7706 | 289.5572 | 0 | 0 | 0 | 0 | 0 | 0 | 201.5061 | 49.5425 | 171.2832 | 171.2832 | 0 | 0 | 0 | 0 | 0 | 16.1983 | 39.7199 | 30.598 | 0 | 0 | 0 | 0 | 51.3912 | 71.1085 | 226.4742 | 244.9388 | 0.41271 | 0.40699 | 0.38318 | 0.36432 | 21.2096 | 28.9404 | 86.7807 | 89.2352
3 | 8 | 1 | 385.4609 | 391.5752 | 399.563 | 406.1163 | 0 | 0 | 0 | 0 | 135.4403 | 320.9138 | 0 | 0 | 0 | 0 | 0 | 0 | 208.6389 | 56.4339 | 147.6909 | 147.6909 | 0 | 0 | 0 | 0 | 0 | 22.0124 | 172.622 | 17.9447 | 0 | 0 | 0 | 0 | 41.3817 | -7.7849 | 79.2501 | 240.4807 | 0.41329 | 0.40425 | 0.37696 | 0.36409 | 17.1024 | -3.147 | 29.8738 | 87.5558
3 | 8 | 2 | 368.8439 | 372.9202 | 378.5997 | 383.123 | 0 | 0 | 0 | 0 | 128.7754 | 295.6114 | 0 | 0 | 0 | 0 | 0 | 0 | 192.4947 | 56.4927 | 136.565 | 136.565 | 0 | 0 | 0 | 0 | 0 | 1.3037 | 100.3496 | -12.2009 | 0 | 0 | 0 | 0 | 47.5738 | 19.5125 | 141.6852 | 258.7589 | 0.41212 | 0.40593 | 0.37263 | 0.36396 | 19.6061 | 7.9207 | 52.7956 | 94.1772
3 | 8 | 3 | 360.07 | 362.2728 | 365.8754 | 368.5927 | 0 | 0 | 0 | 0 | 133.021 | 264.9873 | 0 | 0 | 0 | 0 | 0 | 0 | 154.8433 | 46.3072 | 147.9828 | 147.9828 | 0 | 0 | 0 | 0 | 0 | 6.3154 | 78.9787 | -4.0191 | 0 | 0 | 0 | 0 | 72.2056 | 44.6629 | 138.914 | 224.629 | 0.41162 | 0.4062 | 0.3735 | 0.36453 | 29.7211 | 18.1421 | 51.8845 | 81.8835
3 | 8 | 4 | 358.6785 | 359.4645 | 361.4988 | 362.8277 | 0 | 0 | 0 | 0 | 132.3318 | 260.9462 | 0 | 0 | 0 | 0 | 0 | 0 | 138.7232 | 41.4164 | 179.0239 | 179.0239 | 0 | 0 | 0 | 0 | 0 | 3.0435 | 118.0004 | -5.1361 | 0 | 0 | 0 | 0 | 87.6235 | 54.0584 | 64.4746 | 188.94 | 0.4116 | 0.40613 | 0.376 | 0.36469 | 36.0657 | 21.9549 | 24.2424 | 68.9046
3 | 8 | 5 | 366.7195 | 366.0625 | 366.5366 | 366.4784 | 0 | 0 | 0 | 0 | 154.5477 | 285.1365 | 0 | 0 | 0 | 0 | 0 | 0 | 154.6028 | 48.7905 | 193.8458 | 193.8458 | 0 | 0 | 0 | 0 | 0 | 14.6516 | 194.1867 | -18.7282 | 0 | 0 | 0 | 0 | 57.569 | 17.484 | -21.4959 | 191.3608 | 0.41177 | 0.4071 | 0.37726 | 0.36626 | 23.7052 | 7.1177 | -8.1095 | 70.087
3 | 8 | 6 | 400.2721 | 399.0483 | 399.0817 | 398.6803 | 0 | 0 | 0 | 0 | 194.8814 | 290.9574 | 0 | 0 | 0 | 0 | 0 | 0 | 172.6958 | 56.1897 | 183.7303 | 183.7303 | 0 | 0 | 0 | 0 | 0 | 47.6126 | 204.2835 | 129.1331 | 0 | 0 | 0 | 0 | 32.695 | 4.2886 | 11.0679 | 85.8169 | 0.41056 | 0.40853 | 0.38849 | 0.36647 | 13.4234 | 1.752 | 4.2997 | 31.4494
3 | 8 | 7 | 444.7261 | 443.2507 | 443.3853 | 443.2971 | 0 | 0 | 0 | 0 | 200.6375 | 291.8261 | 0 | 0 | 0 | 0 | 0 | 0 | 185.1324 | 90.8221 | 197.9923 | 198.0576 | 0 | 0 | 0 | 0 | 0 | 12.5244 | 34.4372 | 52.8537 | 0 | 0 | 0 | 0 | 58.9562 | 48.0781 | 210.9558 | 192.3858 | 0.41103 | 0.41035 | 0.39423 | 0.37873 | 24.2325 | 19.7288 | 83.1658 | 72.8625
3 | 8 | 8 | 474.3431 | 473.3059 | 474.4587 | 475.7607 | 0 | 0 | 0 | 0 | 183.4929 | 241.0502 | 0 | 0 | 0 | 0 | 0 | 0 | 234.9882 | 251.7315 | 554.6366 | 564.7773 | 0 | 0 | 0 | 0 | 0 | -7.5632 | 26.1536 | 66.6576 | 0 | 0 | 0 | 0 | 55.862 | -11.9127 | -106.3315 | -155.6742 | 0.409 | 0.28561 | 0.40476 | 0.39541 | 22.8477 | -3.4024 | -43.039 | -61.555
3 | 8 | 9 | 486.7799 | 486.3932 | 488.7205 | 491.5456 | 0 | 0 | 0 | 0 | 160.8081 | 219.2102 | 0 | 0 | 0 | 0 | 0 | 0 | 273.9404 | 396.074 | 840.7746 | 867.2699 | 0 | 0 | 0 | 0 | 0 | -19.1173 | -87.8082 | -122.222 | 0 | 0 | 0 | 0 | 52.0315 | -109.7736 | -264.2459 | -253.5024 | 0.40919 | 0.27247 | 0.26264 | 0.26837 | 21.2909 | -29.9106 | -69.4026 | -68.032
3 | 8 | 10 | 504.8023 | 504.7376 | 507.4357 | 510.5145 | 0 | 0 | 0 | 0 | 150.5797 | 191.4629 | 0 | 0 | 0 | 0 | 0 | 0 | 322.7498 | 507.6561 | 1065.5422 | 1105.1094 | 0 | 0 | 0 | 0 | 0 | -51.629 | -254.6209 | -264.7743 | 0 | 0 | 0 | 0 | 31.4728 | -142.7523 | -303.4857 | -329.8205 | 0.40293 | 0.26868 | 0.26582 | 0.087318 | 12.6812 | -38.3541 | -80.672 | -28.7991
3 | 8 | 11 | 517.0584 | 517.4515 | 520.4027 | 523.3398 | 0 | 0 | 0 | 0 | 143.0497 | 193.0281 | 0 | 0 | 0 | 0 | 0 | 0 | 358.3688 | 575.0253 | 1198.535 | 1246.3684 | 0 | 0 | 0 | 0 | 0 | -48.4701 | -257.1605 | -272.4951 | 0 | 0 | 0 | 0 | 15.6399 | -202.1318 | -420.9718 | -450.5335 | 0.39688 | 0.26972 | 0.26885 | 0 | 6.2071 | -54.5189 | -113.1804 | 0
3 | 8 | 12 | 518.6031 | 519.3131 | 522.4033 | 525.2017 | 0 | 0 | 0 | 0 | 132.6438 | 187.7813 | 0 | 0 | 0 | 0 | 0 | 0 | 373.9857 | 616.2072 | 1253.7501 | 1306.6321 | 0 | 0 | 0 | 0 | 0 | -58.5202 | -328.6953 | -332.0504 | 0 | 0 | 0 | 0 | 11.9736 | -226.1552 | -402.6515 | -449.38 | 0.3979 | 0.26972 | 0.26972 | 0 | 4.7643 | -60.9985 | -108.6027 | 0
3 | 8 | 13 | 518.1916 | 519.8907 | 523.9869 | 527.5757 | 0 | 0 | 0 | 0 | 130.3447 | 189.5396 | 0 | 0 | 0 | 0 | 0 | 0 | 365.3634 | 620.3026 | 1271.8244 | 1325.0904 | 0 | 0 | 0 | 0 | 0 | -59.768 | -332.5605 | -355.9274 | 0 | 0 | 0 | 0 | 22.4836 | -230.1835 | -415.2769 | -441.5873 | 0.39853 | 0.26972 | 0.26972 | 0 | 8.9603 | -62.085 | -112.008 | 0
3 | 8 | 14 | 520.7177 | 523.1366 | 528.064 | 532.4202 | 0 | 0 | 0 | 0 | 143.4532 | 187.4094 | 0 | 0 | 0 | 0 | 0 | 0 | 349.5805 | 606.3052 | 1245.1792 | 1296.3878 | 0 | 0 | 0 | 0 | 0 | -59.7798 | -324.87 | -231.0201 | 0 | 0 | 0 | 0 | 27.6839 | -210.7982 | -392.2452 | -532.9476 | 0.39819 | 0.26972 | 0.26972 | 0 | 11.0234 | -56.8564 | -105.7959 | 0
3 | 8 | 15 | 516.7675 | 519.8937 | 525.5585 | 530.5366 | 0 | 0 | 0 | 0 | 150.9493 | 194.9474 | 0 | 0 | 0 | 0 | 0 | 0 | 323.9004 | 573.7323 | 1225.1061 | 1271.0034 | 0 | 0 | 0 | 0 | 0 | -39.9497 | -183.8028 | -142.3619 | 0 | 0 | 0 | 0 | 41.9177 | -208.8363 | -515.7449 | -598.105 | 0.40065 | 0.26972 | 0.26972 | 0 | 16.7942 | -56.3272 | -139.1061 | 0
3 | 8 | 16 | 508.2126 | 513.1854 | 520.8628 | 527.6383 | 0 | 0 | 0 | 0 | 157.0773 | 204.1826 | 0 | 0 | 0 | 0 | 0 | 0 | 278.8673 | 478.7055 | 1073.3108 | 1108.9548 | 0 | 0 | 0 | 0 | 0 | -10.4521 | -50.0801 | -18.3276 | 0 | 0 | 0 | 0 | 72.268 | -159.2506 | -502.3679 | -562.9889 | 0.40929 | 0.26149 | 0.26306 | 0.18532 | 29.5787 | -41.6418 | -132.1531 | -104.3327
3 | 8 | 17 | 503.6254 | 510.9233 | 521.1164 | 530.0857 | 0 | 0 | 0 | 0 | 176.6352 | 214.2402 | 0 | 0 | 0 | 0 | 0 | 0 | 207.7383 | 335.7387 | 811.5201 | 830.9001 | 0 | 0 | 0 | 0 | 0 | -1.665 | 11.1998 | 12.8421 | 0 | 0 | 0 | 0 | 119.2519 | -37.3906 | -301.6036 | -313.6565 | 0.40752 | 0.28291 | 0.38057 | 0.3842 | 48.5971 | -10.5782 | -114.782 | -120.5064
3 | 8 | 18 | 512.3191 | 521.7765 | 534.3705 | 545.4419 | 0 | 0 | 0 | 0 | 203.8247 | 273.539 | 0 | 0 | 0 | 0 | 0 | 0 | 136.3433 | 178.6454 | 495.9717 | 498.5575 | 0 | 0 | 0 | 0 | 0 | -2.1736 | -0.080987 | 93.8667 | 0 | 0 | 0 | 0 | 172.151 | 71.7657 | 38.4798 | -46.9824 | 0.40644 | 0.41154 | 0.3922 | 0.38465 | 69.9695 | 29.5344 | 15.0919 | -18.0717
3 | 8 | 19 | 559.7054 | 571.8797 | 587.6027 | 601.359 | 0 | 0 | 0 | 0 | 212.9991 | 297.8388 | 0 | 0 | 0 | 0 | 0 | 0 | 101.6629 | 76.843 | 259.8658 | 259.8658 | 0 | 0 | 0 | 0 | 0 | 17.8329 | -5.7589 | 204.5676 | 0 | 0 | 0 | 0 | 245.0434 | 179.3651 | 333.4957 | 136.9256 | 0.41784 | 0.42049 | 0.40026 | 0.38866 | 102.3898 | 75.4218 | 133.4859 | 53.2175
3 | 8 | 20 | 559.4437 | 571.9737 | 587.9894 | 601.8866 | 0 | 0 | 0 | 0 | 217.5709 | 311.6572 | 0 | 0 | 0 | 0 | 0 | 0 | 90.0339 | 58.9409 | 244.8421 | 244.8421 | 0 | 0 | 0 | 0 | 0 | 48.3718 | 29.6618 | 140.2614 | 0 | 0 | 0 | 0 | 251.8389 | 153.0038 | 313.4855 | 216.7832 | 0.41669 | 0.42192 | 0.40093 | 0.38937 | 104.9386 | 64.556 | 125.6847 | 84.4085
3 | 8 | 21 | 538.6301 | 550.8947 | 566.4258 | 579.7724 | 0 | 0 | 0 | 0 | 217.9036 | 318.2422 | 0 | 0 | 0 | 0 | 0 | 0 | 88.5019 | 56.0627 | 233.1076 | 233.1076 | 0 | 0 | 0 | 0 | 0 | 28.5664 | 92.9019 | 233.6221 | 0 | 0 | 0 | 0 | 232.2246 | 148.0234 | 240.4163 | 113.0426 | 0.40725 | 0.41222 | 0.39727 | 0.38658 | 94.5724 | 61.0186 | 95.5099 | 43.6996
3 | 8 | 22 | 505.2362 | 517.2085 | 532.2575 | 545.161 | 0 | 0 | 0 | 0 | 209.9779 | 342.2469 | 0 | 0 | 0 | 0 | 0 | 0 | 105.8336 | 61.1172 | 231.5038 | 231.5038 | 0 | 0 | 0 | 0 | 0 | 16.6587 | 40.6871 | 100.7994 | 0 | 0 | 0 | 0 | 189.4247 | 97.1857 | 260.0665 | 212.8578 | 0.4092 | 0.40681 | 0.39436 | 0.38072 | 77.513 | 39.5358 | 102.5603 | 81.0398
3 | 8 | 23 | 458.3338 | 469.3766 | 483.1951 | 495.0069 | 0 | 0 | 0 | 0 | 184.6703 | 312.5633 | 0 | 0 | 0 | 0 | 0 | 0 | 103.5002 | 66.19 | 257.8907 | 257.8907 | 0 | 0 | 0 | 0 | 0 | 15.4368 | 96.8435 | 100.3653 | 0 | 0 | 0 | 0 | 170.1634 | 75.1865 | 128.4609 | 136.7509 | 0.41443 | 0.40564 | 0.38939 | 0.37001 | 70.5203 | 30.4985 | 50.0213 | 50.5991
3 | 8 | 24 | 412.7369 | 421.314 | 432.1892 | 441.3625 | 0 | 0 | 0 | 0 | 164.7706 | 289.5572 | 0 | 0 | 0 | 0 | 0 | 0 | 83.2287 | 58.322 | 278.5535 | 278.5535 | 0 | 0 | 0 | 0 | 0 | 16.1983 | 39.7199 | 30.598 | 0 | 0 | 0 | 0 | 164.7375 | 57.2365 | 113.9157 | 132.211 | 0.41271 | 0.40699 | 0.38318 | 0.36432 | 67.9885 | 23.2946 | 43.6504 | 48.1666
3 | 9 | 1 | 387.5276 | 393.7096 | 401.7794 | 408.4036 | 0 | 0 | 0 | 0 | 135.4403 | 320.9138 | 0 | 0 | 0 | 0 | 0 | 0 | 69.1445 | 54.626 | 286.9494 | 286.9494 | 0 | 0 | 0 | 0 | 0 | 22.0124 | 172.622 | 17.9447 | 0 | 0 | 0 | 0 | 182.9427 | -3.8427 | -57.792 | 103.5096 | 0.41329 | 0.40425 | 0.37696 | 0.36409 | 75.6075 | -1.5534 | -21.7851 | 37.6865
3 | 9 | 2 | 371.1825 | 375.3354 | 381.1077 | 385.7113 | 0 | 0 | 0 | 0 | 128.7754 | 295.6114 | 0 | 0 | 0 | 0 | 0 | 0 | 65.0366 | 67.6856 | 310.4576 | 310.4576 | 0 | 0 | 0 | 0 | 0 | 1.3037 | 100.3496 | -12.2009 | 0 | 0 | 0 | 0 | 177.3705 | 10.7347 | -29.6994 | 87.4546 | 0.41212 | 0.40593 | 0.37263 | 0.36396 | 73.098 | 4.3575 | -11.0668 | 31.8298
3 | 9 | 3 | 362.4448 | 364.7254 | 368.4223 | 371.2211 | 0 | 0 | 0 | 0 | 133.021 | 264.9873 | 0 | 0 | 0 | 0 | 0 | 0 | 61.7901 | 75.5729 | 327.6822 | 327.6822 | 0 | 0 | 0 | 0 | 0 | 6.3154 | 78.9787 | -4.0191 | 0 | 0 | 0 | 0 | 167.6338 | 17.8499 | -38.2386 | 47.558 | 0.41162 | 0.4062 | 0.3735 | 0.36453 | 69.001 | 7.2506 | -14.2821 | 17.3362
3 | 9 | 4 | 359.5124 | 360.3257 | 362.3931 | 363.7507 | 0 | 0 | 0 | 0 | 132.3318 | 260.9462 | 0 | 0 | 0 | 0 | 0 | 0 | 62.0994 | 69.4129 | 319.9713 | 319.9713 | 0 | 0 | 0 | 0 | 0 | 3.0435 | 118.0004 | -5.1361 | 0 | 0 | 0 | 0 | 165.0812 | 26.9231 | -75.5786 | 48.9155 | 0.4116 | 0.40613 | 0.376 | 0.36469 | 67.9471 | 10.9343 | -28.4174 | 17.839
3 | 9 | 5 | 371.016 | 370.4997 | 371.1443 | 371.2336 | 0 | 0 | 0 | 0 | 154.5477 | 285.1365 | 0 | 0 | 0 | 0 | 0 | 0 | 66.8097 | 56.4697 | 298.9084 | 298.9084 | 0 | 0 | 0 | 0 | 0 | 14.6516 | 194.1867 | -18.7282 | 0 | 0 | 0 | 0 | 149.6586 | 14.242 | -121.9509 | 91.0534 | 0.41177 | 0.4071 | 0.37726 | 0.36626 | 61.6249 | 5.7979 | -46.0067 | 33.3488
3 | 9 | 6 | 399.6376 | 398.393 | 398.4012 | 397.978 | 0 | 0 | 0 | 0 | 194.8814 | 290.9574 | 0 | 0 | 0 | 0 | 0 | 0 | 62.5319 | 43.1565 | 275.9476 | 275.9476 | 0 | 0 | 0 | 0 | 0 | 47.6126 | 204.2835 | 129.1331 | 0 | 0 | 0 | 0 | 142.2243 | 16.6666 | -81.8299 | -7.1027 | 0.41056 | 0.40853 | 0.38849 | 0.36647 | 58.3923 | 6.8087 | -31.7898 | -2.6029
3 | 9 | 7 | 445.0161 | 443.5503 | 443.6964 | 443.6181 | 0 | 0 | 0 | 0 | 200.6375 | 291.8261 | 0 | 0 | 0 | 0 | 0 | 0 | 73.1145 | 59.8023 | 264.7626 | 264.8346 | 0 | 0 | 0 | 0 | 0 | 12.5244 | 34.4372 | 52.8537 | 0 | 0 | 0 | 0 | 171.2641 | 79.3975 | 144.4966 | 125.9299 | 0.41103 | 0.41035 | 0.39423 | 0.37873 | 70.394 | 32.5806 | 56.9654 | 47.6935
3 | 9 | 8 | 486.6707 | 486.037 | 487.6792 | 489.4045 | 0 | 0 | 0 | 0 | 183.4929 | 241.0502 | 0 | 0 | 0 | 0 | 0 | 0 | 123.76 | 179.7336 | 462.6916 | 471.5634 | 0 | 0 | 0 | 0 | 0 | -7.5632 | 26.1536 | 66.6576 | 0 | 0 | 0 | 0 | 179.4178 | 72.8164 | -1.1661 | -48.8166 | 0.409 | 0.28561 | 0.40476 | 0.39541 | 73.3823 | 20.7973 | -0.472 | -19.3025
3 | 9 | 9 | 495.7718 | 495.6795 | 498.3636 | 501.4975 | 0 | 0 | 0 | 0 | 160.8081 | 219.2102 | 0 | 0 | 0 | 0 | 0 | 0 | 179.4568 | 310.147 | 678.4909 | 700.7426 | 0 | 0 | 0 | 0 | 0 | -19.1173 | -87.8082 | -122.222 | 0 | 0 | 0 | 0 | 155.507 | -14.5604 | -92.3191 | -77.0231 | 0.40919 | 0.27247 | 0.26264 | 0.26837 | 63.6322 | -3.9673 | -24.2471 | -20.6706
3 | 9 | 10 | 507.848 | 507.883 | 510.7019 | 513.8854 | 0 | 0 | 0 | 0 | 150.5797 | 191.4629 | 0 | 0 | 0 | 0 | 0 | 0 | 221.8523 | 396.6083 | 801.3643 | 833.9127 | 0 | 0 | 0 | 0 | 0 | -51.629 | -254.6209 | -264.7743 | 0 | 0 | 0 | 0 | 135.416 | -28.5592 | -36.0414 | -55.253 | 0.40293 | 0.26868 | 0.26582 | 0.087318 | 54.5627 | -7.6732 | -9.5805 | -4.8246
3 | 9 | 11 | 516.6959 | 517.0771 | 520.0139 | 522.9385 | 0 | 0 | 0 | 0 | 143.0497 | 193.0281 | 0 | 0 | 0 | 0 | 0 | 0 | 246.5509 | 456.7131 | 929.381 | 967.8345 | 0 | 0 | 0 | 0 | 0 | -48.4701 | -257.1605 | -272.4951 | 0 | 0 | 0 | 0 | 127.0953 | -84.194 | -152.2067 | -172.4008 | 0.39688 | 0.26972 | 0.26885 | 0 | 50.4413 | -22.7088 | -40.9215 | 0
3 | 9 | 12 | 517.5697 | 518.246 | 521.2951 | 524.058 | 0 | 0 | 0 | 0 | 132.6438 | 187.7813 | 0 | 0 | 0 | 0 | 0 | 0 | 270.9401 | 506.6079 | 1053.1617 | 1097.0496 | 0 | 0 | 0 | 0 | 0 | -58.5202 | -328.6953 | -332.0504 | 0 | 0 | 0 | 0 | 113.9858 | -117.623 | -203.1713 | -240.9412 | 0.3979 | 0.26972 | 0.26972 | 0 | 45.3546 | -31.7252 | -54.7991 | 0
3 | 9 | 13 | 510.4506 | 511.8963 | 515.6852 | 519.0083 | 0 | 0 | 0 | 0 | 130.3447 | 189.5396 | 0 | 0 | 0 | 0 | 0 | 0 | 283.4174 | 509.3411 | 1091.1114 | 1136.4521 | 0 | 0 | 0 | 0 | 0 | -59.768 | -332.5605 | -355.9274 | 0 | 0 | 0 | 0 | 96.6886 | -127.2164 | -242.8656 | -261.5164 | 0.39853 | 0.26972 | 0.26972 | 0 | 38.533 | -34.3128 | -65.5054 | 0
3 | 9 | 14 | 510.638 | 512.727 | 517.2543 | 521.2644 | 0 | 0 | 0 | 0 | 143.4532 | 187.4094 | 0 | 0 | 0 | 0 | 0 | 0 | 290.5702 | 499.6071 | 1055.5352 | 1098.409 | 0 | 0 | 0 | 0 | 0 | -59.7798 | -324.87 | -231.0201 | 0 | 0 | 0 | 0 | 76.6146 | -114.5097 | -213.4109 | -346.1246 | 0.39819 | 0.26972 | 0.26972 | 0 | 30.5069 | -30.8855 | -57.5609 | 0
3 | 9 | 15 | 507.4855 | 510.3079 | 515.6042 | 520.2636 | 0 | 0 | 0 | 0 | 150.9493 | 194.9474 | 0 | 0 | 0 | 0 | 0 | 0 | 290.1186 | 465.7371 | 979.9588 | 1014.7708 | 0 | 0 | 0 | 0 | 0 | -39.9497 | -183.8028 | -142.3619 | 0 | 0 | 0 | 0 | 66.4175 | -110.427 | -280.5518 | -352.1453 | 0.40065 | 0.26972 | 0.26972 | 0 | 26.6101 | -29.7843 | -75.6701 | 0
3 | 9 | 16 | 498.2598 | 502.9069 | 510.1892 | 516.6229 | 0 | 0 | 0 | 0 | 157.0773 | 204.1826 | 0 | 0 | 0 | 0 | 0 | 0 | 276.837 | 386.9891 | 836.3079 | 861.7011 | 0 | 0 | 0 | 0 | 0 | -10.4521 | -50.0801 | -18.3276 | 0 | 0 | 0 | 0 | 64.3455 | -77.8127 | -276.0385 | -326.7505 | 0.40929 | 0.26149 | 0.26306 | 0.18532 | 26.3361 | -20.3469 | -72.6148 | -60.5532
3 | 9 | 17 | 493.5458 | 500.5136 | 510.3067 | 518.9299 | 0 | 0 | 0 | 0 | 176.6352 | 214.2402 | 0 | 0 | 0 | 0 | 0 | 0 | 213.7144 | 268.6754 | 624.6334 | 637.5736 | 0 | 0 | 0 | 0 | 0 | -1.665 | 11.1998 | 12.8421 | 0 | 0 | 0 | 0 | 103.1962 | 19.2631 | -125.5265 | -131.4857 | 0.40752 | 0.28291 | 0.38057 | 0.3842 | 42.0541 | 5.4497 | -47.7719 | -50.5166
3 | 9 | 18 | 501.8587 | 510.9737 | 523.1525 | 533.8647 | 0 | 0 | 0 | 0 | 203.8247 | 273.539 | 0 | 0 | 0 | 0 | 0 | 0 | 176.0014 | 153.8584 | 369.0618 | 370.5193 | 0 | 0 | 0 | 0 | 0 | -2.1736 | -0.080987 | 93.8667 | 0 | 0 | 0 | 0 | 122.0326 | 85.7499 | 154.1718 | 69.4788 | 0.40644 | 0.41154 | 0.3922 | 0.38465 | 49.5992 | 35.2895 | 60.4668 | 26.725
3 | 9 | 19 | 542.211 | 553.8127 | 568.8413 | 581.9969 | 0 | 0 | 0 | 0 | 212.9991 | 297.8388 | 0 | 0 | 0 | 0 | 0 | 0 | 161.9616 | 105.1314 | 208.2421 | 208.2421 | 0 | 0 | 0 | 0 | 0 | 17.8329 | -5.7589 | 204.5676 | 0 | 0 | 0 | 0 | 167.2504 | 133.0096 | 366.358 | 169.1872 | 0.41784 | 0.42049 | 0.40026 | 0.38866 | 69.8845 | 55.9296 | 146.6394 | 65.7563
3 | 9 | 20 | 540.4628 | 552.3714 | 567.6337 | 580.8792 | 0 | 0 | 0 | 0 | 217.5709 | 311.6572 | 0 | 0 | 0 | 0 | 0 | 0 | 163.3822 | 113.6036 | 239.1203 | 239.1203 | 0 | 0 | 0 | 0 | 0 | 48.3718 | 29.6618 | 140.2614 | 0 | 0 | 0 | 0 | 159.5097 | 78.7389 | 298.8516 | 201.4976 | 0.41669 | 0.42192 | 0.40093 | 0.38937 | 66.466 | 33.2218 | 119.8176 | 78.4568
3 | 9 | 21 | 523.9638 | 535.7484 | 550.6973 | 563.5403 | 0 | 0 | 0 | 0 | 217.9036 | 318.2422 | 0 | 0 | 0 | 0 | 0 | 0 | 164.3375 | 115.5325 | 244.6739 | 244.6739 | 0 | 0 | 0 | 0 | 0 | 28.5664 | 92.9019 | 233.6221 | 0 | 0 | 0 | 0 | 141.7227 | 73.4073 | 213.1215 | 85.2442 | 0.40725 | 0.41222 | 0.39727 | 0.38658 | 57.7159 | 30.2601 | 84.6665 | 32.9534
3 | 9 | 22 | 497.4045 | 509.1205 | 523.8586 | 536.4932 | 0 | 0 | 0 | 0 | 209.9779 | 342.2469 | 0 | 0 | 0 | 0 | 0 | 0 | 140.9861 | 96.2598 | 230.9313 | 230.9313 | 0 | 0 | 0 | 0 | 0 | 16.6587 | 40.6871 | 100.7994 | 0 | 0 | 0 | 0 | 146.4405 | 53.955 | 252.2401 | 204.7624 | 0.4092 | 0.40681 | 0.39436 | 0.38072 | 59.9238 | 21.9493 | 99.4739 | 77.9577
3 | 9 | 23 | 461.2707 | 472.4096 | 486.3446 | 498.2574 | 0 | 0 | 0 | 0 | 184.6703 | 312.5633 | 0 | 0 | 0 | 0 | 0 | 0 | 144.6033 | 94.8445 | 217.2395 | 217.2395 | 0 | 0 | 0 | 0 | 0 | 15.4368 | 96.8435 | 100.3653 | 0 | 0 | 0 | 0 | 131.9971 | 49.565 | 172.2617 | 180.6525 | 0.41443 | 0.40564 | 0.38939 | 0.37001 | 54.7032 | 20.1054 | 67.0768 | 66.843
3 | 9 | 24 | 418.0486 | 426.7997 | 437.8857 | 447.2414 | 0 | 0 | 0 | 0 | 164.7706 | 289.5572 | 0 | 0 | 0 | 0 | 0 | 0 | 147.9144 | 86.1339 | 187.3867 | 187.3867 | 0 | 0 | 0 | 0 | 0 | 16.1983 | 39.7199 | 30.598 | 0 | 0 | 0 | 0 | 105.3636 | 34.9102 | 210.7791 | 229.2567 | 0.41271 | 0.40699 | 0.38318 | 0.36432 | 43.4844 | 14.2081 | 80.7666 | 83.5219
3 | 10 | 1 | 389.558 | 395.8065 | 403.9569 | 410.6508 | 0 | 0 | 0 | 0 | 135.4403 | 320.9138 | 0 | 0 | 0 | 0 | 0 | 0 | 149.8429 | 81.7563 | 155.5561 | 155.5561 | 0 | 0 | 0 | 0 | 0 | 22.0124 | 172.622 | 17.9447 | 0 | 0 | 0 | 0 | 104.2748 | -28.876 | 75.7787 | 237.1501 | 0.41329 | 0.40425 | 0.37696 | 0.36409 | 43.0952 | -11.6731 | 28.5653 | 86.3432
3 | 10 | 2 | 371.7082 | 375.8784 | 381.6716 | 386.2932 | 0 | 0 | 0 | 0 | 128.7754 | 295.6114 | 0 | 0 | 0 | 0 | 0 | 0 | 147.957 | 86.2611 | 158.2731 | 158.2731 | 0 | 0 | 0 | 0 | 0 | 1.3037 | 100.3496 | -12.2009 | 0 | 0 | 0 | 0 | 94.9759 | -7.2979 | 123.0489 | 240.221 | 0.41212 | 0.40593 | 0.37263 | 0.36396 | 39.1415 | -2.9624 | 45.8513 | 87.4302
3 | 10 | 3 | 360.8858 | 363.1153 | 366.7503 | 369.4956 | 0 | 0 | 0 | 0 | 133.021 | 264.9873 | 0 | 0 | 0 | 0 | 0 | 0 | 156.9295 | 109.0733 | 189.115 | 189.115 | 0 | 0 | 0 | 0 | 0 | 6.3154 | 78.9787 | -4.0191 | 0 | 0 | 0 | 0 | 70.9353 | -17.2607 | 98.6566 | 184.3997 | 0.41162 | 0.4062 | 0.3735 | 0.36453 | 29.1982 | -7.0113 | 36.8483 | 67.2188
3 | 10 | 4 | 355.7235 | 356.4128 | 358.3298 | 359.5572 | 0 | 0 | 0 | 0 | 132.3318 | 260.9462 | 0 | 0 | 0 | 0 | 0 | 0 | 145.5803 | 114.4803 | 218.0058 | 218.0058 | 0 | 0 | 0 | 0 | 0 | 3.0435 | 118.0004 | -5.1361 | 0 | 0 | 0 | 0 | 77.8114 | -22.0572 | 22.3236 | 146.6876 | 0.4116 | 0.40613 | 0.376 | 0.36469 | 32.027 | -8.9582 | 8.3937 | 53.4955
3 | 10 | 5 | 356.7123 | 355.7278 | 355.8046 | 355.4028 | 0 | 0 | 0 | 0 | 154.5477 | 285.1365 | 0 | 0 | 0 | 0 | 0 | 0 | 129.7729 | 103.0394 | 220.1122 | 220.1122 | 0 | 0 | 0 | 0 | 0 | 14.6516 | 194.1867 | -18.7282 | 0 | 0 | 0 | 0 | 72.3917 | -47.0997 | -58.4943 | 154.0188 | 0.41177 | 0.4071 | 0.37726 | 0.36626 | 29.8088 | -19.1743 | -22.0673 | 56.4102
3 | 10 | 6 | 369.9062 | 367.6884 | 366.5165 | 365.0725 | 0 | 0 | 0 | 0 | 194.8814 | 290.9574 | 0 | 0 | 0 | 0 | 0 | 0 | 145.6337 | 116.3788 | 222.8334 | 222.8334 | 0 | 0 | 0 | 0 | 0 | 47.6126 | 204.2835 | 129.1331 | 0 | 0 | 0 | 0 | 29.3912 | -87.2604 | -60.6004 | 13.1059 | 0.41056 | 0.40853 | 0.38849 | 0.36647 | 12.067 | -35.6483 | -23.5424 | 4.8029
3 | 10 | 7 | 377.9211 | 374.2589 | 371.742 | 369.3599 | 0 | 0 | 0 | 0 | 200.6375 | 291.8261 | 0 | 0 | 0 | 0 | 0 | 0 | 181.5286 | 156.5564 | 246.3338 | 246.4083 | 0 | 0 | 0 | 0 | 0 | 12.5244 | 34.4372 | 52.8537 | 0 | 0 | 0 | 0 | -4.245 | -86.648 | 90.971 | 70.0979 | 0.41103 | 0.41035 | 0.39423 | 0.37873 | -1.7448 | -35.5558 | 35.8638 | 26.5482
3 | 10 | 8 | 403.0422 | 399.6709 | 397.9937 | 396.8474 | 0 | 0 | 0 | 0 | 183.4929 | 241.0502 | 0 | 0 | 0 | 0 | 0 | 0 | 228.8869 | 302.6709 | 656.016 | 666.8583 | 0 | 0 | 0 | 0 | 0 | -7.5632 | 26.1536 | 66.6576 | 0 | 0 | 0 | 0 | -9.3376 | -136.487 | -284.1758 | -336.6684 | 0.409 | 0.28561 | 0.40476 | 0.39541 | -3.8191 | -38.9824 | -115.0236 | -133.1218
3 | 10 | 9 | 432.6833 | 430.5258 | 430.7059 | 431.6735 | 0 | 0 | 0 | 0 | 160.8081 | 219.2102 | 0 | 0 | 0 | 0 | 0 | 0 | 294.0989 | 463.5456 | 966.6594 | 994.539 | 0 | 0 | 0 | 0 | 0 | -19.1173 | -87.8082 | -122.222 | 0 | 0 | 0 | 0 | -22.2237 | -233.1127 | -448.1453 | -440.6436 | 0.40919 | 0.27247 | 0.26264 | 0.26837 | -9.0937 | -63.5174 | -117.7027 | -118.2547
3 | 10 | 10 | 445.9016 | 443.9088 | 444.269 | 445.3254 | 0 | 0 | 0 | 0 | 150.5797 | 191.4629 | 0 | 0 | 0 | 0 | 0 | 0 | 344.5664 | 573.675 | 1152.3756 | 1193.4263 | 0 | 0 | 0 | 0 | 0 | -51.629 | -254.6209 | -264.7743 | 0 | 0 | 0 | 0 | -49.2444 | -269.6002 | -453.4857 | -483.3266 | 0.40293 | 0.26868 | 0.26582 | 0.087318 | -19.8419 | -72.4351 | -120.5447 | -42.2029
3 | 10 | 11 | 458.6653 | 457.1469 | 457.7804 | 458.7124 | 0 | 0 | 0 | 0 | 143.0497 | 193.0281 | 0 | 0 | 0 | 0 | 0 | 0 | 362.6427 | 631.001 | 1246.9146 | 1296.1956 | 0 | 0 | 0 | 0 | 0 | -48.4701 | -257.1605 | -272.4951 | 0 | 0 | 0 | 0 | -47.0271 | -318.4121 | -531.9737 | -564.988 | 0.39688 | 0.26972 | 0.26885 | 0 | -18.664 | -85.882 | -143.0238 | 0
3 | 10 | 12 | 454.8075 | 453.4293 | 453.9873 | 454.5951 | 0 | 0 | 0 | 0 | 132.6438 | 187.7813 | 0 | 0 | 0 | 0 | 0 | 0 | 378.5007 | 653.5959 | 1267.0677 | 1319.957 | 0 | 0 | 0 | 0 | 0 | -58.5202 | -328.6953 | -332.0504 | 0 | 0 | 0 | 0 | -56.337 | -329.4277 | -484.3851 | -533.3114 | 0.3979 | 0.26972 | 0.26972 | 0 | -22.4163 | -88.8531 | -130.6478 | 0
3 | 10 | 13 | 451.5136 | 451.03 | 452.4797 | 453.7789 | 0 | 0 | 0 | 0 | 130.3447 | 189.5396 | 0 | 0 | 0 | 0 | 0 | 0 | 379.9495 | 648.8693 | 1254.3488 | 1307.5292 | 0 | 0 | 0 | 0 | 0 | -59.768 | -332.5605 | -355.9274 | 0 | 0 | 0 | 0 | -58.7805 | -327.6109 | -469.3086 | -497.8229 | 0.39853 | 0.26972 | 0.26972 | 0 | -23.4256 | -88.3631 | -126.5813 | 0
3 | 10 | 14 | 448.184 | 448.2286 | 450.277 | 452.1426 | 0 | 0 | 0 | 0 | 143.4532 | 187.4094 | 0 | 0 | 0 | 0 | 0 | 0 | 367.3593 | 629.6444 | 1227.3588 | 1278.4726 | 0 | 0 | 0 | 0 | 0 | -59.7798 | -324.87 | -231.0201 | 0 | 0 | 0 | 0 | -62.6285 | -309.0455 | -452.2118 | -595.31 | 0.39819 | 0.26972 | 0.26972 | 0 | -24.9378 | -83.3556 | -121.97 | 0
3 | 10 | 15 | 444.4151 | 445.1729 | 447.9659 | 450.4596 | 0 | 0 | 0 | 0 | 150.9493 | 194.9474 | 0 | 0 | 0 | 0 | 0 | 0 | 349.3433 | 592.843 | 1161.8651 | 1207.1003 | 0 | 0 | 0 | 0 | 0 | -39.9497 | -183.8028 | -142.3619 | 0 | 0 | 0 | 0 | -55.8776 | -302.6679 | -530.0965 | -614.2788 | 0.40065 | 0.26972 | 0.26972 | 0 | -22.3873 | -81.6354 | -142.977 | 0
3 | 10 | 16 | 442.7673 | 445.5978 | 450.6776 | 455.2059 | 0 | 0 | 0 | 0 | 157.0773 | 204.1826 | 0 | 0 | 0 | 0 | 0 | 0 | 316.0581 | 499.7963 | 984.451 | 1019.4558 | 0 | 0 | 0 | 0 | 0 | -10.4521 | -50.0801 | -18.3276 | 0 | 0 | 0 | 0 | -30.3681 | -247.9289 | -483.6932 | -545.9223 | 0.40929 | 0.26149 | 0.26306 | 0.18532 | -12.4294 | -64.8299 | -127.2406 | -101.1699
3 | 10 | 17 | 446.6282 | 452.0603 | 459.9911 | 467.0033 | 0 | 0 | 0 | 0 | 176.6352 | 214.2402 | 0 | 0 | 0 | 0 | 0 | 0 | 239.9151 | 334.2388 | 713.9664 | 732.9221 | 0 | 0 | 0 | 0 | 0 | -1.665 | 11.1998 | 12.8421 | 0 | 0 | 0 | 0 | 30.0779 | -94.7538 | -265.1751 | -278.7609 | 0.40752 | 0.28291 | 0.38057 | 0.3842 | 12.2572 | -26.807 | -100.9183 | -107.0996
3 | 10 | 18 | 455.2856 | 462.8761 | 473.2063 | 482.3193 | 0 | 0 | 0 | 0 | 203.8247 | 273.539 | 0 | 0 | 0 | 0 | 0 | 0 | 156.2251 | 164.1893 | 401.2533 | 403.8913 | 0 | 0 | 0 | 0 | 0 | -2.1736 | -0.080987 | 93.8667 | 0 | 0 | 0 | 0 | 95.2358 | 27.3213 | 72.034 | -15.4387 | 0.40644 | 0.41154 | 0.3922 | 0.38465 | 38.7079 | 11.2438 | 28.252 | -5.9385
3 | 10 | 19 | 502.4544 | 512.7546 | 526.2052 | 537.9957 | 0 | 0 | 0 | 0 | 212.9991 | 297.8388 | 0 | 0 | 0 | 0 | 0 | 0 | 125.1199 | 78.4962 | 151.1991 | 151.1991 | 0 | 0 | 0 | 0 | 0 | 17.8329 | -5.7589 | 204.5676 | 0 | 0 | 0 | 0 | 164.3354 | 118.5867 | 380.7649 | 182.2289 | 0.41784 | 0.42049 | 0.40026 | 0.38866 | 68.6665 | 49.8649 | 152.406 | 70.8251
3 | 10 | 20 | 508.3384 | 519.1955 | 533.1827 | 545.3251 | 0 | 0 | 0 | 0 | 217.5709 | 311.6572 | 0 | 0 | 0 | 0 | 0 | 0 | 132.3889 | 84.1357 | 159.0167 | 159.0167 | 0 | 0 | 0 | 0 | 0 | 48.3718 | 29.6618 | 140.2614 | 0 | 0 | 0 | 0 | 158.3787 | 75.0307 | 344.5042 | 246.0471 | 0.41669 | 0.42192 | 0.40093 | 0.38937 | 65.9947 | 31.6573 | 138.121 | 95.803
3 | 10 | 21 | 495.2477 | 506.0922 | 519.9013 | 531.7583 | 0 | 0 | 0 | 0 | 217.9036 | 318.2422 | 0 | 0 | 0 | 0 | 0 | 0 | 169.1035 | 108.7421 | 188.7794 | 188.7794 | 0 | 0 | 0 | 0 | 0 | 28.5664 | 92.9019 | 233.6221 | 0 | 0 | 0 | 0 | 108.2406 | 50.5415 | 238.22 | 109.3567 | 0.40725 | 0.41222 | 0.39727 | 0.38658 | 44.0805 | 20.8343 | 94.6374 | 42.2747
3 | 10 | 22 | 471.4802 | 482.3476 | 496.0567 | 507.8011 | 0 | 0 | 0 | 0 | 209.9779 | 342.2469 | 0 | 0 | 0 | 0 | 0 | 0 | 193.0387 | 128.6968 | 211.264 | 211.264 | 0 | 0 | 0 | 0 | 0 | 16.6587 | 40.6871 | 100.7994 | 0 | 0 | 0 | 0 | 68.4636 | -5.2548 | 244.1055 | 195.7377 | 0.4092 | 0.40681 | 0.39436 | 0.38072 | 28.0155 | -2.1377 | 96.2659 | 74.5218
3 | 10 | 23 | 438.809 | 449.2127 | 462.2561 | 473.3976 | 0 | 0 | 0 | 0 | 184.6703 | 312.5633 | 0 | 0 | 0 | 0 | 0 | 0 | 188.1589 | 118.374 | 216.0762 | 216.0762 | 0 | 0 | 0 | 0 | 0 | 15.4368 | 96.8435 | 100.3653 | 0 | 0 | 0 | 0 | 65.9799 | 2.8385 | 149.3365 | 156.956 | 0.41443 | 0.40564 | 0.38939 | 0.37001 | 27.3438 | 1.1514 | 58.15 | 58.0751
3 | 10 | 24 | 404.2707 | 412.5707 | 423.1098 | 431.9924 | 0 | 0 | 0 | 0 | 164.7706 | 289.5572 | 0 | 0 | 0 | 0 | 0 | 0 | 185.4465 | 118.7709 | 226.6286 | 226.6286 | 0 | 0 | 0 | 0 | 0 | 16.1983 | 39.7199 | 30.598 | 0 | 0 | 0 | 0 | 54.0536 | -11.9557 | 156.7613 | 174.7659 | 0.41271 | 0.40699 | 0.38318 | 0.36432 | 22.3084 | -4.8658 | 60.068 | 63.67
3 | 11 | 1 | 375.2906 | 381.072 | 388.6561 | 394.8601 | 0 | 0 | 0 | 0 | 135.4403 | 320.9138 | 0 | 0 | 0 | 0 | 0 | 0 | 186.8489 | 117.8647 | 223.6074 | 223.6074 | 0 | 0 | 0 | 0 | 0 | 22.0124 | 172.622 | 17.9447 | 0 | 0 | 0 | 0 | 53.0014 | -79.7189 | -7.5733 | 153.3081 | 0.41329 | 0.40425 | 0.37696 | 0.36409 | 21.9047 | -32.2263 | -2.8548 | 55.8175
3 | 11 | 2 | 359.1268 | 362.8851 | 368.1789 | 372.3685 | 0 | 0 | 0 | 0 | 128.7754 | 295.6114 | 0 | 0 | 0 | 0 | 0 | 0 | 177.3473 | 111.7537 | 216.554 | 216.554 | 0 | 0 | 0 | 0 | 0 | 1.3037 | 100.3496 | -12.2009 | 0 | 0 | 0 | 0 | 53.0041 | -45.7837 | 51.2754 | 168.0155 | 0.41212 | 0.40593 | 0.37263 | 0.36396 | 21.8441 | -18.585 | 19.1066 | 61.1505
3 | 11 | 3 | 351.7488 | 353.6793 | 356.9516 | 359.3831 | 0 | 0 | 0 | 0 | 133.021 | 264.9873 | 0 | 0 | 0 | 0 | 0 | 0 | 173.1195 | 97.8158 | 188.1846 | 188.1846 | 0 | 0 | 0 | 0 | 0 | 6.3154 | 78.9787 | -4.0191 | 0 | 0 | 0 | 0 | 45.6083 | -15.4392 | 89.7883 | 175.2176 | 0.41162 | 0.4062 | 0.3735 | 0.36453 | 18.7732 | -6.2714 | 33.536 | 63.8717
3 | 11 | 4 | 345.3356 | 345.6849 | 347.1896 | 348.0603 | 0 | 0 | 0 | 0 | 132.3318 | 260.9462 | 0 | 0 | 0 | 0 | 0 | 0 | 155.6178 | 84.8502 | 185.5242 | 185.5242 | 0 | 0 | 0 | 0 | 0 | 3.0435 | 118.0004 | -5.1361 | 0 | 0 | 0 | 0 | 57.3861 | -3.155 | 43.665 | 167.6723 | 0.4116 | 0.40613 | 0.376 | 0.36469 | 23.62 | -1.2814 | 16.418 | 61.1485
3 | 11 | 5 | 348.4818 | 347.2278 | 346.978 | 346.2936 | 0 | 0 | 0 | 0 | 154.5477 | 285.1365 | 0 | 0 | 0 | 0 | 0 | 0 | 147.3084 | 76.8526 | 177.5865 | 177.5865 | 0 | 0 | 0 | 0 | 0 | 14.6516 | 194.1867 | -18.7282 | 0 | 0 | 0 | 0 | 46.6257 | -29.4128 | -24.7952 | 187.4353 | 0.41177 | 0.4071 | 0.37726 | 0.36626 | 19.1991 | -11.974 | -9.3541 | 68.6492
3 | 11 | 6 | 358.3944 | 355.7997 | 354.1709 | 352.3316 | 0 | 0 | 0 | 0 | 194.8814 | 290.9574 | 0 | 0 | 0 | 0 | 0 | 0 | 147.1019 | 93.1383 | 212.9005 | 212.9005 | 0 | 0 | 0 | 0 | 0 | 47.6126 | 204.2835 | 129.1331 | 0 | 0 | 0 | 0 | 16.4111 | -75.9085 | -63.0131 | 10.2979 | 0.41056 | 0.40853 | 0.38849 | 0.36647 | 6.7378 | -31.0107 | -24.4797 | 3.7739
3 | 11 | 7 | 363.7262 | 359.5993 | 356.519 | 353.6494 | 0 | 0 | 0 | 0 | 200.6375 | 291.8261 | 0 | 0 | 0 | 0 | 0 | 0 | 164.9158 | 152.7481 | 304.6374 | 304.7308 | 0 | 0 | 0 | 0 | 0 | 12.5244 | 34.4372 | 52.8537 | 0 | 0 | 0 | 0 | -1.8272 | -97.4992 | 17.4444 | -3.9351 | 0.41103 | 0.41035 | 0.39423 | 0.37873 | -0.75101 | -40.0086 | 6.8772 | -1.4903
3 | 11 | 8 | 379.9097 | 375.7812 | 373.1859 | 371.2453 | 0 | 0 | 0 | 0 | 183.4929 | 241.0502 | 0 | 0 | 0 | 0 | 0 | 0 | 234.052 | 334.9105 | 750.978 | 762.478 | 0 | 0 | 0 | 0 | 0 | -7.5632 | 26.1536 | 66.6576 | 0 | 0 | 0 | 0 | -37.6352 | -192.6163 | -403.9458 | -457.8903 | 0.409 | 0.28561 | 0.40476 | 0.39541 | -15.3929 | -55.0136 | -163.5019 | -181.0541
3 | 11 | 9 | 399.8881 | 396.6571 | 395.5355 | 395.377 | 0 | 0 | 0 | 0 | 160.8081 | 219.2102 | 0 | 0 | 0 | 0 | 0 | 0 | 309.5029 | 495.9615 | 1042.1414 | 1070.3541 | 0 | 0 | 0 | 0 | 0 | -19.1173 | -87.8082 | -122.222 | 0 | 0 | 0 | 0 | -70.4228 | -299.3973 | -558.7977 | -552.7551 | 0.40919 | 0.27247 | 0.26264 | 0.26837 | -28.8165 | -81.5783 | -146.7649 | -148.3418
3 | 11 | 10 | 418.0556 | 415.1513 | 414.4062 | 414.5065 | 0 | 0 | 0 | 0 | 150.5797 | 191.4629 | 0 | 0 | 0 | 0 | 0 | 0 | 357.9541 | 601.0286 | 1222.4952 | 1263.3568 | 0 | 0 | 0 | 0 | 0 | -51.629 | -254.6209 | -264.7743 | 0 | 0 | 0 | 0 | -90.4782 | -325.7112 | -553.4681 | -584.076 | 0.40293 | 0.26868 | 0.26582 | 0.087318 | -36.456 | -87.5108 | -147.1219 | -51.0001
3 | 11 | 11 | 432.8679 | 430.505 | 430.1146 | 430.1608 | 0 | 0 | 0 | 0 | 143.0497 | 193.0281 | 0 | 0 | 0 | 0 | 0 | 0 | 403.695 | 662.0872 | 1297.0911 | 1345.7921 | 0 | 0 | 0 | 0 | 0 | -48.4701 | -257.1605 | -272.4951 | 0 | 0 | 0 | 0 | -113.8769 | -376.1402 | -609.816 | -643.1362 | 0.39688 | 0.26972 | 0.26885 | 0 | -45.1952 | -101.4524 | -163.9521 | 0
3 | 11 | 12 | 440.8845 | 439.0505 | 439.0559 | 439.1857 | 0 | 0 | 0 | 0 | 132.6438 | 187.7813 | 0 | 0 | 0 | 0 | 0 | 0 | 437.032 | 671.5753 | 1289.474 | 1342.1045 | 0 | 0 | 0 | 0 | 0 | -58.5202 | -328.6953 | -332.0504 | 0 | 0 | 0 | 0 | -128.7912 | -361.7858 | -521.7228 | -570.8684 | 0.3979 | 0.26972 | 0.26972 | 0 | -51.2456 | -97.5807 | -140.7184 | 0
3 | 11 | 13 | 446.7275 | 446.0873 | 447.347 | 448.4819 | 0 | 0 | 0 | 0 | 130.3447 | 189.5396 | 0 | 0 | 0 | 0 | 0 | 0 | 439.9977 | 670.5745 | 1289.6319 | 1342.2552 | 0 | 0 | 0 | 0 | 0 | -59.768 | -332.5605 | -355.9274 | 0 | 0 | 0 | 0 | -123.6148 | -354.2588 | -509.7244 | -537.8458 | 0.39853 | 0.26972 | 0.26972 | 0 | -49.2638 | -95.5505 | -137.4822 | 0
3 | 11 | 14 | 450.7945 | 450.9246 | 453.0766 | 455.0318 | 0 | 0 | 0 | 0 | 143.4532 | 187.4094 | 0 | 0 | 0 | 0 | 0 | 0 | 431.0499 | 668.6358 | 1259.9225 | 1310.9941 | 0 | 0 | 0 | 0 | 0 | -59.7798 | -324.87 | -231.0201 | 0 | 0 | 0 | 0 | -123.7086 | -345.3408 | -481.9758 | -624.9422 | 0.39819 | 0.26972 | 0.26972 | 0 | -49.259 | -93.1452 | -129.9979 | 0
3 | 11 | 15 | 455.2561 | 456.3689 | 459.5921 | 462.4581 | 0 | 0 | 0 | 0 | 150.9493 | 194.9474 | 0 | 0 | 0 | 0 | 0 | 0 | 403.0207 | 633.3683 | 1195.8643 | 1241.7397 | 0 | 0 | 0 | 0 | 0 | -39.9497 | -183.8028 | -142.3619 | 0 | 0 | 0 | 0 | -98.7139 | -331.9972 | -552.4694 | -636.9197 | 0.40065 | 0.26972 | 0.26972 | 0 | -39.5496 | -89.5461 | -149.0114 | 0
3 | 11 | 16 | 460.5517 | 463.9644 | 469.7501 | 474.889 | 0 | 0 | 0 | 0 | 157.0773 | 204.1826 | 0 | 0 | 0 | 0 | 0 | 0 | 370.8361 | 550.0255 | 1063.1379 | 1098.7432 | 0 | 0 | 0 | 0 | 0 | -10.4521 | -50.0801 | -18.3276 | 0 | 0 | 0 | 0 | -67.3616 | -279.7915 | -543.3077 | -605.5265 | 0.40929 | 0.26149 | 0.26306 | 0.18532 | -27.5706 | -73.1615 | -142.9228 | -112.2157
3 | 11 | 17 | 465.5366 | 471.5876 | 480.269 | 487.9305 | 0 | 0 | 0 | 0 | 176.6352 | 214.2402 | 0 | 0 | 0 | 0 | 0 | 0 | 302.7841 | 400.6887 | 819.975 | 840.1842 | 0 | 0 | 0 | 0 | 0 | -1.665 | 11.1998 | 12.8421 | 0 | 0 | 0 | 0 | -13.8826 | -141.6763 | -350.9058 | -365.0958 | 0.40752 | 0.28291 | 0.38057 | 0.3842 | -5.6574 | -40.0819 | -133.545 | -140.2694
3 | 11 | 18 | 476.1519 | 484.4255 | 495.5839 | 505.4134 | 0 | 0 | 0 | 0 | 203.8247 | 273.539 | 0 | 0 | 0 | 0 | 0 | 0 | 216.0841 | 216.1762 | 503.8377 | 506.7923 | 0 | 0 | 0 | 0 | 0 | -2.1736 | -0.080987 | 93.8667 | 0 | 0 | 0 | 0 | 56.2431 | -3.1162 | -8.1727 | -95.2455 | 0.40644 | 0.41154 | 0.3922 | 0.38465 | 22.8596 | -1.2824 | -3.2054 | -36.6362
3 | 11 | 19 | 517.5195 | 528.3129 | 542.3614 | 554.6692 | 0 | 0 | 0 | 0 | 212.9991 | 297.8388 | 0 | 0 | 0 | 0 | 0 | 0 | 166.2703 | 110.6098 | 218.1546 | 218.1547 | 0 | 0 | 0 | 0 | 0 | 17.8329 | -5.7589 | 204.5676 | 0 | 0 | 0 | 0 | 138.2501 | 102.0313 | 329.9657 | 131.9469 | 0.41784 | 0.42049 | 0.40026 | 0.38866 | 57.7669 | 42.9035 | 132.0729 | 51.2825
3 | 11 | 20 | 524.2918 | 535.6711 | 550.2916 | 562.9818 | 0 | 0 | 0 | 0 | 217.5709 | 311.6572 | 0 | 0 | 0 | 0 | 0 | 0 | 166.7585 | 100.2963 | 204.2579 | 204.2579 | 0 | 0 | 0 | 0 | 0 | 48.3718 | 29.6618 | 140.2614 | 0 | 0 | 0 | 0 | 139.9625 | 75.3458 | 316.3719 | 218.4626 | 0.41669 | 0.42192 | 0.40093 | 0.38937 | 58.3209 | 31.7902 | 126.842 | 85.0624
3 | 11 | 21 | 500.1787 | 511.1847 | 525.1895 | 537.2158 | 0 | 0 | 0 | 0 | 217.9036 | 318.2422 | 0 | 0 | 0 | 0 | 0 | 0 | 158.6877 | 83.4524 | 192.1196 | 192.1196 | 0 | 0 | 0 | 0 | 0 | 28.5664 | 92.9019 | 233.6221 | 0 | 0 | 0 | 0 | 123.5875 | 80.9237 | 240.1681 | 111.4741 | 0.40725 | 0.41222 | 0.39727 | 0.38658 | 50.3304 | 33.3586 | 95.4113 | 43.0932
3 | 11 | 22 | 456.832 | 467.2199 | 480.3476 | 491.5891 | 0 | 0 | 0 | 0 | 209.9779 | 342.2469 | 0 | 0 | 0 | 0 | 0 | 0 | 155.6162 | 77.7393 | 189.072 | 189.072 | 0 | 0 | 0 | 0 | 0 | 16.6587 | 40.6871 | 100.7994 | 0 | 0 | 0 | 0 | 91.2379 | 30.575 | 250.5885 | 201.7177 | 0.4092 | 0.40681 | 0.39436 | 0.38072 | 37.3347 | 12.4381 | 98.8226 | 76.7985
3 | 11 | 23 | 416.2567 | 425.9221 | 438.0704 | 448.4375 | 0 | 0 | 0 | 0 | 184.6703 | 312.5633 | 0 | 0 | 0 | 0 | 0 | 0 | 170.0877 | 76.1764 | 185.3387 | 185.3387 | 0 | 0 | 0 | 0 | 0 | 15.4368 | 96.8435 | 100.3653 | 0 | 0 | 0 | 0 | 61.4987 | 21.7456 | 155.8883 | 162.7335 | 0.41443 | 0.40564 | 0.38939 | 0.37001 | 25.4867 | 8.8208 | 60.7012 | 60.2128
3 | 11 | 24 | 381.5733 | 389.1304 | 398.7686 | 406.8718 | 0 | 0 | 0 | 0 | 164.7706 | 289.5572 | 0 | 0 | 0 | 0 | 0 | 0 | 181.4154 | 69.8651 | 176.364 | 176.364 | 0 | 0 | 0 | 0 | 0 | 16.1983 | 39.7199 | 30.598 | 0 | 0 | 0 | 0 | 35.3873 | 13.5098 | 182.6846 | 199.9098 | 0.41271 | 0.40699 | 0.38318 | 0.36432 | 14.6046 | 5.4983 | 70.0013 | 72.8304
3 | 12 | 1 | 359.9898 | 365.2703 | 372.2472 | 377.9258 | 0 | 0 | 0 | 0 | 135.4403 | 320.9138 | 0 | 0 | 0 | 0 | 0 | 0 | 194.9228 | 63.303 | 164.7929 | 164.7929 | 0 | 0 | 0 | 0 | 0 | 22.0124 | 172.622 | 17.9447 | 0 | 0 | 0 | 0 | 29.6267 | -40.9588 | 34.8322 | 195.1883 | 0.41329 | 0.40425 | 0.37696 | 0.36409 | 12.2443 | -16.5575 | 13.1302 | 71.0655
3 | 12 | 2 | 350.153 | 353.6175 | 358.5552 | 362.4366 | 0 | 0 | 0 | 0 | 128.7754 | 295.6114 | 0 | 0 | 0 | 0 | 0 | 0 | 207.1261 | 64.0476 | 159.4547 | 159.4547 | 0 | 0 | 0 | 0 | 0 | 1.3037 | 100.3496 | -12.2009 | 0 | 0 | 0 | 0 | 14.2516 | -7.3452 | 98.7509 | 215.1829 | 0.41212 | 0.40593 | 0.37263 | 0.36396 | 5.8734 | -2.9816 | 36.7972 | 78.3174
3 | 12 | 3 | 346.147 | 347.8941 | 350.944 | 353.1833 | 0 | 0 | 0 | 0 | 133.021 | 264.9873 | 0 | 0 | 0 | 0 | 0 | 0 | 207.7664 | 63.3063 | 157.5966 | 157.5966 | 0 | 0 | 0 | 0 | 0 | 6.3154 | 78.9787 | -4.0191 | 0 | 0 | 0 | 0 | 5.3595 | 13.285 | 114.3688 | 199.6057 | 0.41162 | 0.4062 | 0.3735 | 0.36453 | 2.2061 | 5.3964 | 42.7168 | 72.7618
3 | 12 | 4 | 353.1492 | 353.7542 | 355.569 | 356.7081 | 0 | 0 | 0 | 0 | 132.3318 | 260.9462 | 0 | 0 | 0 | 0 | 0 | 0 | 187.3776 | 53.1238 | 163.8237 | 163.8237 | 0 | 0 | 0 | 0 | 0 | 3.0435 | 118.0004 | -5.1361 | 0 | 0 | 0 | 0 | 33.4397 | 36.6407 | 73.7449 | 198.0205 | 0.4116 | 0.40613 | 0.376 | 0.36469 | 13.7637 | 14.881 | 27.728 | 72.2162
3 | 12 | 5 | 377.7056 | 377.4082 | 378.3183 | 378.6374 | 0 | 0 | 0 | 0 | 154.5477 | 285.1365 | 0 | 0 | 0 | 0 | 0 | 0 | 166.6719 | 49.1052 | 180.95 | 180.95 | 0 | 0 | 0 | 0 | 0 | 14.6516 | 194.1867 | -18.7282 | 0 | 0 | 0 | 0 | 56.486 | 28.515 | 3.1816 | 216.4155 | 0.41177 | 0.4071 | 0.37726 | 0.36626 | 23.2593 | 11.6085 | 1.2003 | 79.2634
3 | 12 | 6 | 431.49 | 431.2881 | 432.5606 | 433.2312 | 0 | 0 | 0 | 0 | 194.8814 | 290.9574 | 0 | 0 | 0 | 0 | 0 | 0 | 169.0424 | 53.6946 | 191.3753 | 191.3753 | 0 | 0 | 0 | 0 | 0 | 47.6126 | 204.2835 | 129.1331 | 0 | 0 | 0 | 0 | 67.5663 | 39.0236 | 36.9018 | 112.7227 | 0.41056 | 0.40853 | 0.38849 | 0.36647 | 27.7403 | 15.9422 | 14.3358 | 41.3096
3 | 12 | 7 | 468.1486 | 467.44 | 468.5043 | 469.2203 | 0 | 0 | 0 | 0 | 200.6375 | 291.8261 | 0 | 0 | 0 | 0 | 0 | 0 | 184.6225 | 94.5743 | 245.7349 | 245.8426 | 0 | 0 | 0 | 0 | 0 | 12.5244 | 34.4372 | 52.8537 | 0 | 0 | 0 | 0 | 82.8886 | 68.5152 | 188.3321 | 170.524 | 0.41103 | 0.41035 | 0.39423 | 0.37873 | 34.0694 | 28.1151 | 74.2468 | 64.5827
3 | 12 | 8 | 485.6374 | 484.9699 | 486.571 | 488.2608 | 0 | 0 | 0 | 0 | 183.4929 | 241.0502 | 0 | 0 | 0 | 0 | 0 | 0 | 256.0222 | 268.4358 | 673.8998 | 685.499 | 0 | 0 | 0 | 0 | 0 | -7.5632 | 26.1536 | 66.6576 | 0 | 0 | 0 | 0 | 46.1223 | -16.953 | -213.4824 | -263.8958 | 0.409 | 0.28561 | 0.40476 | 0.39541 | 18.8641 | -4.842 | -86.4096 | -104.3469
3 | 12 | 9 | 507.3018 | 507.5869 | 510.7287 | 514.2585 | 0 | 0 | 0 | 0 | 160.8081 | 219.2102 | 0 | 0 | 0 | 0 | 0 | 0 | 334.3389 | 422.878 | 958.3467 | 986.4889 | 0 | 0 | 0 | 0 | 0 | -19.1173 | -87.8082 | -122.222 | 0 | 0 | 0 | 0 | 12.1549 | -115.384 | -359.8098 | -350.0085 | 0.40919 | 0.27247 | 0.26264 | 0.26837 | 4.9737 | -31.4392 | -94.5019 | -93.9311
3 | 12 | 10 | 528.805 | 529.526 | 533.1767 | 537.0798 | 0 | 0 | 0 | 0 | 150.5797 | 191.4629 | 0 | 0 | 0 | 0 | 0 | 0 | 388.1411 | 524.2041 | 1126.0876 | 1166.685 | 0 | 0 | 0 | 0 | 0 | -51.629 | -254.6209 | -264.7743 | 0 | 0 | 0 | 0 | -9.9157 | -134.512 | -338.29 | -364.8308 | 0.40293 | 0.26868 | 0.26582 | 0.087318 | -3.9953 | -36.1401 | -89.9236 | -31.8561
3 | 12 | 11 | 546.0465 | 547.3885 | 551.4903 | 555.4227 | 0 | 0 | 0 | 0 | 143.0497 | 193.0281 | 0 | 0 | 0 | 0 | 0 | 0 | 420.8722 | 579.4668 | 1206.0672 | 1254.4061 | 0 | 0 | 0 | 0 | 0 | -48.4701 | -257.1605 | -272.4951 | 0 | 0 | 0 | 0 | -17.8754 | -176.6363 | -397.4164 | -426.4883 | 0.39688 | 0.26972 | 0.26885 | 0 | -7.0944 | -47.6423 | -106.8474 | 0
3 | 12 | 12 | 557.4171 | 559.3977 | 564.0284 | 568.1595 | 0 | 0 | 0 | 0 | 132.6438 | 187.7813 | 0 | 0 | 0 | 0 | 0 | 0 | 434.4953 | 599.9897 | 1239.8202 | 1291.8074 | 0 | 0 | 0 | 0 | 0 | -58.5202 | -328.6953 | -332.0504 | 0 | 0 | 0 | 0 | -9.722 | -169.8532 | -347.0965 | -391.5975 | 0.3979 | 0.26972 | 0.26972 | 0 | -3.8684 | -45.8127 | -93.6185 | 0
3 | 12 | 13 | 571.1824 | 574.6161 | 580.8156 | 586.2239 | 0 | 0 | 0 | 0 | 130.3447 | 189.5396 | 0 | 0 | 0 | 0 | 0 | 0 | 434.4313 | 600.1946 | 1241.7993 | 1294.1445 | 0 | 0 | 0 | 0 | 0 | -59.768 | -332.5605 | -355.9274 | 0 | 0 | 0 | 0 | 6.4064 | -155.3501 | -328.4232 | -351.9931 | 0.39853 | 0.26972 | 0.26972 | 0 | 2.5531 | -41.901 | -88.5819 | 0
3 | 12 | 14 | 574.9956 | 579.1913 | 586.273 | 592.4929 | 0 | 0 | 0 | 0 | 143.4532 | 187.4094 | 0 | 0 | 0 | 0 | 0 | 0 | 427.4965 | 582.2961 | 1207.6504 | 1258.248 | 0 | 0 | 0 | 0 | 0 | -59.7798 | -324.87 | -231.0201 | 0 | 0 | 0 | 0 | 4.0458 | -130.7345 | -296.5074 | -434.735 | 0.39819 | 0.26972 | 0.26972 | 0 | 1.611 | -35.2616 | -79.9736 | 0
3 | 12 | 15 | 577.608 | 582.7259 | 590.8054 | 597.8727 | 0 | 0 | 0 | 0 | 150.9493 | 194.9474 | 0 | 0 | 0 | 0 | 0 | 0 | 402.9525 | 537.8208 | 1150.6063 | 1195.8135 | 0 | 0 | 0 | 0 | 0 | -39.9497 | -183.8028 | -142.3619 | 0 | 0 | 0 | 0 | 23.7062 | -110.0927 | -375.9981 | -455.579 | 0.40065 | 0.26972 | 0.26972 | 0 | 9.4978 | -29.6942 | -101.4138 | 0
3 | 12 | 16 | 574.1474 | 581.2785 | 591.573 | 600.6125 | 0 | 0 | 0 | 0 | 157.0773 | 204.1826 | 0 | 0 | 0 | 0 | 0 | 0 | 363.0785 | 453.8685 | 1014.0284 | 1049.7845 | 0 | 0 | 0 | 0 | 0 | -10.4521 | -50.0801 | -18.3276 | 0 | 0 | 0 | 0 | 53.9916 | -66.3205 | -372.3753 | -430.8444 | 0.40929 | 0.26149 | 0.26306 | 0.18532 | 22.0983 | -17.3419 | -97.9572 | -79.8438
3 | 12 | 17 | 565.2636 | 574.5792 | 587.2188 | 598.3046 | 0 | 0 | 0 | 0 | 176.6352 | 214.2402 | 0 | 0 | 0 | 0 | 0 | 0 | 285.6644 | 294.4678 | 735.8916 | 755.8348 | 0 | 0 | 0 | 0 | 0 | -1.665 | 11.1998 | 12.8421 | 0 | 0 | 0 | 0 | 102.9641 | 67.5362 | -159.8726 | -170.3722 | 0.40752 | 0.28291 | 0.38057 | 0.3842 | 41.9596 | 19.1068 | -60.8431 | -65.4568
3 | 12 | 18 | 553.6892 | 564.5009 | 578.7369 | 591.2288 | 0 | 0 | 0 | 0 | 203.8247 | 273.539 | 0 | 0 | 0 | 0 | 0 | 0 | 182.6585 | 103.345 | 389.692 | 392.3425 | 0 | 0 | 0 | 0 | 0 | -2.1736 | -0.080987 | 93.8667 | 0 | 0 | 0 | 0 | 167.206 | 189.7904 | 189.1258 | 105.0196 | 0.40644 | 0.41154 | 0.3922 | 0.38465 | 67.9596 | 78.1063 | 74.1759 | 40.3958
3 | 12 | 19 | 582.566 | 595.4886 | 612.1189 | 626.6602 | 0 | 0 | 0 | 0 | 212.9991 | 297.8388 | 0 | 0 | 0 | 0 | 0 | 0 | 157.0491 | 25.0576 | 126.3498 | 126.3499 | 0 | 0 | 0 | 0 | 0 | 17.8329 | -5.7589 | 204.5676 | 0 | 0 | 0 | 0 | 212.5178 | 254.7593 | 491.5279 | 295.7427 | 0.41784 | 0.42049 | 0.40026 | 0.38866 | 88.7992 | 107.1246 | 196.7403 | 114.9434
3 | 12 | 20 | 577.5182 | 590.6399 | 607.373 | 621.8908 | 0 | 0 | 0 | 0 | 217.5709 | 311.6572 | 0 | 0 | 0 | 0 | 0 | 0 | 156.0227 | 24.3087 | 120.208 | 120.208 | 0 | 0 | 0 | 0 | 0 | 48.3718 | 29.6618 | 140.2614 | 0 | 0 | 0 | 0 | 203.9246 | 206.3021 | 457.5031 | 361.4214 | 0.41669 | 0.42192 | 0.40093 | 0.38937 | 84.9732 | 87.0439 | 183.4253 | 140.7261
3 | 12 | 21 | 540.3342 | 552.6546 | 568.2533 | 581.6584 | 0 | 0 | 0 | 0 | 217.9036 | 318.2422 | 0 | 0 | 0 | 0 | 0 | 0 | 154.0764 | 29.1463 | 124.4307 | 124.4307 | 0 | 0 | 0 | 0 | 0 | 28.5664 | 92.9019 | 233.6221 | 0 | 0 | 0 | 0 | 168.3542 | 176.6997 | 350.9207 | 223.6056 | 0.40725 | 0.41222 | 0.39727 | 0.38658 | 68.5615 | 72.8396 | 139.4098 | 86.4405
3 | 12 | 22 | 485.8927 | 497.2318 | 511.513 | 523.7523 | 0 | 0 | 0 | 0 | 209.9779 | 342.2469 | 0 | 0 | 0 | 0 | 0 | 0 | 166.2583 | 43.1547 | 130.0663 | 130.0663 | 0 | 0 | 0 | 0 | 0 | 16.6587 | 40.6871 | 100.7994 | 0 | 0 | 0 | 0 | 109.6564 | 95.1715 | 340.7596 | 292.8866 | 0.4092 | 0.40681 | 0.39436 | 0.38072 | 44.8716 | 38.7165 | 134.3826 | 111.5086
3 | 12 | 23 | 435.9628 | 446.2733 | 459.2038 | 470.2475 | 0 | 0 | 0 | 0 | 184.6703 | 312.5633 | 0 | 0 | 0 | 0 | 0 | 0 | 176.6991 | 44.6509 | 133.5005 | 133.5005 | 0 | 0 | 0 | 0 | 0 | 15.4368 | 96.8435 | 100.3653 | 0 | 0 | 0 | 0 | 74.5934 | 73.6222 | 228.8598 | 236.3817 | 0.41443 | 0.40564 | 0.38939 | 0.37001 | 30.9135 | 29.8639 | 89.1156 | 87.4633
3 | 12 | 24 | 399.4121 | 407.5531 | 417.8994 | 426.6152 | 0 | 0 | 0 | 0 | 164.7706 | 289.5572 | 0 | 0 | 0 | 0 | 0 | 0 | 178.7658 | 35.9321 | 132.1083 | 132.1083 | 0 | 0 | 0 | 0 | 0 | 16.1983 | 39.7199 | 30.598 | 0 | 0 | 0 | 0 | 55.8757 | 65.8655 | 246.0712 | 263.9089 | 0.41271 | 0.40699 | 0.38318 | 0.36432 | 23.0604 | 26.8065 | 94.2899 | 96.1463
3 | 13 | 1 | 377.0853 | 382.9255 | 390.5808 | 396.8465 | 0 | 0 | 0 | 0 | 135.4403 | 320.9138 | 0 | 0 | 0 | 0 | 0 | 0 | 181.8069 | 29.5606 | 125.2791 | 125.2791 | 0 | 0 | 0 | 0 | 0 | 22.0124 | 172.622 | 17.9447 | 0 | 0 | 0 | 0 | 59.8381 | 10.4387 | 92.6797 | 253.6227 | 0.41329 | 0.40425 | 0.37696 | 0.36409 | 24.7302 | 4.2198 | 34.9362 | 92.3407
3 | 13 | 2 | 365.3631 | 369.3256 | 374.8669 | 379.2707 | 0 | 0 | 0 | 0 | 128.7754 | 295.6114 | 0 | 0 | 0 | 0 | 0 | 0 | 179.6986 | 27.2831 | 120.5216 | 120.5216 | 0 | 0 | 0 | 0 | 0 | 1.3037 | 100.3496 | -12.2009 | 0 | 0 | 0 | 0 | 56.8892 | 45.1273 | 153.9957 | 270.9499 | 0.41212 | 0.40593 | 0.37263 | 0.36396 | 23.4452 | 18.3185 | 57.3829 | 98.6142
3 | 13 | 3 | 360.7226 | 362.9468 | 366.5753 | 369.315 | 0 | 0 | 0 | 0 | 133.021 | 264.9873 | 0 | 0 | 0 | 0 | 0 | 0 | 171.6167 | 27.3341 | 117.7225 | 117.7225 | 0 | 0 | 0 | 0 | 0 | 6.3154 | 78.9787 | -4.0191 | 0 | 0 | 0 | 0 | 56.0849 | 64.31 | 169.8741 | 255.6116 | 0.41162 | 0.4062 | 0.3735 | 0.36453 | 23.0855 | 26.1227 | 63.4481 | 93.1775
3 | 13 | 4 | 364.8423 | 365.8301 | 368.109 | 369.6496 | 0 | 0 | 0 | 0 | 132.3318 | 260.9462 | 0 | 0 | 0 | 0 | 0 | 0 | 166.6477 | 30.3817 | 116.9111 | 116.9111 | 0 | 0 | 0 | 0 | 0 | 3.0435 | 118.0004 | -5.1361 | 0 | 0 | 0 | 0 | 65.8628 | 71.4587 | 133.1976 | 257.8746 | 0.4116 | 0.40613 | 0.376 | 0.36469 | 27.109 | 29.0217 | 50.0821 | 94.0444
3 | 13 | 5 | 390.8128 | 390.9445 | 392.3748 | 393.1439 | 0 | 0 | 0 | 0 | 154.5477 | 285.1365 | 0 | 0 | 0 | 0 | 0 | 0 | 169.5243 | 40.9417 | 128.1684 | 128.1684 | 0 | 0 | 0 | 0 | 0 | 14.6516 | 194.1867 | -18.7282 | 0 | 0 | 0 | 0 | 66.7407 | 50.2147 | 70.0197 | 283.7037 | 0.41177 | 0.4071 | 0.37726 | 0.36626 | 27.4818 | 20.4424 | 26.4154 | 103.9081
3 | 13 | 6 | 442.0954 | 442.2407 | 443.9341 | 444.9688 | 0 | 0 | 0 | 0 | 194.8814 | 290.9574 | 0 | 0 | 0 | 0 | 0 | 0 | 157.774 | 46.6044 | 139.8139 | 139.8139 | 0 | 0 | 0 | 0 | 0 | 47.6126 | 204.2835 | 129.1331 | 0 | 0 | 0 | 0 | 89.44 | 57.0664 | 99.8367 | 176.0218 | 0.41056 | 0.40853 | 0.38849 | 0.36647 | 36.7209 | 23.3132 | 38.7852 | 64.5069
3 | 13 | 7 | 473.6416 | 473.1128 | 474.3951 | 475.2998 | 0 | 0 | 0 | 0 | 200.6375 | 291.8261 | 0 | 0 | 0 | 0 | 0 | 0 | 168.7073 | 80.5829 | 193.7935 | 193.9142 | 0 | 0 | 0 | 0 | 0 | 12.5244 | 34.4372 | 52.8537 | 0 | 0 | 0 | 0 | 104.2968 | 88.1795 | 246.1645 | 228.5319 | 0.41103 | 0.41035 | 0.39423 | 0.37873 | 42.8687 | 36.1843 | 97.0462 | 86.5521
3 | 13 | 8 | 488.0123 | 487.4225 | 489.1179 | 490.8892 | 0 | 0 | 0 | 0 | 183.4929 | 241.0502 | 0 | 0 | 0 | 0 | 0 | 0 | 227.8859 | 263.5362 | 654.4665 | 665.9711 | 0 | 0 | 0 | 0 | 0 | -7.5632 | 26.1536 | 66.6576 | 0 | 0 | 0 | 0 | 76.6334 | -9.6008 | -191.5022 | -241.7395 | 0.409 | 0.28561 | 0.40476 | 0.39541 | 31.3432 | -2.7421 | -77.5128 | -95.586
3 | 13 | 9 | 507.9544 | 508.2609 | 511.4286 | 514.9808 | 0 | 0 | 0 | 0 | 160.8081 | 219.2102 | 0 | 0 | 0 | 0 | 0 | 0 | 283.1819 | 423.7491 | 969.6984 | 997.4093 | 0 | 0 | 0 | 0 | 0 | -19.1173 | -87.8082 | -122.222 | 0 | 0 | 0 | 0 | 63.9645 | -115.581 | -370.4616 | -360.2066 | 0.40919 | 0.27247 | 0.26264 | 0.26837 | 26.1737 | -31.4929 | -97.2995 | -96.6679
3 | 13 | 10 | 526.9196 | 527.5789 | 531.1548 | 534.9931 | 0 | 0 | 0 | 0 | 150.5797 | 191.4629 | 0 | 0 | 0 | 0 | 0 | 0 | 332.166 | 534.0035 | 1156.0799 | 1196.2462 | 0 | 0 | 0 | 0 | 0 | -51.629 | -254.6209 | -264.7743 | 0 | 0 | 0 | 0 | 44.1739 | -146.2585 | -370.3043 | -396.4788 | 0.40293 | 0.26868 | 0.26582 | 0.087318 | 17.7988 | -39.2962 | -98.4336 | -34.6196
3 | 13 | 11 | 541.4055 | 542.5956 | 546.5132 | 550.2862 | 0 | 0 | 0 | 0 | 143.0497 | 193.0281 | 0 | 0 | 0 | 0 | 0 | 0 | 366.1177 | 595.5167 | 1248.4708 | 1296.4196 | 0 | 0 | 0 | 0 | 0 | -48.4701 | -257.1605 | -272.4951 | 0 | 0 | 0 | 0 | 32.2381 | -197.4791 | -444.7971 | -473.6382 | 0.39688 | 0.26972 | 0.26885 | 0 | 12.7946 | -53.264 | -119.5859 | 0
3 | 13 | 12 | 548.8602 | 550.5607 | 554.8518 | 558.6892 | 0 | 0 | 0 | 0 | 132.6438 | 187.7813 | 0 | 0 | 0 | 0 | 0 | 0 | 394.7629 | 622.7587 | 1285.2185 | 1336.9302 | 0 | 0 | 0 | 0 | 0 | -58.5202 | -328.6953 | -332.0504 | 0 | 0 | 0 | 0 | 21.4535 | -201.4591 | -401.6714 | -446.1906 | 0.3979 | 0.26972 | 0.26972 | 0 | 8.5363 | -54.3375 | -108.3383 | 0
3 | 13 | 13 | 558.7822 | 561.81 | 567.5173 | 572.4999 | 0 | 0 | 0 | 0 | 130.3447 | 189.5396 | 0 | 0 | 0 | 0 | 0 | 0 | 411.0502 | 624.9611 | 1277.6515 | 1329.6216 | 0 | 0 | 0 | 0 | 0 | -59.768 | -332.5605 | -355.9274 | 0 | 0 | 0 | 0 | 17.3874 | -192.9226 | -377.5737 | -401.1943 | 0.39853 | 0.26972 | 0.26972 | 0 | 6.9293 | -52.035 | -101.8387 | 0
3 | 13 | 14 | 562.3235 | 566.1044 | 572.6831 | 578.4679 | 0 | 0 | 0 | 0 | 143.4532 | 187.4094 | 0 | 0 | 0 | 0 | 0 | 0 | 424.1636 | 619.5352 | 1247.5914 | 1297.4825 | 0 | 0 | 0 | 0 | 0 | -59.7798 | -324.87 | -231.0201 | 0 | 0 | 0 | 0 | -5.2933 | -181.0605 | -350.0382 | -487.9946 | 0.39819 | 0.26972 | 0.26972 | 0 | -2.1077 | -48.8356 | -94.4119 | 0
3 | 13 | 15 | 560.3856 | 564.9396 | 572.3356 | 578.8115 | 0 | 0 | 0 | 0 | 150.9493 | 194.9474 | 0 | 0 | 0 | 0 | 0 | 0 | 439.6665 | 612.7142 | 1214.1189 | 1259.5395 | 0 | 0 | 0 | 0 | 0 | -39.9497 | -183.8028 | -142.3619 | 0 | 0 | 0 | 0 | -30.2303 | -202.7723 | -457.9805 | -538.3662 | 0.40065 | 0.26972 | 0.26972 | 0 | -12.1117 | -54.6917 | -123.526 | 0
3 | 13 | 16 | 555.0577 | 561.5639 | 571.1007 | 579.4847 | 0 | 0 | 0 | 0 | 157.0773 | 204.1826 | 0 | 0 | 0 | 0 | 0 | 0 | 415.5265 | 549.6275 | 1107.5944 | 1143.6554 | 0 | 0 | 0 | 0 | 0 | -10.4521 | -50.0801 | -18.3276 | 0 | 0 | 0 | 0 | -17.5462 | -181.7941 | -486.4136 | -545.8431 | 0.40929 | 0.26149 | 0.26306 | 0.18532 | -7.1815 | -47.5366 | -127.9562 | -101.1553
3 | 13 | 17 | 544.6511 | 553.2919 | 565.1134 | 575.4914 | 0 | 0 | 0 | 0 | 176.6352 | 214.2402 | 0 | 0 | 0 | 0 | 0 | 0 | 337.5412 | 406.0327 | 868.4775 | 889.2057 | 0 | 0 | 0 | 0 | 0 | -1.665 | 11.1998 | 12.8421 | 0 | 0 | 0 | 0 | 30.4747 | -65.316 | -314.564 | -326.5564 | 0.40752 | 0.28291 | 0.38057 | 0.3842 | 12.4189 | -18.4787 | -119.7143 | -125.4626
3 | 13 | 18 | 536.8656 | 547.1265 | 560.6948 | 572.6091 | 0 | 0 | 0 | 0 | 203.8247 | 273.539 | 0 | 0 | 0 | 0 | 0 | 0 | 248.2848 | 225.1246 | 545.5441 | 548.0927 | 0 | 0 | 0 | 0 | 0 | -2.1736 | -0.080987 | 93.8667 | 0 | 0 | 0 | 0 | 84.7561 | 50.6366 | 15.2317 | -69.3503 | 0.40644 | 0.41154 | 0.3922 | 0.38465 | 34.4485 | 20.839 | 5.9739 | -26.6756
3 | 13 | 19 | 565.5792 | 577.9458 | 593.9019 | 607.8598 | 0 | 0 | 0 | 0 | 212.9991 | 297.8388 | 0 | 0 | 0 | 0 | 0 | 0 | 232.6936 | 161.0826 | 322.6029 | 322.6029 | 0 | 0 | 0 | 0 | 0 | 17.8329 | -5.7589 | 204.5676 | 0 | 0 | 0 | 0 | 119.8865 | 101.1915 | 277.0578 | 80.6893 | 0.41784 | 0.42049 | 0.40026 | 0.38866 | 50.0938 | 42.5503 | 110.8959 | 31.3607
3 | 13 | 20 | 564.5923 | 577.2908 | 593.5109 | 607.5849 | 0 | 0 | 0 | 0 | 217.5709 | 311.6572 | 0 | 0 | 0 | 0 | 0 | 0 | 214.728 | 153.8523 | 352.8316 | 352.8316 | 0 | 0 | 0 | 0 | 0 | 48.3718 | 29.6618 | 140.2614 | 0 | 0 | 0 | 0 | 132.2934 | 63.4096 | 211.0175 | 114.492 | 0.41669 | 0.42192 | 0.40093 | 0.38937 | 55.1253 | 26.754 | 84.6026 | 44.5796
3 | 13 | 21 | 531.7593 | 543.799 | 559.0573 | 572.168 | 0 | 0 | 0 | 0 | 217.9036 | 318.2422 | 0 | 0 | 0 | 0 | 0 | 0 | 199.1325 | 153.2796 | 385.83 | 385.83 | 0 | 0 | 0 | 0 | 0 | 28.5664 | 92.9019 | 233.6221 | 0 | 0 | 0 | 0 | 114.7232 | 43.7108 | 80.3254 | -47.2842 | 0.40725 | 0.41222 | 0.39727 | 0.38658 | 46.7205 | 18.0186 | 31.9108 | -18.2789
3 | 13 | 22 | 485.2581 | 496.5765 | 510.8325 | 523.05 | 0 | 0 | 0 | 0 | 209.9779 | 342.2469 | 0 | 0 | 0 | 0 | 0 | 0 | 185.254 | 147.3959 | 406.0728 | 406.0728 | 0 | 0 | 0 | 0 | 0 | 16.6587 | 40.6871 | 100.7994 | 0 | 0 | 0 | 0 | 90.0262 | -9.725 | 64.0726 | 16.1778 | 0.4092 | 0.40681 | 0.39436 | 0.38072 | 36.8389 | -3.9562 | 25.2678 | 6.1593
3 | 13 | 23 | 435.0563 | 445.3372 | 458.2317 | 469.2443 | 0 | 0 | 0 | 0 | 184.6703 | 312.5633 | 0 | 0 | 0 | 0 | 0 | 0 | 179.8126 | 142.9515 | 413.0154 | 413.0154 | 0 | 0 | 0 | 0 | 0 | 15.4368 | 96.8435 | 100.3653 | 0 | 0 | 0 | 0 | 70.5735 | -25.6145 | -51.6272 | -44.1365 | 0.41443 | 0.40564 | 0.38939 | 0.37001 | 29.2476 | -10.3902 | -20.1031 | -16.3309
3 | 13 | 24 | 399.9741 | 408.1335 | 418.5021 | 427.2372 | 0 | 0 | 0 | 0 | 164.7706 | 289.5572 | 0 | 0 | 0 | 0 | 0 | 0 | 201.7888 | 157.4727 | 417.0426 | 417.0426 | 0 | 0 | 0 | 0 | 0 | 16.1983 | 39.7199 | 30.598 | 0 | 0 | 0 | 0 | 33.4147 | -55.0947 | -38.2605 | -20.4034 | 0.41271 | 0.40699 | 0.38318 | 0.36432 | 13.7905 | -22.423 | -14.6607 | -7.4333
3 | 14 | 1 | 378.7351 | 384.6292 | 392.3501 | 398.6724 | 0 | 0 | 0 | 0 | 135.4403 | 320.9138 | 0 | 0 | 0 | 0 | 0 | 0 | 212.6809 | 162.6248 | 422.0904 | 422.0904 | 0 | 0 | 0 | 0 | 0 | 22.0124 | 172.622 | 17.9447 | 0 | 0 | 0 | 0 | 30.6138 | -120.9218 | -202.3624 | -41.3627 | 0.41329 | 0.40425 | 0.37696 | 0.36409 | 12.6522 | -48.8825 | -76.2817 | -15.0596
3 | 14 | 2 | 367.0672 | 371.0855 | 376.6944 | 381.1567 | 0 | 0 | 0 | 0 | 128.7754 | 295.6114 | 0 | 0 | 0 | 0 | 0 | 0 | 198.3691 | 149.0364 | 418.854 | 418.854 | 0 | 0 | 0 | 0 | 0 | 1.3037 | 100.3496 | -12.2009 | 0 | 0 | 0 | 0 | 39.9228 | -74.8661 | -142.5091 | -25.4964 | 0.41212 | 0.40593 | 0.37263 | 0.36396 | 16.453 | -30.3904 | -53.1027 | -9.2796
3 | 14 | 3 | 362.0823 | 364.351 | 368.0335 | 370.8198 | 0 | 0 | 0 | 0 | 133.021 | 264.9873 | 0 | 0 | 0 | 0 | 0 | 0 | 195.1975 | 143.4664 | 405.6434 | 405.6434 | 0 | 0 | 0 | 0 | 0 | 6.3154 | 78.9787 | -4.0191 | 0 | 0 | 0 | 0 | 33.8637 | -50.4182 | -116.5886 | -30.8045 | 0.41162 | 0.4062 | 0.3735 | 0.36453 | 13.9389 | -20.4799 | -43.5459 | -11.2291
3 | 14 | 4 | 367.0178 | 368.0768 | 370.4421 | 372.0573 | 0 | 0 | 0 | 0 | 132.3318 | 260.9462 | 0 | 0 | 0 | 0 | 0 | 0 | 200.6272 | 147.5343 | 400.0944 | 400.0944 | 0 | 0 | 0 | 0 | 0 | 3.0435 | 118.0004 | -5.1361 | 0 | 0 | 0 | 0 | 34.0588 | -43.4472 | -147.6527 | -22.9009 | 0.4116 | 0.40613 | 0.376 | 0.36469 | 14.0185 | -17.6453 | -55.5172 | -8.3517
3 | 14 | 5 | 394.1485 | 394.3894 | 395.9521 | 396.8358 | 0 | 0 | 0 | 0 | 154.5477 | 285.1365 | 0 | 0 | 0 | 0 | 0 | 0 | 189.719 | 142.176 | 396.0306 | 396.0306 | 0 | 0 | 0 | 0 | 0 | 14.6516 | 194.1867 | -18.7282 | 0 | 0 | 0 | 0 | 49.8818 | -47.5747 | -194.2652 | 19.5334 | 0.41177 | 0.4071 | 0.37726 | 0.36626 | 20.5398 | -19.3677 | -73.2878 | 7.1542
3 | 14 | 6 | 446.1019 | 446.3783 | 448.2308 | 449.4031 | 0 | 0 | 0 | 0 | 194.8814 | 290.9574 | 0 | 0 | 0 | 0 | 0 | 0 | 184.0198 | 144.1759 | 390.4157 | 390.4157 | 0 | 0 | 0 | 0 | 0 | 47.6126 | 204.2835 | 129.1331 | 0 | 0 | 0 | 0 | 67.2007 | -36.3675 | -146.4685 | -70.1458 | 0.41056 | 0.40853 | 0.38849 | 0.36647 | 27.5903 | -14.8571 | -56.901 | -25.7064
3 | 14 | 7 | 482.5429 | 482.3055 | 483.9411 | 485.1514 | 0 | 0 | 0 | 0 | 200.6375 | 291.8261 | 0 | 0 | 0 | 0 | 0 | 0 | 213.0506 | 184.0928 | 429.2456 | 429.3823 | 0 | 0 | 0 | 0 | 0 | 12.5244 | 34.4372 | 52.8537 | 0 | 0 | 0 | 0 | 68.8548 | -6.1378 | 20.2583 | 2.9154 | 0.41103 | 0.41035 | 0.39423 | 0.37873 | 28.3011 | -2.5186 | 7.9865 | 1.1041
3 | 14 | 8 | 490.8766 | 490.3806 | 492.1897 | 494.0594 | 0 | 0 | 0 | 0 | 183.4929 | 241.0502 | 0 | 0 | 0 | 0 | 0 | 0 | 292.3418 | 352.0635 | 788.1384 | 799.7657 | 0 | 0 | 0 | 0 | 0 | -7.5632 | 26.1536 | 66.6576 | 0 | 0 | 0 | 0 | 15.042 | -95.1699 | -322.1023 | -372.3639 | 0.409 | 0.28561 | 0.40476 | 0.39541 | 6.1522 | -27.1817 | -130.3748 | -147.2361
3 | 14 | 9 | 506.6491 | 506.9129 | 510.0288 | 513.5362 | 0 | 0 | 0 | 0 | 160.8081 | 219.2102 | 0 | 0 | 0 | 0 | 0 | 0 | 373.9308 | 480.3095 | 1010.6048 | 1038.5663 | 0 | 0 | 0 | 0 | 0 | -19.1173 | -87.8082 | -122.222 | 0 | 0 | 0 | 0 | -28.0897 | -173.4895 | -412.7678 | -402.8081 | 0.40919 | 0.27247 | 0.26264 | 0.26837 | -11.4941 | -47.2715 | -108.411 | -108.1008
3 | 14 | 10 | 519.4867 | 519.9027 | 523.1836 | 526.7667 | 0 | 0 | 0 | 0 | 150.5797 | 191.4629 | 0 | 0 | 0 | 0 | 0 | 0 | 431.699 | 571.5008 | 1152.3715 | 1192.6335 | 0 | 0 | 0 | 0 | 0 | -51.629 | -254.6209 | -264.7743 | 0 | 0 | 0 | 0 | -62.7919 | -191.432 | -374.567 | -401.0924 | 0.40293 | 0.26868 | 0.26582 | 0.087318 | -25.3005 | -51.4332 | -99.5667 | -35.0224
3 | 14 | 11 | 527.5551 | 528.2917 | 531.6596 | 534.9571 | 0 | 0 | 0 | 0 | 143.0497 | 193.0281 | 0 | 0 | 0 | 0 | 0 | 0 | 460.0253 | 614.3504 | 1216.0206 | 1263.7541 | 0 | 0 | 0 | 0 | 0 | -48.4701 | -257.1605 | -272.4951 | 0 | 0 | 0 | 0 | -75.52 | -230.6167 | -427.2005 | -456.3019 | 0.39688 | 0.26972 | 0.26885 | 0 | -29.9722 | -62.2018 | -114.855 | 0
3 | 14 | 12 | 526.0903 | 527.0455 | 530.4328 | 533.4883 | 0 | 0 | 0 | 0 | 132.6438 | 187.7813 | 0 | 0 | 0 | 0 | 0 | 0 | 472.1274 | 635.4164 | 1260.2565 | 1311.9182 | 0 | 0 | 0 | 0 | 0 | -58.5202 | -328.6953 | -332.0504 | 0 | 0 | 0 | 0 | -78.6808 | -237.6321 | -401.1284 | -446.3795 | 0.3979 | 0.26972 | 0.26972 | 0 | -31.3068 | -64.094 | -108.1919 | 0
3 | 14 | 13 | 530.1386 | 532.2287 | 536.7991 | 540.7982 | 0 | 0 | 0 | 0 | 130.3447 | 189.5396 | 0 | 0 | 0 | 0 | 0 | 0 | 474.9542 | 650.3292 | 1267.7402 | 1320.3351 | 0 | 0 | 0 | 0 | 0 | -59.768 | -332.5605 | -355.9274 | 0 | 0 | 0 | 0 | -75.1603 | -247.8721 | -398.3805 | -423.6096 | 0.39853 | 0.26972 | 0.26972 | 0 | -29.9534 | -66.856 | -107.4507 | 0
3 | 14 | 14 | 532.5015 | 535.3061 | 540.7012 | 545.462 | 0 | 0 | 0 | 0 | 143.4532 | 187.4094 | 0 | 0 | 0 | 0 | 0 | 0 | 475.2456 | 647.2883 | 1253.1526 | 1304.0663 | 0 | 0 | 0 | 0 | 0 | -59.7798 | -324.87 | -231.0201 | 0 | 0 | 0 | 0 | -86.1974 | -239.6118 | -387.5814 | -527.5842 | 0.39819 | 0.26972 | 0.26972 | 0 | -34.3226 | -64.628 | -104.538 | 0
3 | 14 | 15 | 534.1531 | 537.8484 | 544.2032 | 549.7783 | 0 | 0 | 0 | 0 | 150.9493 | 194.9474 | 0 | 0 | 0 | 0 | 0 | 0 | 464.487 | 611.1284 | 1183.764 | 1229.0326 | 0 | 0 | 0 | 0 | 0 | -39.9497 | -183.8028 | -142.3619 | 0 | 0 | 0 | 0 | -81.2833 | -228.2777 | -455.7581 | -536.8924 | 0.40065 | 0.26972 | 0.26972 | 0 | -32.566 | -61.571 | -122.9265 | 0
3 | 14 | 16 | 519.8695 | 525.2239 | 533.364 | 540.5397 | 0 | 0 | 0 | 0 | 157.0773 | 204.1826 | 0 | 0 | 0 | 0 | 0 | 0 | 426.1353 | 536.0214 | 1051.6775 | 1087.6539 | 0 | 0 | 0 | 0 | 0 | -10.4521 | -50.0801 | -18.3276 | 0 | 0 | 0 | 0 | -63.3431 | -204.528 | -468.2334 | -528.7866 | 0.40929 | 0.26149 | 0.26306 | 0.18532 | -25.9259 | -53.4812 | -123.1737 | -97.9944
3 | 14 | 17 | 508.5021 | 515.9596 | 526.3462 | 535.4831 | 0 | 0 | 0 | 0 | 176.6352 | 214.2402 | 0 | 0 | 0 | 0 | 0 | 0 | 351.0542 | 385.2964 | 766.8022 | 786.8634 | 0 | 0 | 0 | 0 | 0 | -1.665 | 11.1998 | 12.8421 | 0 | 0 | 0 | 0 | -19.1873 | -81.9121 | -251.6558 | -264.2224 | 0.40752 | 0.28291 | 0.38057 | 0.3842 | -7.8191 | -23.1739 | -95.7732 | -101.5139
3 | 14 | 18 | 505.7745 | 515.0177 | 527.352 | 538.1986 | 0 | 0 | 0 | 0 | 203.8247 | 273.539 | 0 | 0 | 0 | 0 | 0 | 0 | 293.7583 | 215.4098 | 434.0231 | 436.6128 | 0 | 0 | 0 | 0 | 0 | -2.1736 | -0.080987 | 93.8667 | 0 | 0 | 0 | 0 | 8.1916 | 28.2425 | 93.4099 | 7.7191 | 0.40644 | 0.41154 | 0.3922 | 0.38465 | 3.3294 | 11.6229 | 36.6357 | 2.9692
3 | 14 | 19 | 543.3532 | 554.9922 | 570.0661 | 583.2609 | 0 | 0 | 0 | 0 | 212.9991 | 297.8388 | 0 | 0 | 0 | 0 | 0 | 0 | 260.7197 | 156.6466 | 264.558 | 264.5581 | 0 | 0 | 0 | 0 | 0 | 17.8329 | -5.7589 | 204.5676 | 0 | 0 | 0 | 0 | 69.6344 | 82.6739 | 311.267 | 114.1352 | 0.41784 | 0.42049 | 0.40026 | 0.38866 | 29.0963 | 34.7638 | 124.5885 | 44.3598
3 | 14 | 20 | 551.9384 | 564.2227 | 579.9404 | 593.58 | 0 | 0 | 0 | 0 | 217.5709 | 311.6572 | 0 | 0 | 0 | 0 | 0 | 0 | 256.3785 | 161.655 | 243.9548 | 243.9548 | 0 | 0 | 0 | 0 | 0 | 48.3718 | 29.6618 | 140.2614 | 0 | 0 | 0 | 0 | 77.989 | 42.5387 | 306.3238 | 209.3638 | 0.41669 | 0.42192 | 0.40093 | 0.38937 | 32.4972 | 17.9481 | 122.8134 | 81.5196
3 | 14 | 21 | 528.8043 | 540.7472 | 555.8883 | 568.8975 | 0 | 0 | 0 | 0 | 217.9036 | 318.2422 | 0 | 0 | 0 | 0 | 0 | 0 | 245.6229 | 156.7444 | 222.2009 | 222.2009 | 0 | 0 | 0 | 0 | 0 | 28.5664 | 92.9019 | 233.6221 | 0 | 0 | 0 | 0 | 65.2777 | 37.1942 | 240.7855 | 113.0744 | 0.40725 | 0.41222 | 0.39727 | 0.38658 | 26.5841 | 15.3323 | 95.6565 | 43.7119
3 | 14 | 22 | 479.0037 | 490.1173 | 504.1251 | 516.1278 | 0 | 0 | 0 | 0 | 209.9779 | 342.2469 | 0 | 0 | 0 | 0 | 0 | 0 | 212.3302 | 135.8058 | 218.2968 | 218.2968 | 0 | 0 | 0 | 0 | 0 | 16.6587 | 40.6871 | 100.7994 | 0 | 0 | 0 | 0 | 56.6956 | -4.594 | 245.1411 | 197.0316 | 0.4092 | 0.40681 | 0.39436 | 0.38072 | 23.2 | -1.8689 | 96.6743 | 75.0144
3 | 14 | 23 | 428.82 | 438.8967 | 451.5437 | 462.3421 | 0 | 0 | 0 | 0 | 184.6703 | 312.5633 | 0 | 0 | 0 | 0 | 0 | 0 | 184.4975 | 126.2519 | 211.5814 | 211.5814 | 0 | 0 | 0 | 0 | 0 | 15.4368 | 96.8435 | 100.3653 | 0 | 0 | 0 | 0 | 59.6522 | -15.3553 | 143.1188 | 150.3954 | 0.41443 | 0.40564 | 0.38939 | 0.37001 | 24.7215 | -6.2287 | 55.7289 | 55.6476
3 | 14 | 24 | 394.7349 | 402.7228 | 412.8834 | 421.4386 | 0 | 0 | 0 | 0 | 164.7706 | 289.5572 | 0 | 0 | 0 | 0 | 0 | 0 | 191.2023 | 140.3112 | 198.1299 | 198.1299 | 0 | 0 | 0 | 0 | 0 | 16.1983 | 39.7199 | 30.598 | 0 | 0 | 0 | 0 | 38.7619 | -43.344 | 175.0336 | 192.7107 | 0.41271 | 0.40699 | 0.38318 | 0.36432 | 15.9974 | -17.6405 | 67.0696 | 70.2076
3 | 15 | 1 | 374.7104 | 380.4729 | 388.034 | 394.2181 | 0 | 0 | 0 | 0 | 135.4403 | 320.9138 | 0 | 0 | 0 | 0 | 0 | 0 | 189.109 | 139.1878 | 180.955 | 180.955 | 0 | 0 | 0 | 0 | 0 | 22.0124 | 172.622 | 17.9447 | 0 | 0 | 0 | 0 | 50.1611 | -101.6411 | 34.4569 | 195.3184 | 0.41329 | 0.40425 | 0.37696 | 0.36409 | 20.7308 | -41.0883 | 12.9888 | 71.1129
3 | 15 | 2 | 362.1362 | 365.993 | 371.4062 | 375.6992 | 0 | 0 | 0 | 0 | 128.7754 | 295.6114 | 0 | 0 | 0 | 0 | 0 | 0 | 181.7561 | 135.6523 | 179.1343 | 179.1343 | 0 | 0 | 0 | 0 | 0 | 1.3037 | 100.3496 | -12.2009 | 0 | 0 | 0 | 0 | 51.6047 | -66.5745 | 91.9224 | 208.7658 | 0.41212 | 0.40593 | 0.37263 | 0.36396 | 21.2673 | -27.0246 | 34.2527 | 75.9819
3 | 15 | 3 | 358.7647 | 360.9248 | 364.4756 | 367.1481 | 0 | 0 | 0 | 0 | 133.021 | 264.9873 | 0 | 0 | 0 | 0 | 0 | 0 | 161.2186 | 126.2136 | 182.4463 | 182.4463 | 0 | 0 | 0 | 0 | 0 | 6.3154 | 78.9787 | -4.0191 | 0 | 0 | 0 | 0 | 64.525 | -36.5916 | 103.0506 | 188.7208 | 0.41162 | 0.4062 | 0.3735 | 0.36453 | 26.5596 | -14.8635 | 38.4895 | 68.794
3 | 15 | 4 | 366.1476 | 367.1781 | 369.5089 | 371.0942 | 0 | 0 | 0 | 0 | 132.3318 | 260.9462 | 0 | 0 | 0 | 0 | 0 | 0 | 143.2666 | 120.7373 | 190.5673 | 190.5673 | 0 | 0 | 0 | 0 | 0 | 3.0435 | 118.0004 | -5.1361 | 0 | 0 | 0 | 0 | 90.5492 | -17.549 | 60.9412 | 185.6631 | 0.4116 | 0.40613 | 0.376 | 0.36469 | 37.2699 | -7.1272 | 22.9138 | 67.7095
3 | 15 | 5 | 395.2544 | 395.5314 | 397.1381 | 398.0597 | 0 | 0 | 0 | 0 | 154.5477 | 285.1365 | 0 | 0 | 0 | 0 | 0 | 0 | 116.6564 | 106.3213 | 198.2693 | 198.2693 | 0 | 0 | 0 | 0 | 0 | 14.6516 | 194.1867 | -18.7282 | 0 | 0 | 0 | 0 | 124.0502 | -10.5779 | 4.682 | 218.5185 | 0.41177 | 0.4071 | 0.37726 | 0.36626 | 51.0802 | -4.3063 | 1.7663 | 80.0336
3 | 15 | 6 | 447.0446 | 447.3519 | 449.2418 | 450.4464 | 0 | 0 | 0 | 0 | 194.8814 | 290.9574 | 0 | 0 | 0 | 0 | 0 | 0 | 106.5996 | 108.296 | 226.3273 | 226.3273 | 0 | 0 | 0 | 0 | 0 | 47.6126 | 204.2835 | 129.1331 | 0 | 0 | 0 | 0 | 145.5637 | 0.48599 | 18.6309 | 94.9859 | 0.41056 | 0.40853 | 0.38849 | 0.36647 | 59.7634 | 0.19854 | 7.2379 | 34.8096
3 | 15 | 7 | 484.0295 | 483.8407 | 485.5353 | 486.7967 | 0 | 0 | 0 | 0 | 200.6375 | 291.8261 | 0 | 0 | 0 | 0 | 0 | 0 | 113.3156 | 135.8758 | 311.853 | 312.0085 | 0 | 0 | 0 | 0 | 0 | 12.5244 | 34.4372 | 52.8537 | 0 | 0 | 0 | 0 | 170.0764 | 43.6145 | 139.2451 | 121.9345 | 0.41103 | 0.41035 | 0.39423 | 0.37873 | 69.9058 | 17.8971 | 54.8951 | 46.1804
3 | 15 | 8 | 494.5205 | 494.1438 | 496.0975 | 498.0923 | 0 | 0 | 0 | 0 | 183.4929 | 241.0502 | 0 | 0 | 0 | 0 | 0 | 0 | 162.3561 | 295.1283 | 728.8904 | 741.0542 | 0 | 0 | 0 | 0 | 0 | -7.5632 | 26.1536 | 66.6576 | 0 | 0 | 0 | 0 | 148.6716 | -34.4716 | -258.9466 | -309.6195 | 0.409 | 0.28561 | 0.40476 | 0.39541 | 60.807 | -9.8455 | -104.8117 | -122.4264
3 | 15 | 9 | 508.317 | 508.6353 | 511.8174 | 515.3821 | 0 | 0 | 0 | 0 | 160.8081 | 219.2102 | 0 | 0 | 0 | 0 | 0 | 0 | 224.0348 | 438.063 | 991.8765 | 1020.8076 | 0 | 0 | 0 | 0 | 0 | -19.1173 | -87.8082 | -122.222 | 0 | 0 | 0 | 0 | 123.4741 | -129.5205 | -392.2509 | -383.2035 | 0.40919 | 0.27247 | 0.26264 | 0.26837 | 50.5246 | -35.2911 | -103.0223 | -102.8396
3 | 15 | 10 | 519.378 | 519.7904 | 523.0669 | 526.6463 | 0 | 0 | 0 | 0 | 150.5797 | 191.4629 | 0 | 0 | 0 | 0 | 0 | 0 | 270.2175 | 531.4373 | 1144.0527 | 1185.6661 | 0 | 0 | 0 | 0 | 0 | -51.629 | -254.6209 | -264.7743 | 0 | 0 | 0 | 0 | 98.5808 | -151.4808 | -366.3648 | -394.2455 | 0.40293 | 0.26868 | 0.26582 | 0.087318 | 39.7208 | -40.6993 | -97.3864 | -34.4245
3 | 15 | 11 | 528.1533 | 528.9096 | 532.3011 | 535.6192 | 0 | 0 | 0 | 0 | 143.0497 | 193.0281 | 0 | 0 | 0 | 0 | 0 | 0 | 301.0046 | 588.1787 | 1222.6671 | 1272.0683 | 0 | 0 | 0 | 0 | 0 | -48.4701 | -257.1605 | -272.4951 | 0 | 0 | 0 | 0 | 84.099 | -203.8271 | -433.2055 | -463.954 | 0.39688 | 0.26972 | 0.26885 | 0 | 33.377 | -54.9762 | -116.4695 | 0
3 | 15 | 12 | 534.9191 | 536.1632 | 539.901 | 543.2596 | 0 | 0 | 0 | 0 | 132.6438 | 187.7813 | 0 | 0 | 0 | 0 | 0 | 0 | 319.9612 | 612.4035 | 1235.3133 | 1288.3695 | 0 | 0 | 0 | 0 | 0 | -58.5202 | -328.6953 | -332.0504 | 0 | 0 | 0 | 0 | 82.3141 | -205.5014 | -366.717 | -413.0594 | 0.3979 | 0.26972 | 0.26972 | 0 | 32.7525 | -55.4277 | -98.9105 | 0
3 | 15 | 13 | 544.3154 | 546.8696 | 552.0027 | 556.4885 | 0 | 0 | 0 | 0 | 130.3447 | 189.5396 | 0 | 0 | 0 | 0 | 0 | 0 | 324.8347 | 611.6387 | 1222.714 | 1275.925 | 0 | 0 | 0 | 0 | 0 | -59.768 | -332.5605 | -355.9274 | 0 | 0 | 0 | 0 | 89.136 | -194.5407 | -338.1508 | -363.5091 | 0.39853 | 0.26972 | 0.26972 | 0 | 35.5231 | -52.4714 | -91.2056 | 0
3 | 15 | 14 | 548.5274 | 551.8567 | 557.8879 | 563.1989 | 0 | 0 | 0 | 0 | 143.4532 | 187.4094 | 0 | 0 | 0 | 0 | 0 | 0 | 323.5814 | 606.0813 | 1224.2961 | 1275.8567 | 0 | 0 | 0 | 0 | 0 | -59.7798 | -324.87 | -231.0201 | 0 | 0 | 0 | 0 | 81.4928 | -181.8543 | -341.5383 | -481.6377 | 0.39819 | 0.26972 | 0.26972 | 0 | 32.4493 | -49.0497 | -92.1193 | 0
3 | 15 | 15 | 546.5895 | 550.6919 | 557.5404 | 563.5425 | 0 | 0 | 0 | 0 | 150.9493 | 194.9474 | 0 | 0 | 0 | 0 | 0 | 0 | 309.8274 | 583.6822 | 1198.526 | 1245.3825 | 0 | 0 | 0 | 0 | 0 | -39.9497 | -183.8028 | -142.3619 | 0 | 0 | 0 | 0 | 85.8127 | -187.988 | -457.1829 | -539.4781 | 0.40065 | 0.26972 | 0.26972 | 0 | 34.3807 | -50.704 | -123.3108 | 0
3 | 15 | 16 | 543.2195 | 549.3382 | 558.4051 | 566.3826 | 0 | 0 | 0 | 0 | 157.0773 | 204.1826 | 0 | 0 | 0 | 0 | 0 | 0 | 270.6387 | 507.4731 | 1081.45 | 1118.5759 | 0 | 0 | 0 | 0 | 0 | -10.4521 | -50.0801 | -18.3276 | 0 | 0 | 0 | 0 | 115.5035 | -151.8654 | -472.9648 | -533.8657 | 0.40929 | 0.26149 | 0.26306 | 0.18532 | 47.2747 | -39.7106 | -124.4184 | -98.9356
3 | 15 | 17 | 537.1095 | 545.5034 | 557.0255 | 567.1447 | 0 | 0 | 0 | 0 | 176.6352 | 214.2402 | 0 | 0 | 0 | 0 | 0 | 0 | 208.0609 | 370.0578 | 842.5035 | 864.1034 | 0 | 0 | 0 | 0 | 0 | -1.665 | 11.1998 | 12.8421 | 0 | 0 | 0 | 0 | 152.4133 | -37.1296 | -296.6778 | -309.8009 | 0.40752 | 0.28291 | 0.38057 | 0.3842 | 62.1109 | -10.5044 | -112.9074 | -119.0251
3 | 15 | 18 | 529.9766 | 540.0121 | 553.3069 | 564.9846 | 0 | 0 | 0 | 0 | 203.8247 | 273.539 | 0 | 0 | 0 | 0 | 0 | 0 | 128.3522 | 180.8523 | 474.6714 | 477.7143 | 0 | 0 | 0 | 0 | 0 | -2.1736 | -0.080987 | 93.8667 | 0 | 0 | 0 | 0 | 197.7997 | 87.7943 | 78.7165 | -6.5964 | 0.40644 | 0.41154 | 0.3922 | 0.38465 | 80.3942 | 36.1308 | 30.8729 | -2.5373
3 | 15 | 19 | 561.3552 | 573.5835 | 589.3719 | 603.1848 | 0 | 0 | 0 | 0 | 212.9991 | 297.8388 | 0 | 0 | 0 | 0 | 0 | 0 | 106.3047 | 104.9324 | 210.684 | 210.6842 | 0 | 0 | 0 | 0 | 0 | 17.8329 | -5.7589 | 204.5676 | 0 | 0 | 0 | 0 | 242.0514 | 152.9794 | 384.4467 | 187.9331 | 0.41784 | 0.42049 | 0.40026 | 0.38866 | 101.1397 | 64.3268 | 153.8797 | 73.0421
3 | 15 | 20 | 563.3414 | 575.999 | 592.1694 | 606.2005 | 0 | 0 | 0 | 0 | 217.5709 | 311.6572 | 0 | 0 | 0 | 0 | 0 | 0 | 99.0495 | 97.9248 | 206.6093 | 206.6093 | 0 | 0 | 0 | 0 | 0 | 48.3718 | 29.6618 | 140.2614 | 0 | 0 | 0 | 0 | 246.721 | 118.0452 | 355.8983 | 259.3298 | 0.41669 | 0.42192 | 0.40093 | 0.38937 | 102.806 | 49.8061 | 142.6892 | 100.9748
3 | 15 | 21 | 530.3996 | 542.3948 | 557.5992 | 570.6631 | 0 | 0 | 0 | 0 | 217.9036 | 318.2422 | 0 | 0 | 0 | 0 | 0 | 0 | 78.3055 | 87.1445 | 214.7764 | 214.7764 | 0 | 0 | 0 | 0 | 0 | 28.5664 | 92.9019 | 233.6221 | 0 | 0 | 0 | 0 | 234.1905 | 108.4417 | 249.9209 | 122.2646 | 0.40725 | 0.41222 | 0.39727 | 0.38658 | 95.373 | 44.7021 | 99.2857 | 47.2646
3 | 15 | 22 | 484.4605 | 495.7527 | 509.9771 | 522.1672 | 0 | 0 | 0 | 0 | 209.9779 | 342.2469 | 0 | 0 | 0 | 0 | 0 | 0 | 66.7673 | 72.6873 | 202.397 | 202.397 | 0 | 0 | 0 | 0 | 0 | 16.6587 | 40.6871 | 100.7994 | 0 | 0 | 0 | 0 | 207.7152 | 64.1598 | 266.8929 | 218.9708 | 0.4092 | 0.40681 | 0.39436 | 0.38072 | 84.9975 | 26.1007 | 105.2524 | 83.3671
3 | 15 | 23 | 435.4733 | 445.7678 | 458.6788 | 469.7057 | 0 | 0 | 0 | 0 | 184.6703 | 312.5633 | 0 | 0 | 0 | 0 | 0 | 0 | 77.3229 | 74.3928 | 190.681 | 190.681 | 0 | 0 | 0 | 0 | 0 | 15.4368 | 96.8435 | 100.3653 | 0 | 0 | 0 | 0 | 173.4801 | 43.3749 | 171.1544 | 178.6594 | 0.41443 | 0.40564 | 0.38939 | 0.37001 | 71.8948 | 17.5945 | 66.6457 | 66.1056
3 | 15 | 24 | 395.4419 | 403.4529 | 413.6416 | 422.2211 | 0 | 0 | 0 | 0 | 164.7706 | 289.5572 | 0 | 0 | 0 | 0 | 0 | 0 | 78.0134 | 70.079 | 181.064 | 181.064 | 0 | 0 | 0 | 0 | 0 | 16.1983 | 39.7199 | 30.598 | 0 | 0 | 0 | 0 | 152.6579 | 27.6184 | 192.8577 | 210.5591 | 0.41271 | 0.40699 | 0.38318 | 0.36432 | 63.0031 | 11.2404 | 73.8995 | 76.7101
3 | 16 | 1 | 379.7865 | 385.7151 | 393.4777 | 399.8361 | 0 | 0 | 0 | 0 | 135.4403 | 320.9138 | 0 | 0 | 0 | 0 | 0 | 0 | 54.2658 | 48.4534 | 171.8448 | 171.8448 | 0 | 0 | 0 | 0 | 0 | 22.0124 | 172.622 | 17.9447 | 0 | 0 | 0 | 0 | 190.0804 | -5.6645 | 49.0109 | 210.0467 | 0.41329 | 0.40425 | 0.37696 | 0.36409 | 78.5574 | -2.2899 | 18.4749 | 76.4752
3 | 16 | 2 | 373.4486 | 377.6757 | 383.538 | 388.2194 | 0 | 0 | 0 | 0 | 128.7754 | 295.6114 | 0 | 0 | 0 | 0 | 0 | 0 | 45.9491 | 41.0149 | 168.8862 | 168.8862 | 0 | 0 | 0 | 0 | 0 | 1.3037 | 100.3496 | -12.2009 | 0 | 0 | 0 | 0 | 198.7242 | 39.7457 | 114.3022 | 231.5341 | 0.41212 | 0.40593 | 0.37263 | 0.36396 | 81.8983 | 16.134 | 42.592 | 84.2685
3 | 16 | 3 | 365.0554 | 367.4214 | 371.2219 | 374.1104 | 0 | 0 | 0 | 0 | 133.021 | 264.9873 | 0 | 0 | 0 | 0 | 0 | 0 | 45.5 | 36.4205 | 160.341 | 160.341 | 0 | 0 | 0 | 0 | 0 | 6.3154 | 78.9787 | -4.0191 | 0 | 0 | 0 | 0 | 186.5344 | 59.6983 | 131.9023 | 217.7885 | 0.41162 | 0.4062 | 0.3735 | 0.36453 | 76.7808 | 24.2494 | 49.2656 | 79.3899
3 | 16 | 4 | 366.8365 | 367.8896 | 370.2477 | 371.8567 | 0 | 0 | 0 | 0 | 132.3318 | 260.9462 | 0 | 0 | 0 | 0 | 0 | 0 | 45.5 | 28.9316 | 145.3632 | 145.3632 | 0 | 0 | 0 | 0 | 0 | 3.0435 | 118.0004 | -5.1361 | 0 | 0 | 0 | 0 | 189.0047 | 74.9683 | 106.8841 | 231.6297 | 0.4116 | 0.40613 | 0.376 | 0.36469 | 77.794 | 30.447 | 40.1883 | 84.4731
3 | 16 | 5 | 395.0912 | 395.3629 | 396.9631 | 397.8791 | 0 | 0 | 0 | 0 | 154.5477 | 285.1365 | 0 | 0 | 0 | 0 | 0 | 0 | 45.5 | 27.112 | 141.7241 | 141.7241 | 0 | 0 | 0 | 0 | 0 | 14.6516 | 194.1867 | -18.7282 | 0 | 0 | 0 | 0 | 195.0435 | 68.4629 | 61.0523 | 274.8832 | 0.41177 | 0.4071 | 0.37726 | 0.36626 | 80.3131 | 27.8712 | 23.0324 | 100.6775
3 | 16 | 6 | 446.1019 | 446.3783 | 448.2308 | 449.4031 | 0 | 0 | 0 | 0 | 194.8814 | 290.9574 | 0 | 0 | 0 | 0 | 0 | 0 | 45.5311 | 25.701 | 138.7774 | 138.7774 | 0 | 0 | 0 | 0 | 0 | 47.6126 | 204.2835 | 129.1331 | 0 | 0 | 0 | 0 | 205.6895 | 82.1073 | 105.1699 | 181.4926 | 0.41056 | 0.40853 | 0.38849 | 0.36647 | 84.4489 | 33.5431 | 40.8571 | 66.5118
3 | 16 | 7 | 483.7576 | 483.5599 | 485.2437 | 486.4957 | 0 | 0 | 0 | 0 | 200.6375 | 291.8261 | 0 | 0 | 0 | 0 | 0 | 0 | 67.8143 | 71.2276 | 208.6258 | 208.8011 | 0 | 0 | 0 | 0 | 0 | 12.5244 | 34.4372 | 52.8537 | 0 | 0 | 0 | 0 | 215.3058 | 107.9818 | 242.1807 | 224.8409 | 0.41103 | 0.41035 | 0.39423 | 0.37873 | 88.4962 | 44.3101 | 95.4757 | 85.1542
3 | 16 | 8 | 493.9042 | 493.5072 | 495.4365 | 497.4101 | 0 | 0 | 0 | 0 | 183.4929 | 241.0502 | 0 | 0 | 0 | 0 | 0 | 0 | 143.856 | 259.0279 | 631.5297 | 643.723 | 0 | 0 | 0 | 0 | 0 | -7.5632 | 26.1536 | 66.6576 | 0 | 0 | 0 | 0 | 166.5552 | 0.99228 | -162.2468 | -212.9705 | 0.409 | 0.28561 | 0.40476 | 0.39541 | 68.1215 | 0.28341 | -65.6713 | -84.2105
3 | 16 | 9 | 511.417 | 511.8368 | 515.142 | 518.8131 | 0 | 0 | 0 | 0 | 160.8081 | 219.2102 | 0 | 0 | 0 | 0 | 0 | 0 | 212.4847 | 405.8866 | 902.4841 | 930.7233 | 0 | 0 | 0 | 0 | 0 | -19.1173 | -87.8082 | -122.222 | 0 | 0 | 0 | 0 | 138.1243 | -94.1426 | -299.5339 | -289.6882 | 0.40919 | 0.27247 | 0.26264 | 0.26837 | 56.5194 | -25.6515 | -78.6708 | -77.7431
3 | 16 | 10 | 529.3307 | 530.0689 | 533.7405 | 537.6616 | 0 | 0 | 0 | 0 | 150.5797 | 191.4629 | 0 | 0 | 0 | 0 | 0 | 0 | 260.8663 | 504.6074 | 1082.3162 | 1122.8628 | 0 | 0 | 0 | 0 | 0 | -51.629 | -254.6209 | -264.7743 | 0 | 0 | 0 | 0 | 117.8847 | -114.3724 | -293.9547 | -320.4268 | 0.40293 | 0.26868 | 0.26582 | 0.087318 | 47.4989 | -30.7291 | -78.1385 | -27.9789
3 | 16 | 11 | 537.816 | 538.8886 | 542.6637 | 546.3135 | 0 | 0 | 0 | 0 | 143.0497 | 193.0281 | 0 | 0 | 0 | 0 | 0 | 0 | 294.2076 | 560.2512 | 1185.6179 | 1233.8261 | 0 | 0 | 0 | 0 | 0 | -48.4701 | -257.1605 | -272.4951 | 0 | 0 | 0 | 0 | 100.5587 | -165.9207 | -385.7937 | -415.0175 | 0.39688 | 0.26972 | 0.26885 | 0 | 39.9095 | -44.752 | -103.7226 | 0
3 | 16 | 12 | 548.6064 | 550.2986 | 554.5796 | 558.4083 | 0 | 0 | 0 | 0 | 132.6438 | 187.7813 | 0 | 0 | 0 | 0 | 0 | 0 | 320.5835 | 582.6712 | 1215.9727 | 1267.5695 | 0 | 0 | 0 | 0 | 0 | -58.5202 | -328.6953 | -332.0504 | 0 | 0 | 0 | 0 | 95.3791 | -161.6338 | -332.6978 | -377.1108 | 0.3979 | 0.26972 | 0.26972 | 0 | 37.951 | -43.5958 | -89.7349 | 0
3 | 16 | 13 | 559.1448 | 562.1844 | 567.9062 | 572.9012 | 0 | 0 | 0 | 0 | 130.3447 | 189.5396 | 0 | 0 | 0 | 0 | 0 | 0 | 329.016 | 591.1795 | 1198.8909 | 1251.2065 | 0 | 0 | 0 | 0 | 0 | -59.768 | -332.5605 | -355.9274 | 0 | 0 | 0 | 0 | 99.7842 | -158.7666 | -298.4242 | -322.3779 | 0.39853 | 0.26972 | 0.26972 | 0 | 39.7667 | -42.8225 | -80.4906 | 0
3 | 16 | 14 | 564.4264 | 568.2761 | 574.9384 | 580.7954 | 0 | 0 | 0 | 0 | 143.4532 | 187.4094 | 0 | 0 | 0 | 0 | 0 | 0 | 324.5661 | 582.1218 | 1194.2938 | 1244.9269 | 0 | 0 | 0 | 0 | 0 | -59.7798 | -324.87 | -231.0201 | 0 | 0 | 0 | 0 | 96.4071 | -141.4753 | -294.4854 | -433.1114 | 0.39819 | 0.26972 | 0.26972 | 0 | 38.388 | -38.1587 | -79.4282 | 0
3 | 16 | 15 | 561.9265 | 566.531 | 573.9882 | 580.517 | 0 | 0 | 0 | 0 | 150.9493 | 194.9474 | 0 | 0 | 0 | 0 | 0 | 0 | 304.3973 | 546.5721 | 1147.198 | 1192.595 | 0 | 0 | 0 | 0 | 0 | -39.9497 | -183.8028 | -142.3619 | 0 | 0 | 0 | 0 | 106.5798 | -135.0388 | -389.4071 | -469.7162 | 0.40065 | 0.26972 | 0.26972 | 0 | 42.701 | -36.4226 | -105.0304 | 0
3 | 16 | 16 | 555.674 | 562.2005 | 571.7617 | 580.1668 | 0 | 0 | 0 | 0 | 157.0773 | 204.1826 | 0 | 0 | 0 | 0 | 0 | 0 | 266.1547 | 473.5098 | 1051.0666 | 1087.2159 | 0 | 0 | 0 | 0 | 0 | -10.4521 | -50.0801 | -18.3276 | 0 | 0 | 0 | 0 | 132.442 | -105.0398 | -429.2248 | -488.7215 | 0.40929 | 0.26149 | 0.26306 | 0.18532 | 54.2075 | -27.4664 | -112.9121 | -90.5695
3 | 16 | 17 | 544.2704 | 552.8987 | 564.7051 | 575.0701 | 0 | 0 | 0 | 0 | 176.6352 | 214.2402 | 0 | 0 | 0 | 0 | 0 | 0 | 196.3761 | 334.4813 | 805.0004 | 825.918 | 0 | 0 | 0 | 0 | 0 | -1.665 | 11.1998 | 12.8421 | 0 | 0 | 0 | 0 | 171.2591 | 5.8422 | -251.4951 | -263.69 | 0.40752 | 0.28291 | 0.38057 | 0.3842 | 69.7909 | 1.6528 | -95.7121 | -101.3094
3 | 16 | 18 | 531.7895 | 541.8843 | 555.2511 | 566.991 | 0 | 0 | 0 | 0 | 203.8247 | 273.539 | 0 | 0 | 0 | 0 | 0 | 0 | 95.2052 | 103.1776 | 368.1602 | 370.7178 | 0 | 0 | 0 | 0 | 0 | -2.1736 | -0.080987 | 93.8667 | 0 | 0 | 0 | 0 | 232.7596 | 167.3413 | 187.1719 | 102.4065 | 0.40644 | 0.41154 | 0.3922 | 0.38465 | 94.6033 | 68.8676 | 73.4095 | 39.3906
3 | 16 | 19 | 553.451 | 565.4205 | 580.8952 | 594.4368 | 0 | 0 | 0 | 0 | 212.9991 | 297.8388 | 0 | 0 | 0 | 0 | 0 | 0 | 60.7096 | 46.3307 | 180.4306 | 180.4308 | 0 | 0 | 0 | 0 | 0 | 17.8329 | -5.7589 | 204.5676 | 0 | 0 | 0 | 0 | 279.7422 | 203.4181 | 406.2235 | 209.4384 | 0.41784 | 0.42049 | 0.40026 | 0.38866 | 116.8885 | 85.5359 | 162.5961 | 81.4004
3 | 16 | 20 | 554.3495 | 566.7127 | 582.5262 | 596.2485 | 0 | 0 | 0 | 0 | 217.5709 | 311.6572 | 0 | 0 | 0 | 0 | 0 | 0 | 58.3823 | 52.8361 | 193.1722 | 193.1722 | 0 | 0 | 0 | 0 | 0 | 48.3718 | 29.6618 | 140.2614 | 0 | 0 | 0 | 0 | 278.3963 | 153.8477 | 359.6922 | 262.815 | 0.41669 | 0.42192 | 0.40093 | 0.38937 | 116.0048 | 64.912 | 144.2103 | 102.3319
3 | 16 | 21 | 525.3235 | 537.1525 | 552.1554 | 565.0451 | 0 | 0 | 0 | 0 | 217.9036 | 318.2422 | 0 | 0 | 0 | 0 | 0 | 0 | 55.9644 | 65.3871 | 218.2742 | 218.2742 | 0 | 0 | 0 | 0 | 0 | 28.5664 | 92.9019 | 233.6221 | 0 | 0 | 0 | 0 | 251.4555 | 124.9569 | 240.9793 | 113.1488 | 0.40725 | 0.41222 | 0.39727 | 0.38658 | 102.4041 | 51.51 | 95.7335 | 43.7406
3 | 16 | 22 | 487.9593 | 499.3661 | 513.7294 | 526.0396 | 0 | 0 | 0 | 0 | 209.9779 | 342.2469 | 0 | 0 | 0 | 0 | 0 | 0 | 57.6531 | 75.8286 | 240.4651 | 240.4651 | 0 | 0 | 0 | 0 | 0 | 16.6587 | 40.6871 | 100.7994 | 0 | 0 | 0 | 0 | 220.3283 | 64.6319 | 232.5772 | 184.7752 | 0.4092 | 0.40681 | 0.39436 | 0.38072 | 90.1588 | 26.2927 | 91.7196 | 70.3481
3 | 16 | 23 | 443.3412 | 453.8933 | 467.1166 | 478.4137 | 0 | 0 | 0 | 0 | 184.6703 | 312.5633 | 0 | 0 | 0 | 0 | 0 | 0 | 56.8632 | 80.5856 | 258.5663 | 258.5663 | 0 | 0 | 0 | 0 | 0 | 15.4368 | 96.8435 | 100.3653 | 0 | 0 | 0 | 0 | 201.8078 | 45.3075 | 111.7068 | 119.482 | 0.41443 | 0.40564 | 0.38939 | 0.37001 | 83.6346 | 18.3784 | 43.4974 | 44.2094
3 | 16 | 24 | 402.7479 | 410.998 | 421.4767 | 430.307 | 0 | 0 | 0 | 0 | 164.7706 | 289.5572 | 0 | 0 | 0 | 0 | 0 | 0 | 58.8688 | 94.4531 | 303.8737 | 303.8737 | 0 | 0 | 0 | 0 | 0 | 16.1983 | 39.7199 | 30.598 | 0 | 0 | 0 | 0 | 179.1084 | 10.7894 | 77.8831 | 95.8353 | 0.41271 | 0.40699 | 0.38318 | 0.36432 | 73.9195 | 4.3912 | 29.8433 | 34.9144
3 | 17 | 1 | 380.6567 | 386.6138 | 394.4109 | 400.7992 | 0 | 0 | 0 | 0 | 135.4403 | 320.9138 | 0 | 0 | 0 | 0 | 0 | 0 | 60.8963 | 103.5138 | 336.3689 | 336.3689 | 0 | 0 | 0 | 0 | 0 | 22.0124 | 172.622 | 17.9447 | 0 | 0 | 0 | 0 | 184.3201 | -59.8262 | -114.58 | 46.4857 | 0.41329 | 0.40425 | 0.37696 | 0.36409 | 76.1767 | -24.1847 | -43.1916 | 16.9248
3 | 17 | 2 | 367.1579 | 371.1791 | 376.7917 | 381.257 | 0 | 0 | 0 | 0 | 128.7754 | 295.6114 | 0 | 0 | 0 | 0 | 0 | 0 | 59.9982 | 102.661 | 343.0808 | 343.0808 | 0 | 0 | 0 | 0 | 0 | 1.3037 | 100.3496 | -12.2009 | 0 | 0 | 0 | 0 | 178.3843 | -28.397 | -66.6387 | 50.3772 | 0.41212 | 0.40593 | 0.37263 | 0.36396 | 73.5158 | -11.5272 | -24.8313 | 18.3351
3 | 17 | 3 | 357.3144 | 359.427 | 362.9202 | 365.5429 | 0 | 0 | 0 | 0 | 133.021 | 264.9873 | 0 | 0 | 0 | 0 | 0 | 0 | 55.6913 | 101.9222 | 352.8367 | 352.8367 | 0 | 0 | 0 | 0 | 0 | 6.3154 | 78.9787 | -4.0191 | 0 | 0 | 0 | 0 | 168.602 | -13.7979 | -68.8951 | 16.7253 | 0.41162 | 0.4062 | 0.3735 | 0.36453 | 69.3995 | -5.6047 | -25.7324 | 6.0968
3 | 17 | 4 | 355.5966 | 356.2817 | 358.1937 | 359.4168 | 0 | 0 | 0 | 0 | 132.3318 | 260.9462 | 0 | 0 | 0 | 0 | 0 | 0 | 56.2921 | 100.0455 | 347.36 | 347.36 | 0 | 0 | 0 | 0 | 0 | 3.0435 | 118.0004 | -5.1361 | 0 | 0 | 0 | 0 | 166.9727 | -7.7535 | -107.1667 | 17.1929 | 0.4116 | 0.40613 | 0.376 | 0.36469 | 68.7256 | -3.1489 | -40.2945 | 6.2701
3 | 17 | 5 | 367.8254 | 367.2046 | 367.7225 | 367.7023 | 0 | 0 | 0 | 0 | 154.5477 | 285.1365 | 0 | 0 | 0 | 0 | 0 | 0 | 69.5327 | 101.8383 | 335.2586 | 335.2586 | 0 | 0 | 0 | 0 | 0 | 14.6516 | 194.1867 | -18.7282 | 0 | 0 | 0 | 0 | 143.7449 | -34.4218 | -161.7228 | 51.1719 | 0.41177 | 0.4071 | 0.37726 | 0.36626 | 59.1899 | -14.0131 | -61.011 | 18.742
3 | 17 | 6 | 380.6022 | 378.7346 | 377.9873 | 376.9104 | 0 | 0 | 0 | 0 | 194.8814 | 290.9574 | 0 | 0 | 0 | 0 | 0 | 0 | 87.7652 | 105.2469 | 334.7574 | 334.7575 | 0 | 0 | 0 | 0 | 0 | 47.6126 | 204.2835 | 129.1331 | 0 | 0 | 0 | 0 | 97.9556 | -65.0823 | -161.0537 | -86.9801 | 0.41056 | 0.40853 | 0.38849 | 0.36647 | 40.2171 | -26.5879 | -62.5671 | -31.8757
3 | 17 | 7 | 392.8593 | 389.6861 | 387.7621 | 385.8929 | 0 | 0 | 0 | 0 | 200.6375 | 291.8261 | 0 | 0 | 0 | 0 | 0 | 0 | 118.1007 | 150.0281 | 400.7157 | 400.9192 | 0 | 0 | 0 | 0 | 0 | 12.5244 | 34.4372 | 52.8537 | 0 | 0 | 0 | 0 | 74.1211 | -64.6925 | -47.3909 | -67.8799 | 0.41103 | 0.41035 | 0.39423 | 0.37873 | 30.4657 | -26.5464 | -18.6831 | -25.7082
3 | 17 | 8 | 415.4423 | 412.477 | 411.292 | 410.5715 | 0 | 0 | 0 | 0 | 183.4929 | 241.0502 | 0 | 0 | 0 | 0 | 0 | 0 | 189.013 | 320.77 | 754.6896 | 766.7012 | 0 | 0 | 0 | 0 | 0 | -7.5632 | 26.1536 | 66.6576 | 0 | 0 | 0 | 0 | 42.9364 | -141.78 | -369.5512 | -422.7873 | 0.409 | 0.28561 | 0.40476 | 0.39541 | 17.5611 | -40.4941 | -149.5803 | -167.174
3 | 17 | 9 | 446.0443 | 444.3241 | 445.0345 | 446.4609 | 0 | 0 | 0 | 0 | 160.8081 | 219.2102 | 0 | 0 | 0 | 0 | 0 | 0 | 242.0863 | 452.664 | 973.5702 | 1001.1641 | 0 | 0 | 0 | 0 | 0 | -19.1173 | -87.8082 | -122.222 | 0 | 0 | 0 | 0 | 43.1499 | -208.4327 | -440.7274 | -432.4813 | 0.40919 | 0.27247 | 0.26264 | 0.26837 | 17.6566 | -56.7927 | -115.7544 | -116.0642
3 | 17 | 10 | 461.2386 | 459.7479 | 460.7168 | 462.2998 | 0 | 0 | 0 | 0 | 150.5797 | 191.4629 | 0 | 0 | 0 | 0 | 0 | 0 | 287.8891 | 531.8656 | 1099.3527 | 1138.474 | 0 | 0 | 0 | 0 | 0 | -51.629 | -254.6209 | -264.7743 | 0 | 0 | 0 | 0 | 22.7698 | -211.9517 | -384.015 | -411.3998 | 0.40293 | 0.26868 | 0.26582 | 0.087318 | 9.1746 | -56.9463 | -102.0782 | -35.9224
3 | 17 | 11 | 467.1677 | 465.9277 | 466.8986 | 468.1226 | 0 | 0 | 0 | 0 | 143.0497 | 193.0281 | 0 | 0 | 0 | 0 | 0 | 0 | 319.2701 | 570.4181 | 1164.4795 | 1210.2879 | 0 | 0 | 0 | 0 | 0 | -48.4701 | -257.1605 | -272.4951 | 0 | 0 | 0 | 0 | 4.8479 | -249.0484 | -440.4204 | -469.6702 | 0.39688 | 0.26972 | 0.26885 | 0 | 1.924 | -67.1732 | -118.4092 | 0
3 | 17 | 12 | 470.8879 | 470.036 | 471.2323 | 472.3922 | 0 | 0 | 0 | 0 | 132.6438 | 187.7813 | 0 | 0 | 0 | 0 | 0 | 0 | 338.6484 | 588.8789 | 1195.1872 | 1244.837 | 0 | 0 | 0 | 0 | 0 | -58.5202 | -328.6953 | -332.0504 | 0 | 0 | 0 | 0 | -0.40429 | -248.104 | -395.2597 | -440.3944 | 0.3979 | 0.26972 | 0.26972 | 0 | -0.16086 | -66.9185 | -106.609 | 0
3 | 17 | 13 | 470.8934 | 471.0442 | 473.2631 | 475.2278 | 0 | 0 | 0 | 0 | 130.3447 | 189.5396 | 0 | 0 | 0 | 0 | 0 | 0 | 356.692 | 598.1468 | 1195.1291 | 1246.2915 | 0 | 0 | 0 | 0 | 0 | -59.768 | -332.5605 | -355.9274 | 0 | 0 | 0 | 0 | -16.1433 | -256.8742 | -389.3056 | -415.1363 | 0.39853 | 0.26972 | 0.26972 | 0 | -6.4335 | -69.284 | -105.003 | 0
3 | 17 | 14 | 471.1896 | 471.9872 | 474.9488 | 477.6043 | 0 | 0 | 0 | 0 | 143.4532 | 187.4094 | 0 | 0 | 0 | 0 | 0 | 0 | 368.2494 | 581.1421 | 1152.4305 | 1200.9401 | 0 | 0 | 0 | 0 | 0 | -59.7798 | -324.87 | -231.0201 | 0 | 0 | 0 | 0 | -40.513 | -236.7846 | -352.6117 | -492.3158 | 0.39819 | 0.26972 | 0.26972 | 0 | -16.1317 | -63.8654 | -95.106 | 0
3 | 17 | 15 | 469.1247 | 470.6914 | 474.4652 | 477.8074 | 0 | 0 | 0 | 0 | 150.9493 | 194.9474 | 0 | 0 | 0 | 0 | 0 | 0 | 376.0887 | 552.9297 | 1109.9191 | 1153.3749 | 0 | 0 | 0 | 0 | 0 | -39.9497 | -183.8028 | -142.3619 | 0 | 0 | 0 | 0 | -57.9133 | -237.236 | -451.6512 | -533.2057 | 0.40065 | 0.26972 | 0.26972 | 0 | -23.2029 | -63.9872 | -121.8188 | 0
3 | 17 | 16 | 470.8671 | 474.6174 | 480.8125 | 486.3057 | 0 | 0 | 0 | 0 | 157.0773 | 204.1826 | 0 | 0 | 0 | 0 | 0 | 0 | 379.288 | 496.2197 | 1043.8178 | 1078.1106 | 0 | 0 | 0 | 0 | 0 | -10.4521 | -50.0801 | -18.3276 | 0 | 0 | 0 | 0 | -65.4982 | -215.3327 | -512.9251 | -573.4773 | 0.40929 | 0.26149 | 0.26306 | 0.18532 | -26.8079 | -56.3065 | -134.9303 | -106.2764
3 | 17 | 17 | 469.4706 | 475.6504 | 484.4879 | 492.2844 | 0 | 0 | 0 | 0 | 176.6352 | 214.2402 | 0 | 0 | 0 | 0 | 0 | 0 | 362.4384 | 393.4767 | 861.0672 | 881.0985 | 0 | 0 | 0 | 0 | 0 | -1.665 | 11.1998 | 12.8421 | 0 | 0 | 0 | 0 | -69.603 | -130.4015 | -387.7791 | -401.6562 | 0.40752 | 0.28291 | 0.38057 | 0.3842 | -28.3644 | -36.8921 | -147.578 | -154.3158
3 | 17 | 18 | 470.5501 | 478.6403 | 489.5764 | 499.2135 | 0 | 0 | 0 | 0 | 203.8247 | 273.539 | 0 | 0 | 0 | 0 | 0 | 0 | 322.6789 | 227.9546 | 516.8618 | 519.4518 | 0 | 0 | 0 | 0 | 0 | -2.1736 | -0.080987 | 93.8667 | 0 | 0 | 0 | 0 | -55.9535 | -20.6798 | -27.2044 | -114.105 | 0.40644 | 0.41154 | 0.3922 | 0.38465 | -22.7419 | -8.5106 | -10.6697 | -43.8904
3 | 17 | 19 | 503.6509 | 513.9903 | 527.4884 | 539.3199 | 0 | 0 | 0 | 0 | 212.9991 | 297.8388 | 0 | 0 | 0 | 0 | 0 | 0 | 350.7728 | 200.7022 | 381.5029 | 381.5031 | 0 | 0 | 0 | 0 | 0 | 17.8329 | -5.7589 | 204.5676 | 0 | 0 | 0 | 0 | -60.121 | -2.3836 | 151.7444 | -46.7507 | 0.41784 | 0.42049 | 0.40026 | 0.38866 | -25.1212 | -1.0023 | 60.7376 | -18.1702
3 | 17 | 20 | 505.9272 | 516.7054 | 530.5969 | 542.6566 | 0 | 0 | 0 | 0 | 217.5709 | 311.6572 | 0 | 0 | 0 | 0 | 0 | 0 | 348.8517 | 204.761 | 396.471 | 396.471 | 0 | 0 | 0 | 0 | 0 | 48.3718 | 29.6618 | 140.2614 | 0 | 0 | 0 | 0 | -60.4953 | -48.0846 | 104.4641 | 5.9242 | 0.41669 | 0.42192 | 0.40093 | 0.38937 | -25.2078 | -20.2881 | 41.8825 | 2.3067
3 | 17 | 21 | 481.2884 | 491.676 | 504.9311 | 516.3087 | 0 | 0 | 0 | 0 | 217.9036 | 318.2422 | 0 | 0 | 0 | 0 | 0 | 0 | 320.6676 | 193.279 | 417.8487 | 417.8487 | 0 | 0 | 0 | 0 | 0 | 28.5664 | 92.9019 | 233.6221 | 0 | 0 | 0 | 0 | -57.2828 | -48.4116 | -5.8195 | -135.1621 | 0.40725 | 0.41222 | 0.39727 | 0.38658 | -23.3281 | -19.9564 | -2.3119 | -52.2504
3 | 17 | 22 | 451.8103 | 462.0338 | 474.9622 | 486.0312 | 0 | 0 | 0 | 0 | 209.9779 | 342.2469 | 0 | 0 | 0 | 0 | 0 | 0 | 266.4795 | 157.6097 | 432.715 | 432.715 | 0 | 0 | 0 | 0 | 0 | 16.6587 | 40.6871 | 100.7994 | 0 | 0 | 0 | 0 | -24.6471 | -54.4815 | 1.5601 | -47.4831 | 0.4092 | 0.40681 | 0.39436 | 0.38072 | -10.0856 | -22.1635 | 0.61524 | -18.0779
3 | 17 | 23 | 418.8854 | 428.6368 | 440.8895 | 451.3468 | 0 | 0 | 0 | 0 | 184.6703 | 312.5633 | 0 | 0 | 0 | 0 | 0 | 0 | 246.6659 | 139.7047 | 433.8176 | 433.8176 | 0 | 0 | 0 | 0 | 0 | 15.4368 | 96.8435 | 100.3653 | 0 | 0 | 0 | 0 | -12.4508 | -39.068 | -89.7716 | -82.8361 | 0.41443 | 0.40564 | 0.38939 | 0.37001 | -5.1599 | -15.8474 | -34.9561 | -30.6501
3 | 17 | 24 | 387.2477 | 394.9904 | 404.8539 | 413.152 | 0 | 0 | 0 | 0 | 164.7706 | 289.5572 | 0 | 0 | 0 | 0 | 0 | 0 | 243.5257 | 141.4568 | 428.0194 | 428.0194 | 0 | 0 | 0 | 0 | 0 | 16.1983 | 39.7199 | 30.598 | 0 | 0 | 0 | 0 | -21.0487 | -52.2219 | -62.8854 | -45.4654 | 0.41271 | 0.40699 | 0.38318 | 0.36432 | -8.687 | -21.2537 | -24.0965 | -16.5638
3 | 18 | 1 | 366.7337 | 372.2351 | 379.4795 | 385.3898 | 0 | 0 | 0 | 0 | 135.4403 | 320.9138 | 0 | 0 | 0 | 0 | 0 | 0 | 239.3209 | 142.4176 | 421.5193 | 421.5193 | 0 | 0 | 0 | 0 | 0 | 22.0124 | 172.622 | 17.9447 | 0 | 0 | 0 | 0 | -8.0275 | -113.1088 | -214.6618 | -54.0742 | 0.41329 | 0.40425 | 0.37696 | 0.36409 | -3.3177 | -45.7241 | -80.9181 | -19.6877
3 | 18 | 2 | 360.0151 | 363.8025 | 369.1315 | 373.3517 | 0 | 0 | 0 | 0 | 128.7754 | 295.6114 | 0 | 0 | 0 | 0 | 0 | 0 | 237.2407 | 142.3726 | 424.3257 | 424.3257 | 0 | 0 | 0 | 0 | 0 | 1.3037 | 100.3496 | -12.2009 | 0 | 0 | 0 | 0 | -6.0009 | -75.4853 | -155.5438 | -38.7732 | 0.41212 | 0.40593 | 0.37263 | 0.36396 | -2.4731 | -30.6418 | -57.9597 | -14.1118
3 | 18 | 3 | 348.9569 | 350.796 | 353.9575 | 356.2932 | 0 | 0 | 0 | 0 | 133.021 | 264.9873 | 0 | 0 | 0 | 0 | 0 | 0 | 236.4878 | 142.6937 | 421.1654 | 421.1654 | 0 | 0 | 0 | 0 | 0 | 6.3154 | 78.9787 | -4.0191 | 0 | 0 | 0 | 0 | -20.5518 | -63.2004 | -146.1866 | -60.8532 | 0.41162 | 0.4062 | 0.3735 | 0.36453 | -8.4595 | -25.672 | -54.6008 | -22.1827
3 | 18 | 4 | 346.4959 | 346.8831 | 348.4339 | 349.3444 | 0 | 0 | 0 | 0 | 132.3318 | 260.9462 | 0 | 0 | 0 | 0 | 0 | 0 | 239.6361 | 152.9667 | 425.7218 | 425.7218 | 0 | 0 | 0 | 0 | 0 | 3.0435 | 118.0004 | -5.1361 | 0 | 0 | 0 | 0 | -25.472 | -70.0733 | -195.2883 | -71.2412 | 0.4116 | 0.40613 | 0.376 | 0.36469 | -10.4842 | -28.4591 | -73.4281 | -25.981
3 | 18 | 5 | 348.3005 | 347.0406 | 346.7836 | 346.0929 | 0 | 0 | 0 | 0 | 154.5477 | 285.1365 | 0 | 0 | 0 | 0 | 0 | 0 | 229.8228 | 152.3177 | 421.9752 | 421.9752 | 0 | 0 | 0 | 0 | 0 | 14.6516 | 194.1867 | -18.7282 | 0 | 0 | 0 | 0 | -36.07 | -105.0651 | -269.3783 | -57.1541 | 0.41177 | 0.4071 | 0.37726 | 0.36626 | -14.8526 | -42.772 | -101.6247 | -20.933
3 | 18 | 6 | 359.6271 | 357.0728 | 355.493 | 353.696 | 0 | 0 | 0 | 0 | 194.8814 | 290.9574 | 0 | 0 | 0 | 0 | 0 | 0 | 219.6127 | 150.3383 | 406.8353 | 406.8353 | 0 | 0 | 0 | 0 | 0 | 47.6126 | 204.2835 | 129.1331 | 0 | 0 | 0 | 0 | -54.867 | -131.8355 | -255.6258 | -182.2725 | 0.41056 | 0.40853 | 0.38849 | 0.36647 | -22.5265 | -53.8584 | -99.3071 | -66.7976
3 | 18 | 7 | 368.4034 | 364.4297 | 361.535 | 358.8261 | 0 | 0 | 0 | 0 | 200.6375 | 291.8261 | 0 | 0 | 0 | 0 | 0 | 0 | 235.8173 | 205.5419 | 475.4047 | 475.619 | 0 | 0 | 0 | 0 | 0 | 12.5244 | 34.4372 | 52.8537 | 0 | 0 | 0 | 0 | -68.0513 | -145.4627 | -148.3069 | -169.6467 | 0.41103 | 0.41035 | 0.39423 | 0.37873 | -27.9708 | -59.6903 | -58.4675 | -64.2505
3 | 18 | 8 | 392.7268 | 389.0179 | 386.9313 | 385.4308 | 0 | 0 | 0 | 0 | 183.4929 | 241.0502 | 0 | 0 | 0 | 0 | 0 | 0 | 285.0167 | 369.2524 | 767.5308 | 779.3518 | 0 | 0 | 0 | 0 | 0 | -7.5632 | 26.1536 | 66.6576 | 0 | 0 | 0 | 0 | -75.7827 | -213.7215 | -406.7532 | -460.5785 | 0.409 | 0.28561 | 0.40476 | 0.39541 | -30.9953 | -61.0415 | -164.6382 | -182.117
3 | 18 | 9 | 412.252 | 409.4257 | 408.7949 | 409.0609 | 0 | 0 | 0 | 0 | 160.8081 | 219.2102 | 0 | 0 | 0 | 0 | 0 | 0 | 334.0861 | 510.8567 | 1004.6785 | 1032.2832 | 0 | 0 | 0 | 0 | 0 | -19.1173 | -87.8082 | -122.222 | 0 | 0 | 0 | 0 | -82.6421 | -301.5239 | -508.0754 | -501.0004 | 0.40919 | 0.27247 | 0.26264 | 0.26837 | -33.8165 | -82.1577 | -133.443 | -134.4525
3 | 18 | 10 | 426.1773 | 423.5389 | 423.1162 | 423.4953 | 0 | 0 | 0 | 0 | 150.5797 | 191.4629 | 0 | 0 | 0 | 0 | 0 | 0 | 396.0379 | 624.6303 | 1196.7132 | 1237.4907 | 0 | 0 | 0 | 0 | 0 | -51.629 | -254.6209 | -264.7743 | 0 | 0 | 0 | 0 | -120.4402 | -340.9253 | -518.976 | -549.2211 | 0.40293 | 0.26868 | 0.26582 | 0.087318 | -48.5285 | -91.5984 | -137.9533 | -47.9566
3 | 18 | 11 | 433.448 | 431.1041 | 430.7367 | 430.8028 | 0 | 0 | 0 | 0 | 143.0497 | 193.0281 | 0 | 0 | 0 | 0 | 0 | 0 | 413.0081 | 683.4959 | 1288.2835 | 1337.2399 | 0 | 0 | 0 | 0 | 0 | -48.4701 | -257.1605 | -272.4951 | 0 | 0 | 0 | 0 | -122.6098 | -396.9497 | -600.3862 | -633.942 | 0.39688 | 0.26972 | 0.26885 | 0 | -48.6611 | -107.0651 | -161.4168 | 0
3 | 18 | 12 | 434.9926 | 432.9658 | 432.7373 | 432.6648 | 0 | 0 | 0 | 0 | 132.6438 | 187.7813 | 0 | 0 | 0 | 0 | 0 | 0 | 410.6123 | 703.3898 | 1319.2086 | 1371.9393 | 0 | 0 | 0 | 0 | 0 | -58.5202 | -328.6953 | -332.0504 | 0 | 0 | 0 | 0 | -108.2634 | -399.6852 | -557.776 | -607.2241 | 0.3979 | 0.26972 | 0.26972 | 0 | -43.0776 | -107.8029 | -150.4427 | 0
3 | 18 | 13 | 436.0134 | 435.0224 | 435.8569 | 436.6239 | 0 | 0 | 0 | 0 | 130.3447 | 189.5396 | 0 | 0 | 0 | 0 | 0 | 0 | 407.5502 | 699.4517 | 1298.5639 | 1352.7584 | 0 | 0 | 0 | 0 | 0 | -59.768 | -332.5605 | -355.9274 | 0 | 0 | 0 | 0 | -101.8814 | -394.2009 | -530.1465 | -560.2071 | 0.39853 | 0.26972 | 0.26972 | 0 | -40.6025 | -106.3237 | -142.9905 | 0
3 | 18 | 14 | 438.9926 | 438.7364 | 440.42 | 441.9699 | 0 | 0 | 0 | 0 | 143.4532 | 187.4094 | 0 | 0 | 0 | 0 | 0 | 0 | 392.2869 | 658.3644 | 1233.1657 | 1285.5698 | 0 | 0 | 0 | 0 | 0 | -59.7798 | -324.87 | -231.0201 | 0 | 0 | 0 | 0 | -96.7475 | -347.2577 | -467.8757 | -612.5799 | 0.39819 | 0.26972 | 0.26972 | 0 | -38.5235 | -93.6622 | -126.1949 | 0
3 | 18 | 15 | 437.4898 | 438.021 | 440.5391 | 442.795 | 0 | 0 | 0 | 0 | 150.9493 | 194.9474 | 0 | 0 | 0 | 0 | 0 | 0 | 374.3554 | 619.6806 | 1196.5604 | 1243.2532 | 0 | 0 | 0 | 0 | 0 | -39.9497 | -183.8028 | -142.3619 | 0 | 0 | 0 | 0 | -87.8149 | -336.6574 | -572.2185 | -658.0963 | 0.40065 | 0.26972 | 0.26972 | 0 | -35.1829 | -90.8031 | -154.3381 | 0
3 | 18 | 16 | 441.0813 | 443.8566 | 448.8695 | 453.3399 | 0 | 0 | 0 | 0 | 157.0773 | 204.1826 | 0 | 0 | 0 | 0 | 0 | 0 | 343.2908 | 556.4183 | 1118.0729 | 1154.7012 | 0 | 0 | 0 | 0 | 0 | -10.4521 | -50.0801 | -18.3276 | 0 | 0 | 0 | 0 | -59.2868 | -306.2921 | -619.1232 | -683.0337 | 0.40929 | 0.26149 | 0.26306 | 0.18532 | -24.2656 | -80.0911 | -162.8669 | -126.5793
3 | 18 | 17 | 447.5346 | 452.9964 | 460.9632 | 468.0065 | 0 | 0 | 0 | 0 | 176.6352 | 214.2402 | 0 | 0 | 0 | 0 | 0 | 0 | 301.2526 | 423.3696 | 886.4321 | 906.7293 | 0 | 0 | 0 | 0 | 0 | -1.665 | 11.1998 | 12.8421 | 0 | 0 | 0 | 0 | -30.3531 | -182.9485 | -436.6687 | -451.5648 | 0.40752 | 0.28291 | 0.38057 | 0.3842 | -12.3694 | -51.7583 | -166.184 | -173.4906
3 | 18 | 18 | 464.7488 | 472.6491 | 483.355 | 492.7929 | 0 | 0 | 0 | 0 | 203.8247 | 273.539 | 0 | 0 | 0 | 0 | 0 | 0 | 247.5882 | 228.7907 | 500.6796 | 503.2217 | 0 | 0 | 0 | 0 | 0 | -2.1736 | -0.080987 | 93.8667 | 0 | 0 | 0 | 0 | 13.336 | -27.507 | -17.2436 | -104.2955 | 0.40644 | 0.41154 | 0.3922 | 0.38465 | 5.4203 | -11.3202 | -6.763 | -40.1172
3 | 18 | 19 | 505.9714 | 516.3868 | 529.9769 | 541.8882 | 0 | 0 | 0 | 0 | 212.9991 | 297.8388 | 0 | 0 | 0 | 0 | 0 | 0 | 224.8726 | 149.7305 | 326.649 | 326.6493 | 0 | 0 | 0 | 0 | 0 | 17.8329 | -5.7589 | 204.5676 | 0 | 0 | 0 | 0 | 68.0997 | 50.9845 | 209.0868 | 10.6713 | 0.41784 | 0.42049 | 0.40026 | 0.38866 | 28.455 | 21.4386 | 83.6896 | 4.1475
3 | 18 | 20 | 513.5958 | 524.6249 | 538.8209 | 551.1438 | 0 | 0 | 0 | 0 | 217.5709 | 311.6572 | 0 | 0 | 0 | 0 | 0 | 0 | 208.3695 | 142.6383 | 343.4008 | 343.4008 | 0 | 0 | 0 | 0 | 0 | 48.3718 | 29.6618 | 140.2614 | 0 | 0 | 0 | 0 | 87.6554 | 21.9576 | 165.7583 | 67.4817 | 0.41669 | 0.42192 | 0.40093 | 0.38937 | 36.5251 | 9.2645 | 66.4569 | 26.2752
3 | 18 | 21 | 488.3768 | 498.9964 | 512.5329 | 524.1539 | 0 | 0 | 0 | 0 | 217.9036 | 318.2422 | 0 | 0 | 0 | 0 | 0 | 0 | 195.6593 | 150.7285 | 378.9458 | 378.9458 | 0 | 0 | 0 | 0 | 0 | 28.5664 | 92.9019 | 233.6221 | 0 | 0 | 0 | 0 | 74.8139 | 1.4594 | 40.6852 | -88.414 | 0.40725 | 0.41222 | 0.39727 | 0.38658 | 30.4676 | 0.60159 | 16.163 | -34.1787
3 | 18 | 22 | 448.0577 | 458.1583 | 470.9378 | 481.8779 | 0 | 0 | 0 | 0 | 209.9779 | 342.2469 | 0 | 0 | 0 | 0 | 0 | 0 | 197.2415 | 150.3948 | 381.7801 | 381.7801 | 0 | 0 | 0 | 0 | 0 | 16.6587 | 40.6871 | 100.7994 | 0 | 0 | 0 | 0 | 40.8383 | -51.1421 | 48.4705 | -0.70158 | 0.4092 | 0.40681 | 0.39436 | 0.38072 | 16.7111 | -20.805 | 19.1149 | -0.26711
3 | 18 | 23 | 405.6875 | 415.007 | 426.7358 | 436.74 | 0 | 0 | 0 | 0 | 184.6703 | 312.5633 | 0 | 0 | 0 | 0 | 0 | 0 | 191.5536 | 145.6707 | 383.6387 | 383.6387 | 0 | 0 | 0 | 0 | 0 | 15.4368 | 96.8435 | 100.3653 | 0 | 0 | 0 | 0 | 29.4637 | -58.6638 | -53.7463 | -47.2641 | 0.41443 | 0.40564 | 0.38939 | 0.37001 | 12.2105 | -23.7962 | -20.9283 | -17.4881
3 | 18 | 24 | 368.7562 | 375.8937 | 385.0232 | 392.6863 | 0 | 0 | 0 | 0 | 164.7706 | 289.5572 | 0 | 0 | 0 | 0 | 0 | 0 | 174.0379 | 139.4961 | 389.2197 | 389.2197 | 0 | 0 | 0 | 0 | 0 | 16.1983 | 39.7199 | 30.598 | 0 | 0 | 0 | 0 | 29.9477 | -69.3579 | -43.9164 | -27.1313 | 0.41271 | 0.40699 | 0.38318 | 0.36432 | 12.3597 | -28.2279 | -16.828 | -9.8844
3 | 19 | 1 | 350.4359 | 355.4037 | 362.0013 | 367.3519 | 0 | 0 | 0 | 0 | 135.4403 | 320.9138 | 0 | 0 | 0 | 0 | 0 | 0 | 152.1546 | 140.396 | 410.1008 | 410.1008 | 0 | 0 | 0 | 0 | 0 | 22.0124 | 172.622 | 17.9447 | 0 | 0 | 0 | 0 | 62.8409 | -127.9185 | -220.7216 | -60.6936 | 0.41329 | 0.40425 | 0.37696 | 0.36409 | 25.9712 | -51.7109 | -83.2023 | -22.0977
3 | 19 | 2 | 346.4547 | 349.7982 | 354.589 | 358.3435 | 0 | 0 | 0 | 0 | 128.7754 | 295.6114 | 0 | 0 | 0 | 0 | 0 | 0 | 143.8031 | 129.9545 | 400.552 | 400.552 | 0 | 0 | 0 | 0 | 0 | 1.3037 | 100.3496 | -12.2009 | 0 | 0 | 0 | 0 | 73.8762 | -77.0715 | -146.3125 | -30.0076 | 0.41212 | 0.40593 | 0.37263 | 0.36396 | 30.4459 | -31.2856 | -54.5199 | -10.9215
3 | 19 | 3 | 344.7692 | 346.4712 | 349.4665 | 351.6584 | 0 | 0 | 0 | 0 | 133.021 | 264.9873 | 0 | 0 | 0 | 0 | 0 | 0 | 136.4691 | 116.3936 | 391.0423 | 391.0423 | 0 | 0 | 0 | 0 | 0 | 6.3154 | 78.9787 | -4.0191 | 0 | 0 | 0 | 0 | 75.279 | -41.2251 | -120.5545 | -35.3649 | 0.41162 | 0.4062 | 0.3735 | 0.36453 | 30.9861 | -16.7456 | -45.0272 | -12.8915
3 | 19 | 4 | 350.4299 | 350.9458 | 352.6527 | 353.6984 | 0 | 0 | 0 | 0 | 132.3318 | 260.9462 | 0 | 0 | 0 | 0 | 0 | 0 | 131.4676 | 118.8425 | 404.9902 | 404.9902 | 0 | 0 | 0 | 0 | 0 | 3.0435 | 118.0004 | -5.1361 | 0 | 0 | 0 | 0 | 86.6304 | -31.8864 | -170.3378 | -46.1556 | 0.4116 | 0.40613 | 0.376 | 0.36469 | 35.6569 | -12.9501 | -64.0468 | -16.8325
3 | 19 | 5 | 378.8115 | 378.5503 | 379.5043 | 379.8613 | 0 | 0 | 0 | 0 | 154.5477 | 285.1365 | 0 | 0 | 0 | 0 | 0 | 0 | 123.4304 | 116.6917 | 402.9968 | 402.9968 | 0 | 0 | 0 | 0 | 0 | 14.6516 | 194.1867 | -18.7282 | 0 | 0 | 0 | 0 | 100.8333 | -37.9295 | -217.6792 | -4.4073 | 0.41177 | 0.4071 | 0.37726 | 0.36626 | 41.5202 | -15.4411 | -82.1209 | -1.6142
3 | 19 | 6 | 437.527 | 437.5227 | 439.0348 | 439.9126 | 0 | 0 | 0 | 0 | 194.8814 | 290.9574 | 0 | 0 | 0 | 0 | 0 | 0 | 116.2264 | 110.3136 | 386.55 | 386.5501 | 0 | 0 | 0 | 0 | 0 | 47.6126 | 204.2835 | 129.1331 | 0 | 0 | 0 | 0 | 126.4192 | -11.3609 | -151.7988 | -75.7706 | 0.41056 | 0.40853 | 0.38849 | 0.36647 | 51.9033 | -4.6412 | -58.9717 | -27.7677
3 | 19 | 7 | 479.3341 | 478.9916 | 480.4999 | 481.6 | 0 | 0 | 0 | 0 | 200.6375 | 291.8261 | 0 | 0 | 0 | 0 | 0 | 0 | 126.4462 | 142.4379 | 427.7913 | 428.0195 | 0 | 0 | 0 | 0 | 0 | 12.5244 | 34.4372 | 52.8537 | 0 | 0 | 0 | 0 | 152.2505 | 32.2033 | 18.2713 | 0.72687 | 0.41103 | 0.41035 | 0.39423 | 0.37873 | 62.5789 | 13.2145 | 7.2032 | 0.27529
3 | 19 | 8 | 498.4364 | 498.1878 | 500.2969 | 502.4262 | 0 | 0 | 0 | 0 | 183.4929 | 241.0502 | 0 | 0 | 0 | 0 | 0 | 0 | 176.3833 | 282.2714 | 701.2606 | 713.0472 | 0 | 0 | 0 | 0 | 0 | -7.5632 | 26.1536 | 66.6576 | 0 | 0 | 0 | 0 | 138.5603 | -17.5706 | -227.1173 | -277.2786 | 0.409 | 0.28561 | 0.40476 | 0.39541 | 56.6714 | -5.0184 | -91.9284 | -109.6385
3 | 19 | 9 | 512.0878 | 512.5296 | 515.8613 | 519.5555 | 0 | 0 | 0 | 0 | 160.8081 | 219.2102 | 0 | 0 | 0 | 0 | 0 | 0 | 232.1824 | 422.0036 | 971.0064 | 998.4004 | 0 | 0 | 0 | 0 | 0 | -19.1173 | -87.8082 | -122.222 | 0 | 0 | 0 | 0 | 119.0973 | -109.5668 | -367.3368 | -356.623 | 0.40919 | 0.27247 | 0.26264 | 0.26837 | 48.7337 | -29.8542 | -96.4788 | -95.7062
3 | 19 | 10 | 524.1821 | 524.7518 | 528.219 | 531.9634 | 0 | 0 | 0 | 0 | 150.5797 | 191.4629 | 0 | 0 | 0 | 0 | 0 | 0 | 273.5792 | 510.736 | 1139.2127 | 1178.907 | 0 | 0 | 0 | 0 | 0 | -51.629 | -254.6209 | -264.7743 | 0 | 0 | 0 | 0 | 100.0232 | -125.8181 | -356.3727 | -382.1693 | 0.40293 | 0.26868 | 0.26582 | 0.087318 | 40.302 | -33.8043 | -94.7303 | -33.3701
3 | 19 | 11 | 526.4855 | 527.1871 | 530.5125 | 533.7733 | 0 | 0 | 0 | 0 | 143.0497 | 193.0281 | 0 | 0 | 0 | 0 | 0 | 0 | 291.713 | 553.7154 | 1191.0696 | 1238.0825 | 0 | 0 | 0 | 0 | 0 | -48.4701 | -257.1605 | -272.4951 | 0 | 0 | 0 | 0 | 91.7228 | -171.0862 | -403.3966 | -431.8141 | 0.39688 | 0.26972 | 0.26885 | 0 | 36.4027 | -46.1453 | -108.4552 | 0
3 | 19 | 12 | 529.2448 | 530.3032 | 533.8157 | 536.9795 | 0 | 0 | 0 | 0 | 132.6438 | 187.7813 | 0 | 0 | 0 | 0 | 0 | 0 | 295.5906 | 542.5608 | 1116.3765 | 1165.1114 | 0 | 0 | 0 | 0 | 0 | -58.5202 | -328.6953 | -332.0504 | 0 | 0 | 0 | 0 | 101.0104 | -141.5187 | -253.8655 | -296.0815 | 0.3979 | 0.26972 | 0.26972 | 0 | 40.1917 | -38.1704 | -68.4723 | 0
3 | 19 | 13 | 528.9421 | 530.993 | 535.516 | 539.4739 | 0 | 0 | 0 | 0 | 130.3447 | 189.5396 | 0 | 0 | 0 | 0 | 0 | 0 | 324.4205 | 576.7771 | 1155.2025 | 1204.3411 | 0 | 0 | 0 | 0 | 0 | -59.768 | -332.5605 | -355.9274 | 0 | 0 | 0 | 0 | 74.1769 | -175.5557 | -287.126 | -308.9398 | 0.39853 | 0.26972 | 0.26972 | 0 | 29.5615 | -47.3508 | -77.4433 | 0
3 | 19 | 14 | 527.516 | 530.1575 | 535.3547 | 539.9443 | 0 | 0 | 0 | 0 | 143.4532 | 187.4094 | 0 | 0 | 0 | 0 | 0 | 0 | 374.0536 | 614.1647 | 1191.2368 | 1239.5162 | 0 | 0 | 0 | 0 | 0 | -59.7798 | -324.87 | -231.0201 | 0 | 0 | 0 | 0 | 10.0091 | -211.6368 | -331.0121 | -468.5518 | 0.39819 | 0.26972 | 0.26972 | 0 | 3.9855 | -57.0826 | -89.2802 | 0
3 | 19 | 15 | 521.8617 | 525.1547 | 531.0216 | 536.1747 | 0 | 0 | 0 | 0 | 150.9493 | 194.9474 | 0 | 0 | 0 | 0 | 0 | 0 | 392.7591 | 598.0384 | 1137.369 | 1180.053 | 0 | 0 | 0 | 0 | 0 | -39.9497 | -183.8028 | -142.3619 | 0 | 0 | 0 | 0 | -21.8467 | -227.8814 | -422.5446 | -501.5164 | 0.40065 | 0.26972 | 0.26972 | 0 | -8.7529 | -61.4641 | -113.9682 | 0
3 | 19 | 16 | 516.6425 | 521.8913 | 529.9033 | 536.9682 | 0 | 0 | 0 | 0 | 157.0773 | 204.1826 | 0 | 0 | 0 | 0 | 0 | 0 | 384.5018 | 565.4022 | 1110.7888 | 1145.3836 | 0 | 0 | 0 | 0 | 0 | -10.4521 | -50.0801 | -18.3276 | 0 | 0 | 0 | 0 | -24.9366 | -237.2414 | -530.8053 | -590.0878 | 0.40929 | 0.26149 | 0.26306 | 0.18532 | -10.2063 | -62.0353 | -139.6339 | -109.3546
3 | 19 | 17 | 510.0793 | 517.5884 | 528.0377 | 537.2287 | 0 | 0 | 0 | 0 | 176.6352 | 214.2402 | 0 | 0 | 0 | 0 | 0 | 0 | 375.6877 | 432.5163 | 884.0059 | 903.5388 | 0 | 0 | 0 | 0 | 0 | -1.665 | 11.1998 | 12.8421 | 0 | 0 | 0 | 0 | -42.2436 | -127.5031 | -367.1681 | -379.1522 | 0.40752 | 0.28291 | 0.38057 | 0.3842 | -17.2149 | -36.0721 | -139.734 | -145.6698
3 | 19 | 18 | 517.1232 | 526.7379 | 539.5226 | 550.7589 | 0 | 0 | 0 | 0 | 203.8247 | 273.539 | 0 | 0 | 0 | 0 | 0 | 0 | 369.0458 | 275.7423 | 478.2828 | 480.9486 | 0 | 0 | 0 | 0 | 0 | -2.1736 | -0.080987 | 93.8667 | 0 | 0 | 0 | 0 | -55.7473 | -20.3698 | 61.3208 | -24.0563 | 0.40644 | 0.41154 | 0.3922 | 0.38465 | -22.658 | -8.383 | 24.0503 | -9.2532
3 | 19 | 19 | 556.1884 | 568.2476 | 583.831 | 597.4665 | 0 | 0 | 0 | 0 | 212.9991 | 297.8388 | 0 | 0 | 0 | 0 | 0 | 0 | 355.895 | 229.8072 | 362.3216 | 362.3219 | 0 | 0 | 0 | 0 | 0 | 17.8329 | -5.7589 | 204.5676 | 0 | 0 | 0 | 0 | -12.7057 | 22.7687 | 227.2682 | 30.577 | 0.41784 | 0.42049 | 0.40026 | 0.38866 | -5.309 | 9.5741 | 90.967 | 11.8841
3 | 19 | 20 | 553.57 | 565.9077 | 581.6902 | 595.3858 | 0 | 0 | 0 | 0 | 217.5709 | 311.6572 | 0 | 0 | 0 | 0 | 0 | 0 | 338.8869 | 214.0408 | 350.1748 | 350.1748 | 0 | 0 | 0 | 0 | 0 | 48.3718 | 29.6618 | 140.2614 | 0 | 0 | 0 | 0 | -2.8878 | -8.1621 | 201.8536 | 104.9496 | 0.41669 | 0.42192 | 0.40093 | 0.38937 | -1.2033 | -3.4438 | 80.9285 | 40.8641
3 | 19 | 21 | 522.3504 | 534.0821 | 548.967 | 561.7546 | 0 | 0 | 0 | 0 | 217.9036 | 318.2422 | 0 | 0 | 0 | 0 | 0 | 0 | 313.7696 | 179.2653 | 314.7325 | 314.7325 | 0 | 0 | 0 | 0 | 0 | 28.5664 | 92.9019 | 233.6221 | 0 | 0 | 0 | 0 | -9.3229 | 8.0082 | 141.3325 | 13.3999 | 0.40725 | 0.41222 | 0.39727 | 0.38658 | -3.7967 | 3.3012 | 56.147 | 5.1801
3 | 19 | 22 | 478.913 | 490.0237 | 504.0279 | 516.0275 | 0 | 0 | 0 | 0 | 209.9779 | 342.2469 | 0 | 0 | 0 | 0 | 0 | 0 | 273.1588 | 144.3905 | 290.2706 | 290.2706 | 0 | 0 | 0 | 0 | 0 | 16.6587 | 40.6871 | 100.7994 | 0 | 0 | 0 | 0 | -4.2236 | -13.2724 | 173.0701 | 124.9575 | 0.4092 | 0.40681 | 0.39436 | 0.38072 | -1.7283 | -5.3993 | 68.2523 | 47.5742
3 | 19 | 23 | 432.3008 | 442.4914 | 455.2765 | 466.1945 | 0 | 0 | 0 | 0 | 184.6703 | 312.5633 | 0 | 0 | 0 | 0 | 0 | 0 | 256.8948 | 133.2924 | 258.7093 | 258.7093 | 0 | 0 | 0 | 0 | 0 | 15.4368 | 96.8435 | 100.3653 | 0 | 0 | 0 | 0 | -9.2644 | -18.8011 | 99.7237 | 107.1199 | 0.41443 | 0.40564 | 0.38939 | 0.37001 | -3.8394 | -7.6264 | 38.8314 | 39.6353
3 | 19 | 24 | 393.7559 | 401.7118 | 411.8335 | 420.3551 | 0 | 0 | 0 | 0 | 164.7706 | 289.5572 | 0 | 0 | 0 | 0 | 0 | 0 | 240.4473 | 124.6573 | 216.8571 | 216.8571 | 0 | 0 | 0 | 0 | 0 | 16.1983 | 39.7199 | 30.598 | 0 | 0 | 0 | 0 | -11.4619 | -28.701 | 155.2565 | 172.9 | 0.41271 | 0.40699 | 0.38318 | 0.36432 | -4.7304 | -11.681 | 59.4914 | 62.9903
3 | 20 | 1 | 376.9766 | 382.8132 | 390.4642 | 396.7261 | 0 | 0 | 0 | 0 | 135.4403 | 320.9138 | 0 | 0 | 0 | 0 | 0 | 0 | 236.3872 | 129.004 | 187.7943 | 187.7943 | 0 | 0 | 0 | 0 | 0 | 22.0124 | 172.622 | 17.9447 | 0 | 0 | 0 | 0 | 5.1491 | -89.1171 | 30.0479 | 190.9872 | 0.41329 | 0.40425 | 0.37696 | 0.36409 | 2.128 | -36.0254 | 11.3267 | 69.5359
3 | 20 | 2 | 366.1427 | 370.1306 | 375.7029 | 380.1334 | 0 | 0 | 0 | 0 | 128.7754 | 295.6114 | 0 | 0 | 0 | 0 | 0 | 0 | 248.8879 | 138.5844 | 170.7995 | 170.7995 | 0 | 0 | 0 | 0 | 0 | 1.3037 | 100.3496 | -12.2009 | 0 | 0 | 0 | 0 | -11.5206 | -65.3689 | 104.5538 | 221.5348 | 0.41212 | 0.40593 | 0.37263 | 0.36396 | -4.7479 | -26.5352 | 38.9595 | 80.6292
3 | 20 | 3 | 362.4448 | 364.7254 | 368.4223 | 371.2211 | 0 | 0 | 0 | 0 | 133.021 | 264.9873 | 0 | 0 | 0 | 0 | 0 | 0 | 261.9492 | 138.7594 | 155.4306 | 155.4306 | 0 | 0 | 0 | 0 | 0 | 6.3154 | 78.9787 | -4.0191 | 0 | 0 | 0 | 0 | -32.5254 | -45.3367 | 134.013 | 219.8096 | 0.41162 | 0.4062 | 0.3735 | 0.36453 | -13.388 | -18.4158 | 50.054 | 80.1267
3 | 20 | 4 | 367.7248 | 368.8069 | 371.2003 | 372.8398 | 0 | 0 | 0 | 0 | 132.3318 | 260.9462 | 0 | 0 | 0 | 0 | 0 | 0 | 269.1285 | 127.216 | 141.8221 | 141.8221 | 0 | 0 | 0 | 0 | 0 | 3.0435 | 118.0004 | -5.1361 | 0 | 0 | 0 | 0 | -33.7355 | -22.3988 | 111.3779 | 236.1539 | 0.4116 | 0.40613 | 0.376 | 0.36469 | -13.8855 | -9.0969 | 41.8779 | 86.1231
3 | 20 | 5 | 396.4509 | 396.7671 | 398.4213 | 399.3839 | 0 | 0 | 0 | 0 | 154.5477 | 285.1365 | 0 | 0 | 0 | 0 | 0 | 0 | 268.106 | 117.9158 | 130.2006 | 130.2006 | 0 | 0 | 0 | 0 | 0 | 14.6516 | 194.1867 | -18.7282 | 0 | 0 | 0 | 0 | -26.2028 | -20.9368 | 74.034 | 287.9115 | 0.41177 | 0.4071 | 0.37726 | 0.36626 | -10.7895 | -8.5234 | 27.9298 | 105.4492
3 | 20 | 6 | 452.2476 | 452.7252 | 454.8216 | 456.2049 | 0 | 0 | 0 | 0 | 194.8814 | 290.9574 | 0 | 0 | 0 | 0 | 0 | 0 | 256.0803 | 110.0475 | 132.6197 | 132.6198 | 0 | 0 | 0 | 0 | 0 | 47.6126 | 204.2835 | 129.1331 | 0 | 0 | 0 | 0 | 1.2859 | 4.1077 | 117.9183 | 194.452 | 0.41056 | 0.40853 | 0.38849 | 0.36647 | 0.52796 | 1.6781 | 45.8096 | 71.261
3 | 20 | 7 | 488.888 | 488.8583 | 490.7458 | 492.1739 | 0 | 0 | 0 | 0 | 200.6375 | 291.8261 | 0 | 0 | 0 | 0 | 0 | 0 | 231.2855 | 105.4593 | 143.1634 | 143.2493 | 0 | 0 | 0 | 0 | 0 | 12.5244 | 34.4372 | 52.8537 | 0 | 0 | 0 | 0 | 56.965 | 79.0485 | 313.1451 | 296.071 | 0.41103 | 0.41035 | 0.39423 | 0.37873 | 23.4141 | 32.4374 | 123.4522 | 112.1312
3 | 20 | 8 | 503.0411 | 502.9433 | 505.2352 | 507.5226 | 0 | 0 | 0 | 0 | 183.4929 | 241.0502 | 0 | 0 | 0 | 0 | 0 | 0 | 211.9239 | 126.3146 | 191.417 | 194.6297 | 0 | 0 | 0 | 0 | 0 | -7.5632 | 26.1536 | 66.6576 | 0 | 0 | 0 | 0 | 107.6244 | 143.1417 | 287.6645 | 246.2353 | 0.409 | 0.28561 | 0.40476 | 0.39541 | 44.0186 | 40.883 | 116.4357 | 97.3637
3 | 20 | 9 | 516.7651 | 517.3599 | 520.8773 | 524.7321 | 0 | 0 | 0 | 0 | 160.8081 | 219.2102 | 0 | 0 | 0 | 0 | 0 | 0 | 267.8981 | 196.8151 | 288.8573 | 298.4466 | 0 | 0 | 0 | 0 | 0 | -19.1173 | -87.8082 | -122.222 | 0 | 0 | 0 | 0 | 88.0589 | 120.452 | 319.8283 | 348.5074 | 0.40919 | 0.27247 | 0.26264 | 0.26837 | 36.033 | 32.8202 | 84.001 | 93.5283
3 | 20 | 10 | 527.6266 | 528.309 | 531.913 | 535.7756 | 0 | 0 | 0 | 0 | 150.5797 | 191.4629 | 0 | 0 | 0 | 0 | 0 | 0 | 341.0937 | 289.2016 | 451.7241 | 467.6413 | 0 | 0 | 0 | 0 | 0 | -51.629 | -254.6209 | -264.7743 | 0 | 0 | 0 | 0 | 35.9533 | 99.2735 | 334.8098 | 332.9086 | 0.40293 | 0.26868 | 0.26582 | 0.087318 | 14.4865 | 26.6724 | 88.9985 | 29.0688
3 | 20 | 11 | 529.5674 | 530.3699 | 533.8176 | 537.1842 | 0 | 0 | 0 | 0 | 143.0497 | 193.0281 | 0 | 0 | 0 | 0 | 0 | 0 | 395.194 | 328.0559 | 422.0996 | 441.1765 | 0 | 0 | 0 | 0 | 0 | -48.4701 | -257.1605 | -272.4951 | 0 | 0 | 0 | 0 | -8.6764 | 57.756 | 368.8785 | 368.5029 | 0.39688 | 0.26972 | 0.26885 | 0 | -3.4435 | 15.5779 | 99.1748 | 0
3 | 20 | 12 | 527.305 | 528.2999 | 531.7354 | 534.8326 | 0 | 0 | 0 | 0 | 132.6438 | 187.7813 | 0 | 0 | 0 | 0 | 0 | 0 | 470.2825 | 419.4892 | 440.1076 | 466.5297 | 0 | 0 | 0 | 0 | 0 | -58.5202 | -328.6953 | -332.0504 | 0 | 0 | 0 | 0 | -75.6213 | -20.4505 | 420.3231 | 400.3534 | 0.3979 | 0.26972 | 0.26972 | 0 | -30.0894 | -5.5159 | 113.369 | 0
3 | 20 | 13 | 524.9356 | 526.8554 | 531.2193 | 535.0397 | 0 | 0 | 0 | 0 | 130.3447 | 189.5396 | 0 | 0 | 0 | 0 | 0 | 0 | 493.1516 | 443.1515 | 453.4896 | 479.7646 | 0 | 0 | 0 | 0 | 0 | -59.768 | -332.5605 | -355.9274 | 0 | 0 | 0 | 0 | -98.5607 | -46.0676 | 410.2902 | 411.2025 | 0.39853 | 0.26972 | 0.26972 | 0 | -39.2791 | -12.4253 | 110.663 | 0
3 | 20 | 14 | 518.6329 | 520.9835 | 525.8282 | 530.1127 | 0 | 0 | 0 | 0 | 143.4532 | 187.4094 | 0 | 0 | 0 | 0 | 0 | 0 | 505.9405 | 434.1909 | 412.4625 | 435.7947 | 0 | 0 | 0 | 0 | 0 | -59.7798 | -324.87 | -231.0201 | 0 | 0 | 0 | 0 | -130.7609 | -40.837 | 438.2357 | 325.3381 | 0.39819 | 0.26972 | 0.26972 | 0 | -52.0672 | -11.0145 | 118.2004 | 0
3 | 20 | 15 | 513.051 | 516.0556 | 521.5729 | 526.4234 | 0 | 0 | 0 | 0 | 150.9493 | 194.9474 | 0 | 0 | 0 | 0 | 0 | 0 | 531.059 | 452.0413 | 433.3779 | 456.0901 | 0 | 0 | 0 | 0 | 0 | -39.9497 | -183.8028 | -142.3619 | 0 | 0 | 0 | 0 | -168.9573 | -90.9834 | 271.9978 | 212.6952 | 0.40065 | 0.26972 | 0.26972 | 0 | -67.6925 | -24.54 | 73.3629 | 0
3 | 20 | 16 | 510.66 | 515.7129 | 523.4875 | 530.347 | 0 | 0 | 0 | 0 | 157.0773 | 204.1826 | 0 | 0 | 0 | 0 | 0 | 0 | 508.4623 | 407.9933 | 440.5099 | 457.0761 | 0 | 0 | 0 | 0 | 0 | -10.4521 | -50.0801 | -18.3276 | 0 | 0 | 0 | 0 | -154.8796 | -86.0108 | 133.0578 | 91.5985 | 0.40929 | 0.26149 | 0.26306 | 0.18532 | -63.391 | -22.4906 | 35.0022 | 16.975
3 | 20 | 17 | 509.608 | 517.1016 | 527.5322 | 536.707 | 0 | 0 | 0 | 0 | 176.6352 | 214.2402 | 0 | 0 | 0 | 0 | 0 | 0 | 488.1385 | 358.2924 | 419.6588 | 430.7014 | 0 | 0 | 0 | 0 | 0 | -1.665 | 11.1998 | 12.8421 | 0 | 0 | 0 | 0 | -155.1658 | -53.766 | 96.6735 | 93.1635 | 0.40752 | 0.28291 | 0.38057 | 0.3842 | -63.2326 | -15.211 | 36.7913 | 35.7933
3 | 20 | 18 | 516.0536 | 525.6333 | 538.3755 | 549.5751 | 0 | 0 | 0 | 0 | 203.8247 | 273.539 | 0 | 0 | 0 | 0 | 0 | 0 | 424.7342 | 244.4493 | 270.6516 | 272.0543 | 0 | 0 | 0 | 0 | 0 | -2.1736 | -0.080987 | 93.8667 | 0 | 0 | 0 | 0 | -112.5053 | 9.8186 | 267.8049 | 183.6541 | 0.40644 | 0.41154 | 0.3922 | 0.38465 | -45.7269 | 4.0407 | 105.0341 | 70.6425
3 | 20 | 19 | 546.5438 | 558.2873 | 573.4879 | 586.7922 | 0 | 0 | 0 | 0 | 212.9991 | 297.8388 | 0 | 0 | 0 | 0 | 0 | 0 | 415.0532 | 223.3246 | 331.1066 | 331.107 | 0 | 0 | 0 | 0 | 0 | 17.8329 | -5.7589 | 204.5676 | 0 | 0 | 0 | 0 | -81.5084 | 19.291 | 248.1401 | 51.1176 | 0.41784 | 0.42049 | 0.40026 | 0.38866 | -34.0578 | 8.1117 | 99.3212 | 19.8674
3 | 20 | 20 | 548.6027 | 560.7777 | 576.3631 | 589.8881 | 0 | 0 | 0 | 0 | 217.5709 | 311.6572 | 0 | 0 | 0 | 0 | 0 | 0 | 377.4566 | 200.7604 | 364.8112 | 364.8112 | 0 | 0 | 0 | 0 | 0 | 48.3718 | 29.6618 | 140.2614 | 0 | 0 | 0 | 0 | -46.4248 | -0.011673 | 181.8901 | 84.8156 | 0.41669 | 0.42192 | 0.40093 | 0.38937 | -19.3447 | -0.0049251 | 72.9246 | 33.0245
3 | 20 | 21 | 515.6427 | 527.1548 | 541.7735 | 554.3307 | 0 | 0 | 0 | 0 | 217.9036 | 318.2422 | 0 | 0 | 0 | 0 | 0 | 0 | 318.5235 | 154.0446 | 342.149 | 342.149 | 0 | 0 | 0 | 0 | 0 | 28.5664 | 92.9019 | 233.6221 | 0 | 0 | 0 | 0 | -20.7844 | 26.3016 | 106.7225 | -21.4404 | 0.40725 | 0.41222 | 0.39727 | 0.38658 | -8.4644 | 10.8421 | 42.3975 | -8.2884
3 | 20 | 22 | 471.2989 | 482.1603 | 495.8623 | 507.6004 | 0 | 0 | 0 | 0 | 209.9779 | 342.2469 | 0 | 0 | 0 | 0 | 0 | 0 | 330.3535 | 174.6298 | 349.2371 | 349.2371 | 0 | 0 | 0 | 0 | 0 | 16.6587 | 40.6871 | 100.7994 | 0 | 0 | 0 | 0 | -69.0325 | -51.3751 | 105.938 | 57.5639 | 0.4092 | 0.40681 | 0.39436 | 0.38072 | -28.2483 | -20.8998 | 41.7779 | 21.9159
3 | 20 | 23 | 424.9042 | 434.8527 | 447.3442 | 458.0082 | 0 | 0 | 0 | 0 | 184.6703 | 312.5633 | 0 | 0 | 0 | 0 | 0 | 0 | 363.4889 | 217.4226 | 352.6071 | 352.6071 | 0 | 0 | 0 | 0 | 0 | 15.4368 | 96.8435 | 100.3653 | 0 | 0 | 0 | 0 | -123.255 | -110.5701 | -2.1064 | 5.0357 | 0.41443 | 0.40564 | 0.38939 | 0.37001 | -51.0802 | -44.8513 | -0.8202 | 1.8633
3 | 20 | 24 | 395.1881 | 403.1908 | 413.3694 | 421.9402 | 0 | 0 | 0 | 0 | 164.7706 | 289.5572 | 0 | 0 | 0 | 0 | 0 | 0 | 383.4191 | 235.919 | 307.4064 | 307.4064 | 0 | 0 | 0 | 0 | 0 | 16.1983 | 39.7199 | 30.598 | 0 | 0 | 0 | 0 | -153.0016 | -138.4837 | 66.2431 | 83.9358 | 0.41271 | 0.40699 | 0.38318 | 0.36432 | -63.145 | -56.3614 | 25.3831 | 30.5792
3 | 21 | 1 | 377.4116 | 383.2625 | 390.9308 | 397.2077 | 0 | 0 | 0 | 0 | 135.4403 | 320.9138 | 0 | 0 | 0 | 0 | 0 | 0 | 342.4973 | 220.9961 | 255.4704 | 255.4704 | 0 | 0 | 0 | 0 | 0 | 22.0124 | 172.622 | 17.9447 | 0 | 0 | 0 | 0 | -100.526 | -180.6598 | -37.1616 | 123.7926 | 0.41329 | 0.40425 | 0.37696 | 0.36409 | -41.5459 | -73.0315 | -14.0083 | 45.0713
3 | 21 | 2 | 367.0129 | 371.0293 | 376.6361 | 381.0965 | 0 | 0 | 0 | 0 | 128.7754 | 295.6114 | 0 | 0 | 0 | 0 | 0 | 0 | 289.1701 | 186.9833 | 242.0003 | 242.0003 | 0 | 0 | 0 | 0 | 0 | 1.3037 | 100.3496 | -12.2009 | 0 | 0 | 0 | 0 | -50.9326 | -112.8691 | 34.2863 | 151.2971 | 0.41212 | 0.40593 | 0.37263 | 0.36396 | -20.9904 | -45.817 | 12.776 | 55.0657
3 | 21 | 3 | 362.7168 | 365.0063 | 368.7139 | 371.5221 | 0 | 0 | 0 | 0 | 133.021 | 264.9873 | 0 | 0 | 0 | 0 | 0 | 0 | 256.8383 | 166.2761 | 240.5779 | 240.5779 | 0 | 0 | 0 | 0 | 0 | 6.3154 | 78.9787 | -4.0191 | 0 | 0 | 0 | 0 | -27.1425 | -72.5725 | 49.1573 | 134.9632 | 0.41162 | 0.4062 | 0.3735 | 0.36453 | -11.1723 | -29.479 | 18.3603 | 49.1978
3 | 21 | 4 | 371.1512 | 372.3455 | 374.8748 | 376.632 | 0 | 0 | 0 | 0 | 132.3318 | 260.9462 | 0 | 0 | 0 | 0 | 0 | 0 | 213.6399 | 142.4401 | 258.2501 | 258.2501 | 0 | 0 | 0 | 0 | 0 | 3.0435 | 118.0004 | -5.1361 | 0 | 0 | 0 | 0 | 25.1795 | -34.0843 | -1.3757 | 123.518 | 0.4116 | 0.40613 | 0.376 | 0.36469 | 10.3638 | -13.8427 | -0.51725 | 45.0458
3 | 21 | 5 | 396.886 | 397.2165 | 398.8879 | 399.8655 | 0 | 0 | 0 | 0 | 154.5477 | 285.1365 | 0 | 0 | 0 | 0 | 0 | 0 | 186.9344 | 130.7985 | 304.0195 | 304.0195 | 0 | 0 | 0 | 0 | 0 | 14.6516 | 194.1867 | -18.7282 | 0 | 0 | 0 | 0 | 55.4039 | -33.3701 | -99.3184 | 114.5742 | 0.41177 | 0.4071 | 0.37726 | 0.36626 | 22.8137 | -13.585 | -37.4685 | 41.9634
3 | 21 | 6 | 454.1874 | 454.7285 | 456.9019 | 458.3518 | 0 | 0 | 0 | 0 | 194.8814 | 290.9574 | 0 | 0 | 0 | 0 | 0 | 0 | 165.0516 | 116.3747 | 322.7358 | 322.7359 | 0 | 0 | 0 | 0 | 0 | 47.6126 | 204.2835 | 129.1331 | 0 | 0 | 0 | 0 | 94.2544 | -0.21614 | -70.1175 | 6.4828 | 0.41056 | 0.40853 | 0.38849 | 0.36647 | 38.6976 | -0.088297 | -27.2397 | 2.3757
3 | 21 | 7 | 486.4225 | 486.3121 | 488.1017 | 489.4452 | 0 | 0 | 0 | 0 | 200.6375 | 291.8261 | 0 | 0 | 0 | 0 | 0 | 0 | 158.9327 | 143.406 | 334.1595 | 334.4019 | 0 | 0 | 0 | 0 | 0 | 12.5244 | 34.4372 | 52.8537 | 0 | 0 | 0 | 0 | 126.8523 | 38.5555 | 119.5049 | 102.1896 | 0.41103 | 0.41035 | 0.39423 | 0.37873 | 52.1396 | 15.8212 | 47.1128 | 38.7024
3 | 21 | 8 | 499.1253 | 498.8993 | 501.0357 | 503.1887 | 0 | 0 | 0 | 0 | 183.4929 | 241.0502 | 0 | 0 | 0 | 0 | 0 | 0 | 173.9605 | 237.9111 | 516.1016 | 524.9878 | 0 | 0 | 0 | 0 | 0 | -7.5632 | 26.1536 | 66.6576 | 0 | 0 | 0 | 0 | 141.6719 | 27.5012 | -41.2195 | -88.4567 | 0.409 | 0.28561 | 0.40476 | 0.39541 | 57.9441 | 7.8547 | -16.6841 | -34.9766
3 | 21 | 9 | 508.8065 | 509.1408 | 512.3423 | 515.9238 | 0 | 0 | 0 | 0 | 160.8081 | 219.2102 | 0 | 0 | 0 | 0 | 0 | 0 | 193.6589 | 308.2571 | 661.099 | 681.7099 | 0 | 0 | 0 | 0 | 0 | -19.1173 | -87.8082 | -122.222 | 0 | 0 | 0 | 0 | 154.3395 | 0.79086 | -60.9484 | -43.5642 | 0.40919 | 0.27247 | 0.26264 | 0.26837 | 63.1545 | 0.21549 | -16.0077 | -11.6912
3 | 21 | 10 | 515.6253 | 515.9148 | 519.0425 | 522.493 | 0 | 0 | 0 | 0 | 150.5797 | 191.4629 | 0 | 0 | 0 | 0 | 0 | 0 | 216.7944 | 389.8706 | 832.6551 | 864.126 | 0 | 0 | 0 | 0 | 0 | -51.629 | -254.6209 | -264.7743 | 0 | 0 | 0 | 0 | 148.2512 | -13.7896 | -58.9917 | -76.8587 | 0.40293 | 0.26868 | 0.26582 | 0.087318 | 59.7343 | -3.7049 | -15.6811 | -6.7111
3 | 21 | 11 | 518.3093 | 518.7433 | 521.7442 | 524.7242 | 0 | 0 | 0 | 0 | 143.0497 | 193.0281 | 0 | 0 | 0 | 0 | 0 | 0 | 227.2328 | 438.5812 | 877.9778 | 913.0897 | 0 | 0 | 0 | 0 | 0 | -48.4701 | -257.1605 | -272.4951 | 0 | 0 | 0 | 0 | 148.0268 | -64.3958 | -99.0731 | -115.8703 | 0.39688 | 0.26972 | 0.26885 | 0 | 58.7485 | -17.3688 | -26.6363 | 0
3 | 21 | 12 | 513.5089 | 514.0522 | 516.9401 | 519.5636 | 0 | 0 | 0 | 0 | 132.6438 | 187.7813 | 0 | 0 | 0 | 0 | 0 | 0 | 252.18 | 492.6541 | 1004.9603 | 1043.765 | 0 | 0 | 0 | 0 | 0 | -58.5202 | -328.6953 | -332.0504 | 0 | 0 | 0 | 0 | 128.6851 | -107.8631 | -159.3249 | -192.151 | 0.3979 | 0.26972 | 0.26972 | 0 | 51.2034 | -29.0928 | -42.9729 | 0
3 | 21 | 13 | 514.2395 | 515.8092 | 519.7486 | 523.2017 | 0 | 0 | 0 | 0 | 130.3447 | 189.5396 | 0 | 0 | 0 | 0 | 0 | 0 | 289.7044 | 528.9138 | 909.0132 | 948.8369 | 0 | 0 | 0 | 0 | 0 | -59.768 | -332.5605 | -355.9274 | 0 | 0 | 0 | 0 | 94.1904 | -142.8762 | -56.7041 | -69.7078 | 0.39853 | 0.26972 | 0.26972 | 0 | 37.5374 | -38.5365 | -15.2942 | 0
3 | 21 | 14 | 512.5416 | 514.6928 | 519.2957 | 523.3711 | 0 | 0 | 0 | 0 | 143.4532 | 187.4094 | 0 | 0 | 0 | 0 | 0 | 0 | 296.4375 | 517.2354 | 932.6461 | 968.4639 | 0 | 0 | 0 | 0 | 0 | -59.7798 | -324.87 | -231.0201 | 0 | 0 | 0 | 0 | 72.6508 | -130.1722 | -88.4804 | -214.0727 | 0.39819 | 0.26972 | 0.26972 | 0 | 28.9285 | -35.11 | -23.8648 | 0
3 | 21 | 15 | 504.5486 | 507.2749 | 512.4546 | 517.0132 | 0 | 0 | 0 | 0 | 150.9493 | 194.9474 | 0 | 0 | 0 | 0 | 0 | 0 | 320.3117 | 527.4073 | 995.4486 | 1029.8969 | 0 | 0 | 0 | 0 | 0 | -39.9497 | -183.8028 | -142.3619 | 0 | 0 | 0 | 0 | 33.2875 | -175.1302 | -299.1912 | -370.5219 | 0.40065 | 0.26972 | 0.26972 | 0 | 13.3366 | -47.236 | -80.6975 | 0
3 | 21 | 16 | 498.6587 | 503.3188 | 510.617 | 517.0644 | 0 | 0 | 0 | 0 | 157.0773 | 204.1826 | 0 | 0 | 0 | 0 | 0 | 0 | 334.3224 | 507.4488 | 927.9229 | 957.2171 | 0 | 0 | 0 | 0 | 0 | -10.4521 | -50.0801 | -18.3276 | 0 | 0 | 0 | 0 | 7.259 | -197.8605 | -367.2258 | -421.8252 | 0.40929 | 0.26149 | 0.26306 | 0.18532 | 2.971 | -51.7377 | -96.6026 | -78.1723
3 | 21 | 17 | 494.7241 | 501.7306 | 511.5704 | 520.2341 | 0 | 0 | 0 | 0 | 176.6352 | 214.2402 | 0 | 0 | 0 | 0 | 0 | 0 | 310.7182 | 410.9031 | 813.2316 | 830.5719 | 0 | 0 | 0 | 0 | 0 | -1.665 | 11.1998 | 12.8421 | 0 | 0 | 0 | 0 | 7.3708 | -121.7477 | -312.861 | -323.1798 | 0.40752 | 0.28291 | 0.38057 | 0.3842 | 3.0037 | -34.4438 | -119.0662 | -124.1653
3 | 21 | 18 | 497.8703 | 506.8548 | 518.8753 | 529.4506 | 0 | 0 | 0 | 0 | 203.8247 | 273.539 | 0 | 0 | 0 | 0 | 0 | 0 | 230.8185 | 207.8491 | 365.2963 | 367.4204 | 0 | 0 | 0 | 0 | 0 | -2.1736 | -0.080987 | 93.8667 | 0 | 0 | 0 | 0 | 63.2271 | 27.6403 | 153.66 | 68.1634 | 0.40644 | 0.41154 | 0.3922 | 0.38465 | 25.6982 | 11.3751 | 60.266 | 26.219
3 | 21 | 19 | 533.5998 | 544.9196 | 559.6064 | 572.4663 | 0 | 0 | 0 | 0 | 212.9991 | 297.8388 | 0 | 0 | 0 | 0 | 0 | 0 | 250.3018 | 161.1205 | 251.1681 | 251.1686 | 0 | 0 | 0 | 0 | 0 | 17.8329 | -5.7589 | 204.5676 | 0 | 0 | 0 | 0 | 70.2989 | 68.1274 | 314.1971 | 116.7301 | 0.41784 | 0.42049 | 0.40026 | 0.38866 | 29.374 | 28.6471 | 125.7614 | 45.3683
3 | 21 | 20 | 544.7593 | 556.8086 | 572.2415 | 585.6345 | 0 | 0 | 0 | 0 | 217.5709 | 311.6572 | 0 | 0 | 0 | 0 | 0 | 0 | 297.4091 | 181.7575 | 292.7002 | 292.7002 | 0 | 0 | 0 | 0 | 0 | 48.3718 | 29.6618 | 140.2614 | 0 | 0 | 0 | 0 | 29.7794 | 15.0221 | 249.8794 | 152.6729 | 0.41669 | 0.42192 | 0.40093 | 0.38937 | 12.4087 | 6.3382 | 100.1834 | 59.446
3 | 21 | 21 | 516.7667 | 528.3156 | 542.9789 | 555.5747 | 0 | 0 | 0 | 0 | 217.9036 | 318.2422 | 0 | 0 | 0 | 0 | 0 | 0 | 324.5351 | 151.1708 | 255.6195 | 255.6195 | 0 | 0 | 0 | 0 | 0 | 28.5664 | 92.9019 | 233.6221 | 0 | 0 | 0 | 0 | -25.6721 | 30.3363 | 194.4574 | 66.3331 | 0.40725 | 0.41222 | 0.39727 | 0.38658 | -10.4548 | 12.5053 | 77.2519 | 25.6428
3 | 21 | 22 | 470.3199 | 481.1493 | 494.8124 | 506.517 | 0 | 0 | 0 | 0 | 209.9779 | 342.2469 | 0 | 0 | 0 | 0 | 0 | 0 | 336.4461 | 173.0695 | 298.5389 | 298.5389 | 0 | 0 | 0 | 0 | 0 | 16.6587 | 40.6871 | 100.7994 | 0 | 0 | 0 | 0 | -76.1041 | -50.8257 | 155.5864 | 107.1787 | 0.4092 | 0.40681 | 0.39436 | 0.38072 | -31.142 | -20.6763 | 61.3573 | 40.8054
3 | 21 | 23 | 425.7925 | 435.7701 | 448.2969 | 458.9914 | 0 | 0 | 0 | 0 | 184.6703 | 312.5633 | 0 | 0 | 0 | 0 | 0 | 0 | 341.6051 | 194.9443 | 338.8698 | 338.8698 | 0 | 0 | 0 | 0 | 0 | 15.4368 | 96.8435 | 100.3653 | 0 | 0 | 0 | 0 | -100.4829 | -87.1744 | 12.5836 | 19.7563 | 0.41443 | 0.40564 | 0.38939 | 0.37001 | -41.6428 | -35.3612 | 4.8999 | 7.31
3 | 21 | 24 | 399.8835 | 408.0399 | 418.4049 | 427.1368 | 0 | 0 | 0 | 0 | 164.7706 | 289.5572 | 0 | 0 | 0 | 0 | 0 | 0 | 355.7702 | 203.6879 | 336.2458 | 336.2458 | 0 | 0 | 0 | 0 | 0 | 16.1983 | 39.7199 | 30.598 | 0 | 0 | 0 | 0 | -120.6573 | -101.4035 | 42.4392 | 60.2931 | 0.41271 | 0.40699 | 0.38318 | 0.36432 | -49.7963 | -41.2701 | 16.2619 | 21.9657
3 | 22 | 1 | 381.3637 | 387.344 | 395.1691 | 401.5817 | 0 | 0 | 0 | 0 | 135.4403 | 320.9138 | 0 | 0 | 0 | 0 | 0 | 0 | 361.2084 | 184.8474 | 282.1394 | 282.1394 | 0 | 0 | 0 | 0 | 0 | 22.0124 | 172.622 | 17.9447 | 0 | 0 | 0 | 0 | -115.2849 | -140.4296 | -59.5923 | 101.4977 | 0.41329 | 0.40425 | 0.37696 | 0.36409 | -47.6455 | -56.7685 | -22.4637 | 36.954
3 | 22 | 2 | 370.965 | 375.1108 | 380.8744 | 385.4706 | 0 | 0 | 0 | 0 | 128.7754 | 295.6114 | 0 | 0 | 0 | 0 | 0 | 0 | 351.1099 | 172.7724 | 269.6742 | 269.6742 | 0 | 0 | 0 | 0 | 0 | 1.3037 | 100.3496 | -12.2009 | 0 | 0 | 0 | 0 | -108.9203 | -94.5768 | 10.8507 | 127.9972 | 0.41212 | 0.40593 | 0.37263 | 0.36396 | -44.8883 | -38.3916 | 4.0432 | 46.5855
3 | 22 | 3 | 360.7226 | 362.9468 | 366.5753 | 369.315 | 0 | 0 | 0 | 0 | 133.021 | 264.9873 | 0 | 0 | 0 | 0 | 0 | 0 | 348.3439 | 175.4998 | 288.6443 | 288.6443 | 0 | 0 | 0 | 0 | 0 | 6.3154 | 78.9787 | -4.0191 | 0 | 0 | 0 | 0 | -120.6423 | -83.8557 | -1.0476 | 84.6898 | 0.41162 | 0.4062 | 0.3735 | 0.36453 | -49.6585 | -34.0622 | -0.3913 | 30.8718
3 | 22 | 4 | 370.2629 | 371.4281 | 373.9222 | 375.6488 | 0 | 0 | 0 | 0 | 132.3318 | 260.9462 | 0 | 0 | 0 | 0 | 0 | 0 | 344.8441 | 178.0075 | 302.567 | 302.567 | 0 | 0 | 0 | 0 | 0 | 3.0435 | 118.0004 | -5.1361 | 0 | 0 | 0 | 0 | -106.913 | -70.5691 | -46.6452 | 78.218 | 0.4116 | 0.40613 | 0.376 | 0.36469 | -44.0052 | -28.6604 | -17.5385 | 28.5253
3 | 22 | 5 | 396.5234 | 396.842 | 398.499 | 399.4642 | 0 | 0 | 0 | 0 | 154.5477 | 285.1365 | 0 | 0 | 0 | 0 | 0 | 0 | 325.587 | 152.9918 | 265.0119 | 265.0119 | 0 | 0 | 0 | 0 | 0 | 14.6516 | 194.1867 | -18.7282 | 0 | 0 | 0 | 0 | -83.6113 | -55.9379 | -60.6996 | 153.1805 | 0.41177 | 0.4071 | 0.37726 | 0.36626 | -34.4286 | -22.7723 | -22.8993 | 56.1032
3 | 22 | 6 | 451.5769 | 452.0325 | 454.1022 | 455.4625 | 0 | 0 | 0 | 0 | 194.8814 | 290.9574 | 0 | 0 | 0 | 0 | 0 | 0 | 289.1163 | 136.1607 | 261.3126 | 261.3127 | 0 | 0 | 0 | 0 | 0 | 47.6126 | 204.2835 | 129.1331 | 0 | 0 | 0 | 0 | -32.4208 | -22.6982 | -11.4939 | 65.0167 | 0.41056 | 0.40853 | 0.38849 | 0.36647 | -13.3108 | -9.2728 | -4.4652 | 23.8267
3 | 22 | 7 | 485.643 | 485.507 | 487.2657 | 488.5824 | 0 | 0 | 0 | 0 | 200.6375 | 291.8261 | 0 | 0 | 0 | 0 | 0 | 0 | 293.8756 | 175.2179 | 380.5982 | 380.9151 | 0 | 0 | 0 | 0 | 0 | 12.5244 | 34.4372 | 52.8537 | 0 | 0 | 0 | 0 | -8.8701 | 5.9386 | 72.2302 | 54.8136 | 0.41103 | 0.41035 | 0.39423 | 0.37873 | -3.6459 | 2.4369 | 28.4756 | 20.7596
3 | 22 | 8 | 496.2428 | 495.9224 | 497.9445 | 499.9984 | 0 | 0 | 0 | 0 | 183.4929 | 241.0502 | 0 | 0 | 0 | 0 | 0 | 0 | 353.8252 | 352.1915 | 771.0795 | 783.447 | 0 | 0 | 0 | 0 | 0 | -7.5632 | 26.1536 | 66.6576 | 0 | 0 | 0 | 0 | -41.0753 | -89.7561 | -299.2887 | -350.1061 | 0.409 | 0.28561 | 0.40476 | 0.39541 | -16.7999 | -25.6354 | -121.1407 | -138.4352
3 | 22 | 9 | 505.9059 | 506.1453 | 509.2316 | 512.7135 | 0 | 0 | 0 | 0 | 160.8081 | 219.2102 | 0 | 0 | 0 | 0 | 0 | 0 | 413.5268 | 497.6579 | 981.8331 | 1009.9111 | 0 | 0 | 0 | 0 | 0 | -19.1173 | -87.8082 | -122.222 | 0 | 0 | 0 | 0 | -68.429 | -191.6055 | -384.7933 | -374.9757 | 0.40919 | 0.27247 | 0.26264 | 0.26837 | -28.0006 | -52.2077 | -101.0636 | -100.6315
3 | 22 | 10 | 514.6826 | 514.9413 | 518.0315 | 521.4496 | 0 | 0 | 0 | 0 | 150.5797 | 191.4629 | 0 | 0 | 0 | 0 | 0 | 0 | 452.8703 | 603.4166 | 1152.1068 | 1191.6516 | 0 | 0 | 0 | 0 | 0 | -51.629 | -254.6209 | -264.7743 | 0 | 0 | 0 | 0 | -88.7673 | -228.3092 | -379.4544 | -405.4276 | 0.40293 | 0.26868 | 0.26582 | 0.087318 | -35.7667 | -61.3412 | -100.8659 | -35.4009
3 | 22 | 11 | 519.0889 | 519.5484 | 522.5802 | 525.587 | 0 | 0 | 0 | 0 | 143.0497 | 193.0281 | 0 | 0 | 0 | 0 | 0 | 0 | 464.2246 | 617.5563 | 1184.753 | 1227.9389 | 0 | 0 | 0 | 0 | 0 | -48.4701 | -257.1605 | -272.4951 | 0 | 0 | 0 | 0 | -88.1854 | -242.5659 | -405.0123 | -429.8568 | 0.39688 | 0.26972 | 0.26885 | 0 | -34.9988 | -65.4248 | -108.8896 | 0
3 | 22 | 12 | 521.6669 | 522.4772 | 525.689 | 528.5926 | 0 | 0 | 0 | 0 | 132.6438 | 187.7813 | 0 | 0 | 0 | 0 | 0 | 0 | 452.0836 | 598.1631 | 1170.0945 | 1213.0012 | 0 | 0 | 0 | 0 | 0 | -58.5202 | -328.6953 | -332.0504 | 0 | 0 | 0 | 0 | -63.0605 | -204.9469 | -315.7102 | -352.3583 | 0.3979 | 0.26972 | 0.26972 | 0 | -25.0916 | -55.2782 | -85.153 | 0
3 | 22 | 13 | 526.4222 | 528.3906 | 532.8135 | 536.685 | 0 | 0 | 0 | 0 | 130.3447 | 189.5396 | 0 | 0 | 0 | 0 | 0 | 0 | 447.1579 | 595.8269 | 1192.191 | 1234.6695 | 0 | 0 | 0 | 0 | 0 | -59.768 | -332.5605 | -355.9274 | 0 | 0 | 0 | 0 | -51.0804 | -197.2078 | -326.8169 | -342.0572 | 0.39853 | 0.26972 | 0.26972 | 0 | -20.3569 | -53.1908 | -88.1487 | 0
3 | 22 | 14 | 525.4856 | 528.0606 | 533.1772 | 537.6971 | 0 | 0 | 0 | 0 | 143.4532 | 187.4094 | 0 | 0 | 0 | 0 | 0 | 0 | 423.6923 | 536.5164 | 1160.3178 | 1196.2268 | 0 | 0 | 0 | 0 | 0 | -59.7798 | -324.87 | -231.0201 | 0 | 0 | 0 | 0 | -41.6599 | -136.0854 | -302.2705 | -427.5096 | 0.39819 | 0.26972 | 0.26972 | 0 | -16.5884 | -36.7049 | -81.528 | 0
3 | 22 | 15 | 523.5477 | 526.8959 | 532.8297 | 538.0407 | 0 | 0 | 0 | 0 | 150.9493 | 194.9474 | 0 | 0 | 0 | 0 | 0 | 0 | 423.2266 | 517.2993 | 1134.8668 | 1166.9007 | 0 | 0 | 0 | 0 | 0 | -39.9497 | -183.8028 | -142.3619 | 0 | 0 | 0 | 0 | -50.6282 | -145.4011 | -418.2343 | -486.4982 | 0.40065 | 0.26972 | 0.26972 | 0 | -20.2841 | -39.2175 | -112.8057 | 0
3 | 22 | 16 | 520.4677 | 525.8417 | 534.0055 | 541.2018 | 0 | 0 | 0 | 0 | 157.0773 | 204.1826 | 0 | 0 | 0 | 0 | 0 | 0 | 389.2551 | 414.2871 | 977.8617 | 1000.7493 | 0 | 0 | 0 | 0 | 0 | -10.4521 | -50.0801 | -18.3276 | 0 | 0 | 0 | 0 | -25.8647 | -82.1759 | -393.7761 | -441.2199 | 0.40929 | 0.26149 | 0.26306 | 0.18532 | -10.5862 | -21.4878 | -103.5869 | -81.7666
3 | 22 | 17 | 512.9981 | 520.6027 | 531.1678 | 540.459 | 0 | 0 | 0 | 0 | 176.6352 | 214.2402 | 0 | 0 | 0 | 0 | 0 | 0 | 359.9939 | 344.9843 | 785.6316 | 800.7458 | 0 | 0 | 0 | 0 | 0 | -1.665 | 11.1998 | 12.8421 | 0 | 0 | 0 | 0 | -23.631 | -36.9568 | -265.6636 | -273.1289 | 0.40752 | 0.28291 | 0.38057 | 0.3842 | -9.63 | -10.4555 | -101.1042 | -104.9358
3 | 22 | 18 | 508.6752 | 518.0133 | 530.4627 | 541.4089 | 0 | 0 | 0 | 0 | 203.8247 | 273.539 | 0 | 0 | 0 | 0 | 0 | 0 | 305.6377 | 195.6352 | 336.4866 | 339.2195 | 0 | 0 | 0 | 0 | 0 | -2.1736 | -0.080987 | 93.8667 | 0 | 0 | 0 | 0 | -0.78729 | 51.0127 | 194.0571 | 108.3227 | 0.40644 | 0.41154 | 0.3922 | 0.38465 | -0.31999 | 20.9938 | 76.11 | 41.6663
3 | 22 | 19 | 543.9877 | 555.6475 | 570.7466 | 583.9632 | 0 | 0 | 0 | 0 | 212.9991 | 297.8388 | 0 | 0 | 0 | 0 | 0 | 0 | 315.1909 | 151.3762 | 166.5972 | 166.5977 | 0 | 0 | 0 | 0 | 0 | 17.8329 | -5.7589 | 204.5676 | 0 | 0 | 0 | 0 | 15.7977 | 88.5996 | 409.9083 | 212.7978 | 0.41784 | 0.42049 | 0.40026 | 0.38866 | 6.601 | 37.2555 | 164.071 | 82.7061
3 | 22 | 20 | 548.9834 | 561.1709 | 576.7714 | 590.3095 | 0 | 0 | 0 | 0 | 217.5709 | 311.6572 | 0 | 0 | 0 | 0 | 0 | 0 | 328.9738 | 160.1901 | 170.2989 | 170.2989 | 0 | 0 | 0 | 0 | 0 | 48.3718 | 29.6618 | 140.2614 | 0 | 0 | 0 | 0 | 2.4387 | 40.9518 | 376.8107 | 279.7492 | 0.41669 | 0.42192 | 0.40093 | 0.38937 | 1.0162 | 17.2786 | 151.0735 | 108.9255
3 | 22 | 21 | 519.2685 | 530.8993 | 545.6618 | 558.3436 | 0 | 0 | 0 | 0 | 217.9036 | 318.2422 | 0 | 0 | 0 | 0 | 0 | 0 | 300.2144 | 139.0932 | 166.9782 | 166.9782 | 0 | 0 | 0 | 0 | 0 | 28.5664 | 92.9019 | 233.6221 | 0 | 0 | 0 | 0 | 1.1505 | 44.9975 | 285.7817 | 157.7433 | 0.40725 | 0.41222 | 0.39727 | 0.38658 | 0.46853 | 18.549 | 113.5321 | 60.9798
3 | 22 | 22 | 473.2568 | 484.1823 | 497.962 | 509.7674 | 0 | 0 | 0 | 0 | 209.9779 | 342.2469 | 0 | 0 | 0 | 0 | 0 | 0 | 241.4358 | 85.7099 | 141.282 | 141.282 | 0 | 0 | 0 | 0 | 0 | 16.6587 | 40.6871 | 100.7994 | 0 | 0 | 0 | 0 | 21.8432 | 39.5668 | 315.9929 | 267.6861 | 0.4092 | 0.40681 | 0.39436 | 0.38072 | 8.9383 | 16.0961 | 124.6155 | 101.9142
3 | 22 | 23 | 428.6387 | 438.7095 | 451.3493 | 462.1415 | 0 | 0 | 0 | 0 | 184.6703 | 312.5633 | 0 | 0 | 0 | 0 | 0 | 0 | 222.0833 | 69.7733 | 153.3384 | 153.3384 | 0 | 0 | 0 | 0 | 0 | 15.4368 | 96.8435 | 100.3653 | 0 | 0 | 0 | 0 | 21.8851 | 40.9361 | 201.1674 | 208.4378 | 0.41443 | 0.40564 | 0.38939 | 0.37001 | 9.0698 | 16.6052 | 78.3325 | 77.1238
3 | 22 | 24 | 395.6595 | 403.6776 | 413.8749 | 422.4618 | 0 | 0 | 0 | 0 | 164.7706 | 289.5572 | 0 | 0 | 0 | 0 | 0 | 0 | 219.3502 | 60.8667 | 174.4844 | 174.4844 | 0 | 0 | 0 | 0 | 0 | 16.1983 | 39.7199 | 30.598 | 0 | 0 | 0 | 0 | 11.5387 | 37.0554 | 199.6706 | 217.3795 | 0.41271 | 0.40699 | 0.38318 | 0.36432 | 4.7621 | 15.0811 | 76.5101 | 79.1949
3 | 23 | 1 | 376.5596 | 382.3826 | 390.017 | 396.2646 | 0 | 0 | 0 | 0 | 135.4403 | 320.9138 | 0 | 0 | 0 | 0 | 0 | 0 | 201.3126 | 47.6126 | 178.5985 | 178.5985 | 0 | 0 | 0 | 0 | 0 | 22.0124 | 172.622 | 17.9447 | 0 | 0 | 0 | 0 | 39.8067 | -8.1563 | 38.7965 | 199.7215 | 0.41329 | 0.40425 | 0.37696 | 0.36409 | 16.4515 | -3.2972 | 14.6246 | 72.716
3 | 23 | 2 | 364.5111 | 368.4456 | 373.9531 | 378.3276 | 0 | 0 | 0 | 0 | 128.7754 | 295.6114 | 0 | 0 | 0 | 0 | 0 | 0 | 195.4304 | 42.2053 | 153.0411 | 153.0411 | 0 | 0 | 0 | 0 | 0 | 1.3037 | 100.3496 | -12.2009 | 0 | 0 | 0 | 0 | 40.3053 | 29.3252 | 120.5625 | 237.4874 | 0.41212 | 0.40593 | 0.37263 | 0.36396 | 16.6106 | 11.904 | 44.9248 | 86.4353
3 | 23 | 3 | 359.1273 | 361.2992 | 364.8644 | 367.5494 | 0 | 0 | 0 | 0 | 133.021 | 264.9873 | 0 | 0 | 0 | 0 | 0 | 0 | 196.8254 | 45.4251 | 129.5495 | 129.5495 | 0 | 0 | 0 | 0 | 0 | 6.3154 | 78.9787 | -4.0191 | 0 | 0 | 0 | 0 | 29.2809 | 44.5714 | 156.3362 | 242.0189 | 0.41162 | 0.4062 | 0.3735 | 0.36453 | 12.0525 | 18.1049 | 58.3917 | 88.2226
3 | 23 | 4 | 367.4892 | 368.5636 | 370.9476 | 372.579 | 0 | 0 | 0 | 0 | 132.3318 | 260.9462 | 0 | 0 | 0 | 0 | 0 | 0 | 201.5651 | 49.3435 | 122.6272 | 122.6272 | 0 | 0 | 0 | 0 | 0 | 3.0435 | 118.0004 | -5.1361 | 0 | 0 | 0 | 0 | 33.5922 | 55.2304 | 130.32 | 255.0879 | 0.4116 | 0.40613 | 0.376 | 0.36469 | 13.8265 | 22.4308 | 49.0001 | 93.0281
3 | 23 | 5 | 395.3631 | 395.6438 | 397.2547 | 398.1801 | 0 | 0 | 0 | 0 | 154.5477 | 285.1365 | 0 | 0 | 0 | 0 | 0 | 0 | 185.3965 | 54.9801 | 123.813 | 123.813 | 0 | 0 | 0 | 0 | 0 | 14.6516 | 194.1867 | -18.7282 | 0 | 0 | 0 | 0 | 55.4189 | 40.8757 | 79.255 | 293.0952 | 0.41177 | 0.4071 | 0.37726 | 0.36626 | 22.8199 | 16.6405 | 29.8995 | 107.3478
3 | 23 | 6 | 443.2376 | 443.4202 | 445.159 | 446.2329 | 0 | 0 | 0 | 0 | 194.8814 | 290.9574 | 0 | 0 | 0 | 0 | 0 | 0 | 164.8359 | 59.3209 | 124.2357 | 124.2358 | 0 | 0 | 0 | 0 | 0 | 47.6126 | 204.2835 | 129.1331 | 0 | 0 | 0 | 0 | 83.5203 | 45.5294 | 116.6397 | 192.864 | 0.41056 | 0.40853 | 0.38849 | 0.36647 | 34.2905 | 18.6 | 45.3129 | 70.679
3 | 23 | 7 | 477.3943 | 476.9883 | 478.4196 | 479.4531 | 0 | 0 | 0 | 0 | 200.6375 | 291.8261 | 0 | 0 | 0 | 0 | 0 | 0 | 166.1697 | 105.3308 | 285.7076 | 286.0077 | 0 | 0 | 0 | 0 | 0 | 12.5244 | 34.4372 | 52.8537 | 0 | 0 | 0 | 0 | 110.5871 | 67.307 | 158.2748 | 140.5917 | 0.41103 | 0.41035 | 0.39423 | 0.37873 | 45.4542 | 27.6193 | 62.3972 | 53.2464
3 | 23 | 8 | 492.3451 | 491.8971 | 493.7645 | 495.6846 | 0 | 0 | 0 | 0 | 183.4929 | 241.0502 | 0 | 0 | 0 | 0 | 0 | 0 | 200.321 | 255.4741 | 702.8694 | 712.7292 | 0 | 0 | 0 | 0 | 0 | -7.5632 | 26.1536 | 66.6576 | 0 | 0 | 0 | 0 | 108.5312 | 2.936 | -235.2585 | -283.7022 | 0.409 | 0.28561 | 0.40476 | 0.39541 | 44.3895 | 0.83855 | -95.2237 | -112.1785
3 | 23 | 9 | 504.8906 | 505.0968 | 508.1429 | 511.5899 | 0 | 0 | 0 | 0 | 160.8081 | 219.2102 | 0 | 0 | 0 | 0 | 0 | 0 | 237.1548 | 377.0384 | 961.6828 | 984.2326 | 0 | 0 | 0 | 0 | 0 | -19.1173 | -87.8082 | -122.222 | 0 | 0 | 0 | 0 | 106.9278 | -72.0344 | -365.7316 | -350.4207 | 0.40919 | 0.27247 | 0.26264 | 0.26837 | 43.754 | -19.6276 | -96.0572 | -94.0417
3 | 23 | 10 | 517.0031 | 517.3377 | 520.5201 | 524.0179 | 0 | 0 | 0 | 0 | 150.5797 | 191.4629 | 0 | 0 | 0 | 0 | 0 | 0 | 280.3746 | 475.9904 | 1104.7336 | 1138.6757 | 0 | 0 | 0 | 0 | 0 | -51.629 | -254.6209 | -264.7743 | 0 | 0 | 0 | 0 | 86.0488 | -98.4865 | -329.5926 | -349.8835 | 0.40293 | 0.26868 | 0.26582 | 0.087318 | 34.6713 | -26.461 | -87.6117 | -30.551
3 | 23 | 11 | 521.0831 | 521.6079 | 524.7188 | 527.7941 | 0 | 0 | 0 | 0 | 143.0497 | 193.0281 | 0 | 0 | 0 | 0 | 0 | 0 | 305.826 | 543.384 | 1192.9147 | 1235.0188 | 0 | 0 | 0 | 0 | 0 | -48.4701 | -257.1605 | -272.4951 | 0 | 0 | 0 | 0 | 72.2074 | -166.3341 | -411.0354 | -434.7296 | 0.39688 | 0.26972 | 0.26885 | 0 | 28.6575 | -44.8636 | -110.5089 | 0
3 | 23 | 12 | 525.7821 | 526.7272 | 530.1023 | 533.1472 | 0 | 0 | 0 | 0 | 132.6438 | 187.7813 | 0 | 0 | 0 | 0 | 0 | 0 | 328.7814 | 598.0479 | 1256.2706 | 1303.1686 | 0 | 0 | 0 | 0 | 0 | -58.5202 | -328.6953 | -332.0504 | 0 | 0 | 0 | 0 | 64.3569 | -200.5818 | -397.4731 | -437.971 | 0.3979 | 0.26972 | 0.26972 | 0 | 25.6074 | -54.1008 | -107.2059 | 0
3 | 23 | 13 | 529.5222 | 531.5922 | 536.1381 | 540.116 | 0 | 0 | 0 | 0 | 130.3447 | 189.5396 | 0 | 0 | 0 | 0 | 0 | 0 | 347.3383 | 638.9305 | 1284.4962 | 1334.0885 | 0 | 0 | 0 | 0 | 0 | -59.768 | -332.5605 | -355.9274 | 0 | 0 | 0 | 0 | 51.8393 | -237.11 | -415.7975 | -438.0451 | 0.39853 | 0.26972 | 0.26972 | 0 | 20.6593 | -63.9532 | -112.1484 | 0
3 | 23 | 14 | 525.54 | 528.1167 | 533.2355 | 537.7573 | 0 | 0 | 0 | 0 | 143.4532 | 187.4094 | 0 | 0 | 0 | 0 | 0 | 0 | 359.6632 | 636.8877 | 1289.7982 | 1337.5787 | 0 | 0 | 0 | 0 | 0 | -59.7798 | -324.87 | -231.0201 | 0 | 0 | 0 | 0 | 22.4235 | -236.4006 | -431.6926 | -568.8013 | 0.39819 | 0.26972 | 0.26972 | 0 | 8.9287 | -63.7619 | -116.4356 | 0
3 | 23 | 15 | 520.1576 | 523.3948 | 529.1941 | 534.2886 | 0 | 0 | 0 | 0 | 150.9493 | 194.9474 | 0 | 0 | 0 | 0 | 0 | 0 | 380.0157 | 633.3195 | 1251.9738 | 1296.2722 | 0 | 0 | 0 | 0 | 0 | -39.9497 | -183.8028 | -142.3619 | 0 | 0 | 0 | 0 | -10.8075 | -264.9224 | -538.9769 | -619.6217 | 0.40065 | 0.26972 | 0.26972 | 0 | -4.33 | -71.4548 | -145.3722 | 0
3 | 23 | 16 | 515.3373 | 520.5433 | 528.5035 | 535.5236 | 0 | 0 | 0 | 0 | 157.0773 | 204.1826 | 0 | 0 | 0 | 0 | 0 | 0 | 400.1046 | 546.6746 | 1044.3017 | 1079.0018 | 0 | 0 | 0 | 0 | 0 | -10.4521 | -50.0801 | -18.3276 | 0 | 0 | 0 | 0 | -41.8447 | -219.8618 | -465.7181 | -525.1506 | 0.40929 | 0.26149 | 0.26306 | 0.18532 | -17.1267 | -57.4907 | -122.512 | -97.3205
3 | 23 | 17 | 506.2904 | 513.6754 | 523.9743 | 533.0352 | 0 | 0 | 0 | 0 | 176.6352 | 214.2402 | 0 | 0 | 0 | 0 | 0 | 0 | 402.7202 | 463.07 | 863.061 | 882.8957 | 0 | 0 | 0 | 0 | 0 | -1.665 | 11.1998 | 12.8421 | 0 | 0 | 0 | 0 | -73.065 | -161.9698 | -350.2865 | -362.7026 | 0.40752 | 0.28291 | 0.38057 | 0.3842 | -29.7752 | -45.8231 | -133.3093 | -139.3499
3 | 23 | 18 | 497.8159 | 506.7986 | 518.817 | 529.3904 | 0 | 0 | 0 | 0 | 203.8247 | 273.539 | 0 | 0 | 0 | 0 | 0 | 0 | 333.544 | 268.3036 | 354.6259 | 357.4839 | 0 | 0 | 0 | 0 | 0 | -2.1736 | -0.080987 | 93.8667 | 0 | 0 | 0 | 0 | -39.5527 | -32.8704 | 164.2721 | 78.0398 | 0.40644 | 0.41154 | 0.3922 | 0.38465 | -16.0759 | -13.5275 | 64.4281 | 30.018
3 | 23 | 19 | 524.3541 | 535.3712 | 549.691 | 562.2334 | 0 | 0 | 0 | 0 | 212.9991 | 297.8388 | 0 | 0 | 0 | 0 | 0 | 0 | 310.5117 | 186.3027 | 214.2482 | 214.2489 | 0 | 0 | 0 | 0 | 0 | 17.8329 | -5.7589 | 204.5676 | 0 | 0 | 0 | 0 | 0.84325 | 33.3968 | 341.2017 | 143.417 | 0.41784 | 0.42049 | 0.40026 | 0.38866 | 0.35235 | 14.0431 | 136.5703 | 55.7405
3 | 23 | 20 | 533.6282 | 545.3131 | 560.3041 | 573.315 | 0 | 0 | 0 | 0 | 217.5709 | 311.6572 | 0 | 0 | 0 | 0 | 0 | 0 | 300.6975 | 168.9577 | 200.4992 | 200.4992 | 0 | 0 | 0 | 0 | 0 | 48.3718 | 29.6618 | 140.2614 | 0 | 0 | 0 | 0 | 15.3598 | 16.3264 | 330.1432 | 232.5544 | 0.41669 | 0.42192 | 0.40093 | 0.38937 | 6.4002 | 6.8885 | 132.3632 | 90.5494
3 | 23 | 21 | 510.3853 | 521.7253 | 536.1353 | 548.5121 | 0 | 0 | 0 | 0 | 217.9036 | 318.2422 | 0 | 0 | 0 | 0 | 0 | 0 | 295.4694 | 181.3135 | 235.1757 | 235.1757 | 0 | 0 | 0 | 0 | 0 | 28.5664 | 92.9019 | 233.6221 | 0 | 0 | 0 | 0 | -2.9877 | -6.3968 | 208.0577 | 79.7142 | 0.40725 | 0.41222 | 0.39727 | 0.38658 | -1.2167 | -2.6369 | 82.6548 | 30.8156
3 | 23 | 22 | 471.8428 | 482.722 | 496.4455 | 508.2024 | 0 | 0 | 0 | 0 | 209.9779 | 342.2469 | 0 | 0 | 0 | 0 | 0 | 0 | 272.0678 | 178.0386 | 270.5266 | 270.5266 | 0 | 0 | 0 | 0 | 0 | 16.6587 | 40.6871 | 100.7994 | 0 | 0 | 0 | 0 | -10.203 | -54.2222 | 185.2318 | 136.8764 | 0.4092 | 0.40681 | 0.39436 | 0.38072 | -4.1751 | -22.058 | 73.0484 | 52.112
3 | 23 | 23 | 429.1645 | 439.2524 | 451.9131 | 462.7233 | 0 | 0 | 0 | 0 | 184.6703 | 312.5633 | 0 | 0 | 0 | 0 | 0 | 0 | 270.0373 | 184.501 | 300.8675 | 300.8675 | 0 | 0 | 0 | 0 | 0 | 15.4368 | 96.8435 | 100.3653 | 0 | 0 | 0 | 0 | -25.5431 | -73.2487 | 54.2021 | 61.4905 | 0.41443 | 0.40564 | 0.38939 | 0.37001 | -10.5858 | -29.7124 | 21.1057 | 22.752
3 | 23 | 24 | 396.4027 | 404.4452 | 414.672 | 423.2845 | 0 | 0 | 0 | 0 | 164.7706 | 289.5572 | 0 | 0 | 0 | 0 | 0 | 0 | 251.5445 | 157.9159 | 284.5827 | 284.5827 | 0 | 0 | 0 | 0 | 0 | 16.1983 | 39.7199 | 30.598 | 0 | 0 | 0 | 0 | -19.9124 | -59.2262 | 90.3694 | 108.1038 | 0.41271 | 0.40699 | 0.38318 | 0.36432 | -8.218 | -24.1044 | 34.6279 | 39.384
3 | 24 | 1 | 375.7257 | 381.5213 | 389.1227 | 395.3417 | 0 | 0 | 0 | 0 | 135.4403 | 320.9138 | 0 | 0 | 0 | 0 | 0 | 0 | 225.8873 | 132.6396 | 276.6731 | 276.6731 | 0 | 0 | 0 | 0 | 0 | 22.0124 | 172.622 | 17.9447 | 0 | 0 | 0 | 0 | 14.3981 | -94.0445 | -60.1724 | 100.7239 | 0.41329 | 0.40425 | 0.37696 | 0.36409 | 5.9505 | -38.0174 | -22.6824 | 36.6723
3 | 24 | 2 | 362.5531 | 366.4236 | 371.8534 | 376.1607 | 0 | 0 | 0 | 0 | 128.7754 | 295.6114 | 0 | 0 | 0 | 0 | 0 | 0 | 195.7802 | 120.995 | 274.4579 | 274.4579 | 0 | 0 | 0 | 0 | 0 | 1.3037 | 100.3496 | -12.2009 | 0 | 0 | 0 | 0 | 37.9975 | -51.4865 | -2.954 | 113.9037 | 0.41212 | 0.40593 | 0.37263 | 0.36396 | 15.6596 | -20.8999 | -1.1007 | 41.4561
3 | 24 | 3 | 353.9968 | 356.0008 | 359.3624 | 361.8711 | 0 | 0 | 0 | 0 | 133.021 | 264.9873 | 0 | 0 | 0 | 0 | 0 | 0 | 168.5741 | 109.6813 | 260.4895 | 260.4895 | 0 | 0 | 0 | 0 | 0 | 6.3154 | 78.9787 | -4.0191 | 0 | 0 | 0 | 0 | 52.4017 | -24.9832 | 19.8942 | 105.4007 | 0.41162 | 0.4062 | 0.3735 | 0.36453 | 21.5694 | -10.1482 | 7.4305 | 38.4215
3 | 24 | 4 | 353.9106 | 354.5405 | 356.3856 | 357.5508 | 0 | 0 | 0 | 0 | 132.3318 | 260.9462 | 0 | 0 | 0 | 0 | 0 | 0 | 132.7539 | 89.5587 | 229.233 | 229.233 | 0 | 0 | 0 | 0 | 0 | 3.0435 | 118.0004 | -5.1361 | 0 | 0 | 0 | 0 | 88.8249 | 0.99213 | 9.1522 | 133.4539 | 0.4116 | 0.40613 | 0.376 | 0.36469 | 36.5602 | 0.40294 | 3.4412 | 48.6693
3 | 24 | 5 | 364.6528 | 363.9282 | 364.3202 | 364.191 | 0 | 0 | 0 | 0 | 154.5477 | 285.1365 | 0 | 0 | 0 | 0 | 0 | 0 | 108.001 | 92.52 | 257.12 | 257.12 | 0 | 0 | 0 | 0 | 0 | 14.6516 | 194.1867 | -18.7282 | 0 | 0 | 0 | 0 | 102.1041 | -28.3799 | -86.9865 | 125.7992 | 0.41177 | 0.4071 | 0.37726 | 0.36626 | 42.0434 | -11.5535 | -32.8162 | 46.0747
3 | 24 | 6 | 383.7385 | 381.9735 | 381.3507 | 380.3816 | 0 | 0 | 0 | 0 | 194.8814 | 290.9574 | 0 | 0 | 0 | 0 | 0 | 0 | 100.2379 | 90.1058 | 257.59 | 257.5902 | 0 | 0 | 0 | 0 | 0 | 47.6126 | 204.2835 | 129.1331 | 0 | 0 | 0 | 0 | 88.6192 | -46.7022 | -80.5228 | -6.3417 | 0.41056 | 0.40853 | 0.38849 | 0.36647 | 36.3839 | -19.0791 | -31.282 | -2.324
3 | 24 | 7 | 393.7476 | 390.6035 | 388.7148 | 386.8761 | 0 | 0 | 0 | 0 | 200.6375 | 291.8261 | 0 | 0 | 0 | 0 | 0 | 0 | 129.3257 | 156.4741 | 393.8517 | 394.263 | 0 | 0 | 0 | 0 | 0 | 12.5244 | 34.4372 | 52.8537 | 0 | 0 | 0 | 0 | 63.7844 | -70.2211 | -39.5741 | -60.2406 | 0.41103 | 0.41035 | 0.39423 | 0.37873 | 26.217 | -28.8151 | -15.6014 | -22.815
3 | 24 | 8 | 418.8687 | 416.0155 | 414.9665 | 414.3637 | 0 | 0 | 0 | 0 | 183.4929 | 241.0502 | 0 | 0 | 0 | 0 | 0 | 0 | 202.4777 | 342.7021 | 757.1303 | 770.5742 | 0 | 0 | 0 | 0 | 0 | -7.5632 | 26.1536 | 66.6576 | 0 | 0 | 0 | 0 | 32.8981 | -160.1736 | -368.3174 | -422.8681 | 0.409 | 0.28561 | 0.40476 | 0.39541 | 13.4554 | -45.7476 | -149.0809 | -167.206
3 | 24 | 9 | 436.4178 | 434.3826 | 434.7109 | 435.8067 | 0 | 0 | 0 | 0 | 160.8081 | 219.2102 | 0 | 0 | 0 | 0 | 0 | 0 | 273.5806 | 492.3821 | 1048.0718 | 1078.1916 | 0 | 0 | 0 | 0 | 0 | -19.1173 | -87.8082 | -122.222 | 0 | 0 | 0 | 0 | 2.0291 | -258.0924 | -525.5527 | -520.163 | 0.40919 | 0.27247 | 0.26264 | 0.26837 | 0.8303 | -70.3237 | -138.0333 | -139.5951
3 | 24 | 10 | 453.6789 | 451.9406 | 452.6096 | 453.933 | 0 | 0 | 0 | 0 | 150.5797 | 191.4629 | 0 | 0 | 0 | 0 | 0 | 0 | 321.7998 | 583.0223 | 1179.6557 | 1221.8857 | 0 | 0 | 0 | 0 | 0 | -51.629 | -254.6209 | -264.7743 | 0 | 0 | 0 | 0 | -18.7006 | -270.9155 | -472.4253 | -503.1784 | 0.40293 | 0.26868 | 0.26582 | 0.087318 | -7.535 | -72.7885 | -125.5792 | -43.9363
3 | 24 | 11 | 460.315 | 458.8506 | 459.5496 | 460.5383 | 0 | 0 | 0 | 0 | 143.0497 | 193.0281 | 0 | 0 | 0 | 0 | 0 | 0 | 340.6465 | 629.3721 | 1237.5164 | 1287.0377 | 0 | 0 | 0 | 0 | 0 | -48.4701 | -257.1605 | -272.4951 | 0 | 0 | 0 | 0 | -23.3812 | -315.0795 | -520.8063 | -554.0043 | 0.39688 | 0.26972 | 0.26885 | 0 | -9.2795 | -84.9831 | -140.0214 | 0
3 | 24 | 12 | 457.3456 | 456.0504 | 456.7092 | 457.4042 | 0 | 0 | 0 | 0 | 132.6438 | 187.7813 | 0 | 0 | 0 | 0 | 0 | 0 | 343.7148 | 642.7831 | 1246.7478 | 1299.7917 | 0 | 0 | 0 | 0 | 0 | -58.5202 | -328.6953 | -332.0504 | 0 | 0 | 0 | 0 | -19.0129 | -315.9938 | -461.3434 | -510.3371 | 0.3979 | 0.26972 | 0.26972 | 0 | -7.5652 | -85.2297 | -124.433 | 0
3 | 24 | 13 | 453.5803 | 453.1643 | 454.6961 | 456.0663 | 0 | 0 | 0 | 0 | 130.3447 | 189.5396 | 0 | 0 | 0 | 0 | 0 | 0 | 344.7932 | 620.9973 | 1230.4011 | 1281.4804 | 0 | 0 | 0 | 0 | 0 | -59.768 | -332.5605 | -355.9274 | 0 | 0 | 0 | 0 | -21.5576 | -297.6046 | -443.1445 | -469.4867 | 0.39853 | 0.26972 | 0.26972 | 0 | -8.5913 | -80.2698 | -119.5244 | 0
3 | 24 | 14 | 451.3565 | 451.505 | 453.6793 | 455.6538 | 0 | 0 | 0 | 0 | 143.4532 | 187.4094 | 0 | 0 | 0 | 0 | 0 | 0 | 352.0345 | 602.6748 | 1231.1203 | 1279.8613 | 0 | 0 | 0 | 0 | 0 | -59.7798 | -324.87 | -231.0201 | 0 | 0 | 0 | 0 | -44.1312 | -278.7995 | -452.571 | -593.1874 | 0.39819 | 0.26972 | 0.26972 | 0 | -17.5724 | -75.1977 | -122.0669 | 0
3 | 24 | 15 | 447.7326 | 448.5991 | 451.5238 | 454.1314 | 0 | 0 | 0 | 0 | 150.9493 | 194.9474 | 0 | 0 | 0 | 0 | 0 | 0 | 343.2484 | 555.7678 | 1212.8483 | 1256.1029 | 0 | 0 | 0 | 0 | 0 | -39.9497 | -183.8028 | -142.3619 | 0 | 0 | 0 | 0 | -46.4651 | -262.1665 | -577.5218 | -659.6096 | 0.40065 | 0.26972 | 0.26972 | 0 | -18.6162 | -70.7114 | -155.7685 | 0
3 | 24 | 16 | 447.0095 | 449.9788 | 455.227 | 459.9009 | 0 | 0 | 0 | 0 | 157.0773 | 204.1826 | 0 | 0 | 0 | 0 | 0 | 0 | 334.1204 | 489.7185 | 1165.9421 | 1201.2103 | 0 | 0 | 0 | 0 | 0 | -10.4521 | -50.0801 | -18.3276 | 0 | 0 | 0 | 0 | -44.1883 | -233.4701 | -660.6349 | -722.9817 | 0.40929 | 0.26149 | 0.26306 | 0.18532 | -18.0859 | -61.0491 | -173.787 | -133.9825
3 | 24 | 17 | 447.9153 | 453.3895 | 461.3714 | 468.4279 | 0 | 0 | 0 | 0 | 176.6352 | 214.2402 | 0 | 0 | 0 | 0 | 0 | 0 | 291.7937 | 347.7763 | 942.797 | 962.7723 | 0 | 0 | 0 | 0 | 0 | -1.665 | 11.1998 | 12.8421 | 0 | 0 | 0 | 0 | -20.5136 | -106.962 | -492.6253 | -507.1865 | 0.40752 | 0.28291 | 0.38057 | 0.3842 | -8.3596 | -30.2608 | -187.4796 | -194.8604
3 | 24 | 18 | 452.9832 | 460.4983 | 470.7372 | 479.7712 | 0 | 0 | 0 | 0 | 203.8247 | 273.539 | 0 | 0 | 0 | 0 | 0 | 0 | 237.1661 | 176.8822 | 526.9468 | 530.1054 | 0 | 0 | 0 | 0 | 0 | -2.1736 | -0.080987 | 93.8667 | 0 | 0 | 0 | 0 | 11.9924 | 12.2507 | -56.1286 | -144.2009 | 0.40644 | 0.41154 | 0.3922 | 0.38465 | 4.8742 | 5.0416 | -22.0139 | -55.4668
3 | 24 | 19 | 487.2442 | 497.0466 | 509.8935 | 521.1616 | 0 | 0 | 0 | 0 | 212.9991 | 297.8388 | 0 | 0 | 0 | 0 | 0 | 0 | 222.995 | 98.7257 | 369.6854 | 369.6862 | 0 | 0 | 0 | 0 | 0 | 17.8329 | -5.7589 | 204.5676 | 0 | 0 | 0 | 0 | 51.2502 | 82.6492 | 145.967 | -53.0921 | 0.41784 | 0.42049 | 0.40026 | 0.38866 | 21.4146 | 34.7534 | 58.4251 | -20.6348
3 | 24 | 20 | 496.8628 | 507.3442 | 520.876 | 532.6244 | 0 | 0 | 0 | 0 | 217.5709 | 311.6572 | 0 | 0 | 0 | 0 | 0 | 0 | 247.0785 | 119.1422 | 381.2956 | 381.2956 | 0 | 0 | 0 | 0 | 0 | 48.3718 | 29.6618 | 140.2614 | 0 | 0 | 0 | 0 | 32.2135 | 28.173 | 109.9186 | 11.0674 | 0.41669 | 0.42192 | 0.40093 | 0.38937 | 13.423 | 11.8869 | 44.0693 | 4.3093
3 | 24 | 21 | 480.0013 | 490.3467 | 503.5507 | 514.8842 | 0 | 0 | 0 | 0 | 217.9036 | 318.2422 | 0 | 0 | 0 | 0 | 0 | 0 | 260.2237 | 131.6704 | 386.435 | 386.435 | 0 | 0 | 0 | 0 | 0 | 28.5664 | 92.9019 | 233.6221 | 0 | 0 | 0 | 0 | 1.874 | 11.8677 | 24.2138 | -105.173 | 0.40725 | 0.41222 | 0.39727 | 0.38658 | 0.76318 | 4.8921 | 9.6194 | -40.6573
3 | 24 | 22 | 449.9068 | 460.068 | 472.9208 | 483.9245 | 0 | 0 | 0 | 0 | 209.9779 | 342.2469 | 0 | 0 | 0 | 0 | 0 | 0 | 224.2794 | 103.3417 | 374.7916 | 374.7916 | 0 | 0 | 0 | 0 | 0 | 16.6587 | 40.6871 | 100.7994 | 0 | 0 | 0 | 0 | 15.6495 | -2.1793 | 57.4421 | 8.3335 | 0.4092 | 0.40681 | 0.39436 | 0.38072 | 6.4038 | -0.88657 | 22.653 | 3.1727
3 | 24 | 23 | 412.5584 | 422.1028 | 434.1043 | 444.3444 | 0 | 0 | 0 | 0 | 184.6703 | 312.5633 | 0 | 0 | 0 | 0 | 0 | 0 | 190.761 | 79.9259 | 369.32 | 369.32 | 0 | 0 | 0 | 0 | 0 | 15.4368 | 96.8435 | 100.3653 | 0 | 0 | 0 | 0 | 37.1271 | 14.1767 | -32.0592 | -25.341 | 0.41443 | 0.40564 | 0.38939 | 0.37001 | 15.3865 | 5.7506 | -12.4835 | -9.3764
3 | 24 | 24 | 384.8909 | 392.5565 | 402.3264 | 410.5436 | 0 | 0 | 0 | 0 | 164.7706 | 289.5572 | 0 | 0 | 0 | 0 | 0 | 0 | 167.9948 | 73.9229 | 370.944 | 370.944 | 0 | 0 | 0 | 0 | 0 | 16.1983 | 39.7199 | 30.598 | 0 | 0 | 0 | 0 | 52.1255 | 12.8781 | -8.3375 | 9.0016 | 0.41271 | 0.40699 | 0.38318 | 0.36432 | 21.5126 | 5.2413 | -3.1948 | 3.2794
3 | 25 | 1 | 362.7816 | 368.1536 | 375.2412 | 381.0157 | 0 | 0 | 0 | 0 | 135.4403 | 320.9138 | 0 | 0 | 0 | 0 | 0 | 0 | 157.3184 | 68.0707 | 356.6003 | 356.6003 | 0 | 0 | 0 | 0 | 0 | 22.0124 | 172.622 | 17.9447 | 0 | 0 | 0 | 0 | 70.0229 | -42.8433 | -153.9811 | 6.4708 | 0.41329 | 0.40425 | 0.37696 | 0.36409 | 28.9394 | -17.3194 | -58.0441 | 2.3559
3 | 25 | 2 | 348.5939 | 352.0074 | 356.8832 | 360.7111 | 0 | 0 | 0 | 0 | 128.7754 | 295.6114 | 0 | 0 | 0 | 0 | 0 | 0 | 154.5868 | 64.4661 | 350.7865 | 350.7865 | 0 | 0 | 0 | 0 | 0 | 1.3037 | 100.3496 | -12.2009 | 0 | 0 | 0 | 0 | 65.2317 | -9.3738 | -94.2529 | 22.1255 | 0.41212 | 0.40593 | 0.37263 | 0.36396 | 26.8833 | -3.8051 | -35.1211 | 8.0527
3 | 25 | 3 | 345.0411 | 346.752 | 349.7581 | 351.9593 | 0 | 0 | 0 | 0 | 133.021 | 264.9873 | 0 | 0 | 0 | 0 | 0 | 0 | 149.5815 | 60.3913 | 334.6382 | 334.6382 | 0 | 0 | 0 | 0 | 0 | 6.3154 | 78.9787 | -4.0191 | 0 | 0 | 0 | 0 | 62.4386 | 15.0579 | -63.8588 | 21.3402 | 0.41162 | 0.4062 | 0.3735 | 0.36453 | 25.7008 | 6.1165 | -23.8513 | 7.7791
3 | 25 | 4 | 344.9006 | 345.2355 | 346.723 | 347.5788 | 0 | 0 | 0 | 0 | 132.3318 | 260.9462 | 0 | 0 | 0 | 0 | 0 | 0 | 145.1412 | 53.8107 | 321.886 | 321.886 | 0 | 0 | 0 | 0 | 0 | 3.0435 | 118.0004 | -5.1361 | 0 | 0 | 0 | 0 | 67.4276 | 27.4351 | -93.1634 | 30.8289 | 0.4116 | 0.40613 | 0.376 | 0.36469 | 27.7531 | 11.1423 | -35.0293 | 11.243
3 | 25 | 5 | 347.2491 | 345.9547 | 345.656 | 344.9292 | 0 | 0 | 0 | 0 | 154.5477 | 285.1365 | 0 | 0 | 0 | 0 | 0 | 0 | 131.426 | 50.1884 | 323.5712 | 323.5712 | 0 | 0 | 0 | 0 | 0 | 14.6516 | 194.1867 | -18.7282 | 0 | 0 | 0 | 0 | 61.2753 | -4.0217 | -172.1019 | 40.0862 | 0.41177 | 0.4071 | 0.37726 | 0.36626 | 25.2313 | -1.6372 | -64.9265 | 14.6818
3 | 25 | 6 | 357.1616 | 354.5266 | 352.8489 | 350.9672 | 0 | 0 | 0 | 0 | 194.8814 | 290.9574 | 0 | 0 | 0 | 0 | 0 | 0 | 126.9495 | 49.3979 | 320.5865 | 320.5866 | 0 | 0 | 0 | 0 | 0 | 47.6126 | 204.2835 | 129.1331 | 0 | 0 | 0 | 0 | 35.3307 | -33.4412 | -172.0211 | -98.7526 | 0.41056 | 0.40853 | 0.38849 | 0.36647 | 14.5055 | -13.6617 | -66.8278 | -36.19
3 | 25 | 7 | 365.9198 | 361.8647 | 358.8715 | 356.0772 | 0 | 0 | 0 | 0 | 200.6375 | 291.8261 | 0 | 0 | 0 | 0 | 0 | 0 | 146.7221 | 103.2409 | 369.9066 | 370.2994 | 0 | 0 | 0 | 0 | 0 | 12.5244 | 34.4372 | 52.8537 | 0 | 0 | 0 | 0 | 18.5602 | -45.7267 | -45.4723 | -67.0759 | 0.41103 | 0.41035 | 0.39423 | 0.37873 | 7.6287 | -18.7638 | -17.9267 | -25.4037
3 | 25 | 8 | 392.2917 | 388.5686 | 386.4647 | 384.9493 | 0 | 0 | 0 | 0 | 183.4929 | 241.0502 | 0 | 0 | 0 | 0 | 0 | 0 | 222.7825 | 254.2849 | 636.535 | 648.4961 | 0 | 0 | 0 | 0 | 0 | -7.5632 | 26.1536 | 66.6576 | 0 | 0 | 0 | 0 | -13.9836 | -99.2034 | -276.224 | -330.2044 | 0.409 | 0.28561 | 0.40476 | 0.39541 | -5.7193 | -28.3337 | -111.8049 | -130.5659
3 | 25 | 9 | 408.2455 | 405.2881 | 404.4982 | 404.6267 | 0 | 0 | 0 | 0 | 160.8081 | 219.2102 | 0 | 0 | 0 | 0 | 0 | 0 | 331.5857 | 400.6792 | 884.7832 | 910.9542 | 0 | 0 | 0 | 0 | 0 | -19.1173 | -87.8082 | -122.222 | 0 | 0 | 0 | 0 | -84.1483 | -195.484 | -392.4768 | -384.1055 | 0.40919 | 0.27247 | 0.26264 | 0.26837 | -34.4328 | -53.2645 | -103.0817 | -103.0817
3 | 25 | 10 | 420.4486 | 417.6226 | 416.9726 | 417.155 | 0 | 0 | 0 | 0 | 150.5797 | 191.4629 | 0 | 0 | 0 | 0 | 0 | 0 | 398.6518 | 517.9032 | 1110.9284 | 1149.3601 | 0 | 0 | 0 | 0 | 0 | -51.629 | -254.6209 | -264.7743 | 0 | 0 | 0 | 0 | -128.7828 | -240.1145 | -439.3349 | -467.4308 | 0.40293 | 0.26868 | 0.26582 | 0.087318 | -51.89 | -64.513 | -116.7832 | -40.8149
3 | 25 | 11 | 428.245 | 425.7308 | 425.1569 | 425.0444 | 0 | 0 | 0 | 0 | 143.0497 | 193.0281 | 0 | 0 | 0 | 0 | 0 | 0 | 430.8113 | 568.7019 | 1244.3234 | 1290.483 | 0 | 0 | 0 | 0 | 0 | -48.4701 | -257.1605 | -272.4951 | 0 | 0 | 0 | 0 | -145.616 | -287.5291 | -562.006 | -592.9435 | 0.39688 | 0.26972 | 0.26885 | 0 | -57.7918 | -77.5522 | -151.0981 | 0
3 | 25 | 12 | 430.9318 | 428.772 | 428.3823 | 428.1703 | 0 | 0 | 0 | 0 | 132.6438 | 187.7813 | 0 | 0 | 0 | 0 | 0 | 0 | 452.2064 | 588.5368 | 1234.2139 | 1284.8712 | 0 | 0 | 0 | 0 | 0 | -58.5202 | -328.6953 | -332.0504 | 0 | 0 | 0 | 0 | -153.9183 | -289.026 | -477.1363 | -524.6504 | 0.3979 | 0.26972 | 0.26972 | 0 | -61.2436 | -77.956 | -128.6926 | 0
3 | 25 | 13 | 433.3484 | 432.2702 | 432.9989 | 433.6744 | 0 | 0 | 0 | 0 | 130.3447 | 189.5396 | 0 | 0 | 0 | 0 | 0 | 0 | 461.4248 | 576.8377 | 1149.031 | 1198.9192 | 0 | 0 | 0 | 0 | 0 | -59.768 | -332.5605 | -355.9274 | 0 | 0 | 0 | 0 | -158.4211 | -274.3391 | -383.4716 | -409.3174 | 0.39853 | 0.26972 | 0.26972 | 0 | -63.1351 | -73.9946 | -103.4295 | 0
3 | 25 | 14 | 436.7265 | 436.3961 | 437.9897 | 439.4619 | 0 | 0 | 0 | 0 | 143.4532 | 187.4094 | 0 | 0 | 0 | 0 | 0 | 0 | 480.258 | 584.0418 | 1112.4812 | 1160.1373 | 0 | 0 | 0 | 0 | 0 | -59.7798 | -324.87 | -231.0201 | 0 | 0 | 0 | 0 | -186.9847 | -275.2754 | -349.6214 | -489.6554 | 0.39819 | 0.26972 | 0.26972 | 0 | -74.4547 | -74.2472 | -94.2995 | 0
3 | 25 | 15 | 431.9061 | 432.2545 | 434.551 | 436.6152 | 0 | 0 | 0 | 0 | 150.9493 | 194.9474 | 0 | 0 | 0 | 0 | 0 | 0 | 482.1251 | 559.057 | 1015.7789 | 1057.0021 | 0 | 0 | 0 | 0 | 0 | -39.9497 | -183.8028 | -142.3619 | 0 | 0 | 0 | 0 | -201.1684 | -281.8003 | -397.4252 | -478.025 | 0.40065 | 0.26972 | 0.26972 | 0 | -80.5978 | -76.007 | -107.1931 | 0
3 | 25 | 16 | 433.9567 | 436.4988 | 441.2289 | 445.4546 | 0 | 0 | 0 | 0 | 157.0773 | 204.1826 | 0 | 0 | 0 | 0 | 0 | 0 | 470.4647 | 502.1149 | 882.5836 | 914.3063 | 0 | 0 | 0 | 0 | 0 | -10.4521 | -50.0801 | -18.3276 | 0 | 0 | 0 | 0 | -193.5854 | -259.3466 | -391.2746 | -450.5241 | 0.40929 | 0.26149 | 0.26306 | 0.18532 | -79.233 | -67.8155 | -102.9289 | -83.4908
3 | 25 | 17 | 438.6333 | 443.8037 | 451.4172 | 458.1549 | 0 | 0 | 0 | 0 | 176.6352 | 214.2402 | 0 | 0 | 0 | 0 | 0 | 0 | 422.857 | 382.3514 | 703.8887 | 721.1508 | 0 | 0 | 0 | 0 | 0 | -1.665 | 11.1998 | 12.8421 | 0 | 0 | 0 | 0 | -160.8589 | -151.1229 | -263.6713 | -275.8379 | 0.40752 | 0.28291 | 0.38057 | 0.3842 | -65.5526 | -42.7544 | -100.346 | -105.9766
3 | 25 | 18 | 449.4481 | 456.8475 | 466.946 | 475.8586 | 0 | 0 | 0 | 0 | 203.8247 | 273.539 | 0 | 0 | 0 | 0 | 0 | 0 | 345.3274 | 212.0706 | 380.1803 | 382.9314 | 0 | 0 | 0 | 0 | 0 | -2.1736 | -0.080987 | 93.8667 | 0 | 0 | 0 | 0 | -99.704 | -26.5886 | 86.8467 | -0.93947 | 0.40644 | 0.41154 | 0.3922 | 0.38465 | -40.5239 | -10.9423 | 34.0616 | -0.36137
3 | 25 | 19 | 491.3958 | 501.334 | 514.3457 | 525.7564 | 0 | 0 | 0 | 0 | 212.9991 | 297.8388 | 0 | 0 | 0 | 0 | 0 | 0 | 319.2385 | 149.7728 | 275.1534 | 275.1543 | 0 | 0 | 0 | 0 | 0 | 17.8329 | -5.7589 | 204.5676 | 0 | 0 | 0 | 0 | -40.8419 | 35.8895 | 244.9511 | 46.0345 | 0.41784 | 0.42049 | 0.40026 | 0.38866 | -17.0655 | 15.0913 | 98.0448 | 17.8918
3 | 25 | 20 | 505.5828 | 516.3497 | 530.2275 | 542.2754 | 0 | 0 | 0 | 0 | 217.5709 | 311.6572 | 0 | 0 | 0 | 0 | 0 | 0 | 275.3412 | 135.5714 | 291.5408 | 291.5408 | 0 | 0 | 0 | 0 | 0 | 48.3718 | 29.6618 | 140.2614 | 0 | 0 | 0 | 0 | 12.6707 | 20.7493 | 209.025 | 110.4732 | 0.41669 | 0.42192 | 0.40093 | 0.38937 | 5.2798 | 8.7546 | 83.8037 | 43.0148
3 | 25 | 21 | 481.8686 | 492.2751 | 505.5532 | 516.9508 | 0 | 0 | 0 | 0 | 217.9036 | 318.2422 | 0 | 0 | 0 | 0 | 0 | 0 | 226.1238 | 124.8084 | 302.8853 | 302.8853 | 0 | 0 | 0 | 0 | 0 | 28.5664 | 92.9019 | 233.6221 | 0 | 0 | 0 | 0 | 37.8412 | 20.6582 | 109.766 | -19.5567 | 0.40725 | 0.41222 | 0.39727 | 0.38658 | 15.4106 | 8.5158 | 43.6066 | -7.5601
3 | 25 | 22 | 444.6132 | 454.6011 | 467.2438 | 478.0657 | 0 | 0 | 0 | 0 | 209.9779 | 342.2469 | 0 | 0 | 0 | 0 | 0 | 0 | 193.8516 | 115.4988 | 301.0845 | 301.0845 | 0 | 0 | 0 | 0 | 0 | 16.6587 | 40.6871 | 100.7994 | 0 | 0 | 0 | 0 | 40.7837 | -19.8033 | 125.4721 | 76.1818 | 0.4092 | 0.40681 | 0.39436 | 0.38072 | 16.6888 | -8.0561 | 49.4814 | 29.0041
3 | 25 | 23 | 404.491 | 413.7713 | 425.4527 | 435.4157 | 0 | 0 | 0 | 0 | 184.6703 | 312.5633 | 0 | 0 | 0 | 0 | 0 | 0 | 170.6943 | 102.5203 | 293.7171 | 293.7171 | 0 | 0 | 0 | 0 | 0 | 15.4368 | 96.8435 | 100.3653 | 0 | 0 | 0 | 0 | 49.1264 | -16.7491 | 34.8921 | 41.3333 | 0.41443 | 0.40564 | 0.38939 | 0.37001 | 20.3593 | -6.7941 | 13.5866 | 15.2937
3 | 25 | 24 | 375.899 | 383.2703 | 392.6833 | 400.5917 | 0 | 0 | 0 | 0 | 164.7706 | 289.5572 | 0 | 0 | 0 | 0 | 0 | 0 | 167.2976 | 101.9362 | 285.5267 | 285.5267 | 0 | 0 | 0 | 0 | 0 | 16.1983 | 39.7199 | 30.598 | 0 | 0 | 0 | 0 | 43.8308 | -24.4214 | 67.4367 | 84.467 | 0.41271 | 0.40699 | 0.38318 | 0.36432 | 18.0893 | -9.9392 | 25.8405 | 30.7727
3 | 26 | 1 | 355.4938 | 360.6272 | 367.4256 | 372.9498 | 0 | 0 | 0 | 0 | 135.4403 | 320.9138 | 0 | 0 | 0 | 0 | 0 | 0 | 171.0998 | 99.9293 | 269.8235 | 269.8235 | 0 | 0 | 0 | 0 | 0 | 22.0124 | 172.622 | 17.9447 | 0 | 0 | 0 | 0 | 48.9537 | -82.2283 | -75.02 | 85.1816 | 0.41329 | 0.40425 | 0.37696 | 0.36409 | 20.2318 | -33.2407 | -28.2793 | 31.0135
3 | 26 | 2 | 347.4699 | 350.8466 | 355.6778 | 359.4671 | 0 | 0 | 0 | 0 | 128.7754 | 295.6114 | 0 | 0 | 0 | 0 | 0 | 0 | 172.4996 | 110.5089 | 277.5838 | 277.5838 | 0 | 0 | 0 | 0 | 0 | 1.3037 | 100.3496 | -12.2009 | 0 | 0 | 0 | 0 | 46.195 | -56.5774 | -22.2556 | 94.0842 | 0.41212 | 0.40593 | 0.37263 | 0.36396 | 19.0379 | -22.9665 | -8.293 | 34.2426
3 | 26 | 3 | 345.1317 | 346.8456 | 349.8553 | 352.0596 | 0 | 0 | 0 | 0 | 133.021 | 264.9873 | 0 | 0 | 0 | 0 | 0 | 0 | 171.1815 | 121.7307 | 289.9243 | 289.9243 | 0 | 0 | 0 | 0 | 0 | 6.3154 | 78.9787 | -4.0191 | 0 | 0 | 0 | 0 | 40.9292 | -46.1878 | -19.0477 | 66.1544 | 0.41162 | 0.4062 | 0.3735 | 0.36453 | 16.8472 | -18.7615 | -7.1143 | 24.1151
3 | 26 | 4 | 357.6633 | 358.4161 | 360.4101 | 361.7041 | 0 | 0 | 0 | 0 | 132.3318 | 260.9462 | 0 | 0 | 0 | 0 | 0 | 0 | 166.6611 | 121.3578 | 280.6268 | 280.6268 | 0 | 0 | 0 | 0 | 0 | 3.0435 | 118.0004 | -5.1361 | 0 | 0 | 0 | 0 | 58.6704 | -26.9314 | -38.2171 | 86.2135 | 0.4116 | 0.40613 | 0.376 | 0.36469 | 24.1486 | -10.9377 | -14.3696 | 31.4412
3 | 26 | 5 | 385.211 | 385.1593 | 386.3673 | 386.944 | 0 | 0 | 0 | 0 | 154.5477 | 285.1365 | 0 | 0 | 0 | 0 | 0 | 0 | 172.8846 | 125.3078 | 276.2671 | 276.2671 | 0 | 0 | 0 | 0 | 0 | 14.6516 | 194.1867 | -18.7282 | 0 | 0 | 0 | 0 | 57.7786 | -39.9365 | -84.0865 | 129.4051 | 0.41177 | 0.4071 | 0.37726 | 0.36626 | 23.7915 | -16.2582 | -31.7222 | 47.3953
3 | 26 | 6 | 439.8112 | 439.8817 | 441.4845 | 442.4407 | 0 | 0 | 0 | 0 | 194.8814 | 290.9574 | 0 | 0 | 0 | 0 | 0 | 0 | 172.5803 | 120.6749 | 269.1022 | 269.1024 | 0 | 0 | 0 | 0 | 0 | 47.6126 | 204.2835 | 129.1331 | 0 | 0 | 0 | 0 | 72.3496 | -19.3632 | -31.9012 | 44.2052 | 0.41056 | 0.40853 | 0.38849 | 0.36647 | 29.7042 | -7.9104 | -12.3932 | 16.1999
3 | 26 | 7 | 478.8265 | 478.4674 | 479.9555 | 481.0382 | 0 | 0 | 0 | 0 | 200.6375 | 291.8261 | 0 | 0 | 0 | 0 | 0 | 0 | 177.1935 | 148.4651 | 276.0056 | 276.3962 | 0 | 0 | 0 | 0 | 0 | 12.5244 | 34.4372 | 52.8537 | 0 | 0 | 0 | 0 | 100.9955 | 25.6519 | 169.5127 | 151.7883 | 0.41103 | 0.41035 | 0.39423 | 0.37873 | 41.5118 | 10.5262 | 66.8276 | 57.4869
3 | 26 | 8 | 494.7381 | 494.3685 | 496.3308 | 498.3331 | 0 | 0 | 0 | 0 | 183.4929 | 241.0502 | 0 | 0 | 0 | 0 | 0 | 0 | 185.8834 | 269.9973 | 468.9878 | 478.0142 | 0 | 0 | 0 | 0 | 0 | -7.5632 | 26.1536 | 66.6576 | 0 | 0 | 0 | 0 | 125.3618 | -9.1159 | 1.1893 | -46.3386 | 0.409 | 0.28561 | 0.40476 | 0.39541 | 51.2733 | -2.6036 | 0.4814 | -18.3227
3 | 26 | 9 | 506.7579 | 507.0252 | 510.1454 | 513.6565 | 0 | 0 | 0 | 0 | 160.8081 | 219.2102 | 0 | 0 | 0 | 0 | 0 | 0 | 228.2243 | 386.9207 | 685.356 | 706.8435 | 0 | 0 | 0 | 0 | 0 | -19.1173 | -87.8082 | -122.222 | 0 | 0 | 0 | 0 | 117.7256 | -79.9883 | -87.4023 | -70.965 | 0.40919 | 0.27247 | 0.26264 | 0.26837 | 48.1724 | -21.7948 | -22.9557 | -19.0447
3 | 26 | 10 | 521.916 | 522.4115 | 525.7888 | 529.4553 | 0 | 0 | 0 | 0 | 150.5797 | 191.4629 | 0 | 0 | 0 | 0 | 0 | 0 | 288.256 | 467.1375 | 825.0497 | 855.7481 | 0 | 0 | 0 | 0 | 0 | -51.629 | -254.6209 | -264.7743 | 0 | 0 | 0 | 0 | 83.0804 | -84.5599 | -44.64 | -61.5184 | 0.40293 | 0.26868 | 0.26582 | 0.087318 | 33.4753 | -22.7192 | -11.8661 | -5.3716
3 | 26 | 11 | 525.3615 | 526.0263 | 529.3071 | 532.5293 | 0 | 0 | 0 | 0 | 143.0497 | 193.0281 | 0 | 0 | 0 | 0 | 0 | 0 | 353.6635 | 514.6925 | 960.133 | 996.5466 | 0 | 0 | 0 | 0 | 0 | -48.4701 | -257.1605 | -272.4951 | 0 | 0 | 0 | 0 | 28.6483 | -133.2242 | -173.6654 | -191.5222 | 0.39688 | 0.26972 | 0.26885 | 0 | 11.3699 | -35.9332 | -46.6908 | 0
3 | 26 | 12 | 528.157 | 529.1798 | 532.6492 | 535.7756 | 0 | 0 | 0 | 0 | 132.6438 | 187.7813 | 0 | 0 | 0 | 0 | 0 | 0 | 396.5312 | 571.233 | 1147.6803 | 1187.6681 | 0 | 0 | 0 | 0 | 0 | -58.5202 | -328.6953 | -332.0504 | 0 | 0 | 0 | 0 | -1.018 | -171.3143 | -286.3359 | -319.8421 | 0.3979 | 0.26972 | 0.26972 | 0 | -0.40505 | -46.2068 | -77.2302 | 0
3 | 26 | 13 | 527.6368 | 529.645 | 534.1162 | 538.0293 | 0 | 0 | 0 | 0 | 130.3447 | 189.5396 | 0 | 0 | 0 | 0 | 0 | 0 | 439.6796 | 587.9735 | 1178.9268 | 1218.6486 | 0 | 0 | 0 | 0 | 0 | -59.768 | -332.5605 | -355.9274 | 0 | 0 | 0 | 0 | -42.3875 | -188.1 | -312.2501 | -324.6919 | 0.39853 | 0.26972 | 0.26972 | 0 | -16.8926 | -50.7343 | -84.2197 | 0
3 | 26 | 14 | 519.0861 | 521.4516 | 526.3142 | 530.6144 | 0 | 0 | 0 | 0 | 143.4532 | 187.4094 | 0 | 0 | 0 | 0 | 0 | 0 | 445.2224 | 553.3775 | 1071.9745 | 1107.5476 | 0 | 0 | 0 | 0 | 0 | -59.7798 | -324.87 | -231.0201 | 0 | 0 | 0 | 0 | -69.5895 | -159.5556 | -220.7903 | -345.9131 | 0.39819 | 0.26972 | 0.26972 | 0 | -27.7096 | -43.0353 | -59.5513 | 0
3 | 26 | 15 | 515.0815 | 518.1525 | 523.7504 | 528.6706 | 0 | 0 | 0 | 0 | 150.9493 | 194.9474 | 0 | 0 | 0 | 0 | 0 | 0 | 433.108 | 499.4167 | 960.2151 | 989.0952 | 0 | 0 | 0 | 0 | 0 | -39.9497 | -183.8028 | -142.3619 | 0 | 0 | 0 | 0 | -68.9759 | -136.2619 | -252.662 | -318.0627 | 0.40065 | 0.26972 | 0.26972 | 0 | -27.6351 | -36.7525 | -68.1477 | 0
3 | 26 | 16 | 514.4127 | 519.5885 | 527.512 | 534.5003 | 0 | 0 | 0 | 0 | 157.0773 | 204.1826 | 0 | 0 | 0 | 0 | 0 | 0 | 416.7544 | 417.4414 | 772.993 | 794.3282 | 0 | 0 | 0 | 0 | 0 | -10.4521 | -50.0801 | -18.3276 | 0 | 0 | 0 | 0 | -59.419 | -91.5835 | -195.4009 | -241.5002 | 0.40929 | 0.26149 | 0.26306 | 0.18532 | -24.3197 | -23.9478 | -51.4023 | -44.7547
3 | 26 | 17 | 509.3541 | 516.8395 | 527.26 | 536.4261 | 0 | 0 | 0 | 0 | 176.6352 | 214.2402 | 0 | 0 | 0 | 0 | 0 | 0 | 388.3826 | 364.8794 | 658.183 | 671.5516 | 0 | 0 | 0 | 0 | 0 | -1.665 | 11.1998 | 12.8421 | 0 | 0 | 0 | 0 | -55.6637 | -60.6151 | -142.1228 | -147.9677 | 0.40752 | 0.28291 | 0.38057 | 0.3842 | -22.6839 | -17.1487 | -54.088 | -56.849
3 | 26 | 18 | 519.6069 | 529.3029 | 542.1861 | 553.5078 | 0 | 0 | 0 | 0 | 203.8247 | 273.539 | 0 | 0 | 0 | 0 | 0 | 0 | 306.6204 | 237.8126 | 406.108 | 408.3148 | 0 | 0 | 0 | 0 | 0 | -2.1736 | -0.080987 | 93.8667 | 0 | 0 | 0 | 0 | 9.1617 | 20.1248 | 136.1591 | 51.3262 | 0.40644 | 0.41154 | 0.3922 | 0.38465 | 3.7237 | 8.2822 | 53.4021 | 19.7426
3 | 26 | 19 | 538.0233 | 549.4878 | 564.3502 | 577.362 | 0 | 0 | 0 | 0 | 212.9991 | 297.8388 | 0 | 0 | 0 | 0 | 0 | 0 | 240.7654 | 145.8249 | 309.3401 | 309.3409 | 0 | 0 | 0 | 0 | 0 | 17.8329 | -5.7589 | 204.5676 | 0 | 0 | 0 | 0 | 84.2588 | 87.9912 | 260.769 | 63.4535 | 0.41784 | 0.42049 | 0.40026 | 0.38866 | 35.207 | 36.9997 | 104.3761 | 24.6619
3 | 26 | 20 | 541.1698 | 553.1016 | 568.392 | 581.6617 | 0 | 0 | 0 | 0 | 217.5709 | 311.6572 | 0 | 0 | 0 | 0 | 0 | 0 | 294.8297 | 166.5941 | 313.8568 | 313.8568 | 0 | 0 | 0 | 0 | 0 | 48.3718 | 29.6618 | 140.2614 | 0 | 0 | 0 | 0 | 28.7692 | 26.4785 | 224.8734 | 127.5436 | 0.41669 | 0.42192 | 0.40093 | 0.38937 | 11.9878 | 11.1719 | 90.1578 | 49.6614
3 | 26 | 21 | 511.0379 | 522.3993 | 536.8352 | 549.2344 | 0 | 0 | 0 | 0 | 217.9036 | 318.2422 | 0 | 0 | 0 | 0 | 0 | 0 | 365.9527 | 196.2678 | 307.3659 | 307.3659 | 0 | 0 | 0 | 0 | 0 | 28.5664 | 92.9019 | 233.6221 | 0 | 0 | 0 | 0 | -72.8184 | -20.6771 | 136.5674 | 8.2464 | 0.40725 | 0.41222 | 0.39727 | 0.38658 | -29.6549 | -8.5236 | 54.254 | 3.1878
3 | 26 | 22 | 466.9842 | 477.7044 | 491.2351 | 502.8251 | 0 | 0 | 0 | 0 | 209.9779 | 342.2469 | 0 | 0 | 0 | 0 | 0 | 0 | 368.3128 | 189.3543 | 267.5635 | 267.5635 | 0 | 0 | 0 | 0 | 0 | 16.6587 | 40.6871 | 100.7994 | 0 | 0 | 0 | 0 | -111.3064 | -70.5555 | 182.9845 | 134.4623 | 0.4092 | 0.40681 | 0.39436 | 0.38072 | -45.5468 | -28.7025 | 72.1621 | 51.1928
3 | 26 | 23 | 418.7403 | 428.4871 | 440.734 | 451.1863 | 0 | 0 | 0 | 0 | 184.6703 | 312.5633 | 0 | 0 | 0 | 0 | 0 | 0 | 358.6729 | 181.7039 | 278.681 | 278.681 | 0 | 0 | 0 | 0 | 0 | 15.4368 | 96.8435 | 100.3653 | 0 | 0 | 0 | 0 | -124.6028 | -81.217 | 65.2095 | 72.14 | 0.41443 | 0.40564 | 0.38939 | 0.37001 | -51.6388 | -32.9446 | 25.3919 | 26.6924
3 | 26 | 24 | 383.4406 | 391.0588 | 400.7711 | 408.9384 | 0 | 0 | 0 | 0 | 164.7706 | 289.5572 | 0 | 0 | 0 | 0 | 0 | 0 | 380.2822 | 191.9111 | 278.2855 | 278.2855 | 0 | 0 | 0 | 0 | 0 | 16.1983 | 39.7199 | 30.598 | 0 | 0 | 0 | 0 | -161.6122 | -106.6079 | 82.7656 | 100.055 | 0.41271 | 0.40699 | 0.38318 | 0.36432 | -66.6987 | -43.3883 | 31.7143 | 36.4516
3 | 27 | 1 | 365.3197 | 370.7747 | 377.9631 | 383.8247 | 0 | 0 | 0 | 0 | 135.4403 | 320.9138 | 0 | 0 | 0 | 0 | 0 | 0 | 399.9037 | 204.0615 | 283.5741 | 283.5741 | 0 | 0 | 0 | 0 | 0 | 22.0124 | 172.622 | 17.9447 | 0 | 0 | 0 | 0 | -170.0244 | -176.213 | -78.233 | 82.306 | 0.41329 | 0.40425 | 0.37696 | 0.36409 | -70.2685 | -71.2339 | -29.4904 | 29.9665
3 | 27 | 2 | 356.625 | 360.3014 | 365.4959 | 369.5996 | 0 | 0 | 0 | 0 | 128.7754 | 295.6114 | 0 | 0 | 0 | 0 | 0 | 0 | 422.3064 | 215.9186 | 318.2748 | 318.2748 | 0 | 0 | 0 | 0 | 0 | 1.3037 | 100.3496 | -12.2009 | 0 | 0 | 0 | 0 | -194.4567 | -152.5323 | -53.1285 | 63.5257 | 0.41212 | 0.40593 | 0.37263 | 0.36396 | -80.1396 | -61.9175 | -19.7971 | 23.1206
3 | 27 | 3 | 349.8815 | 351.7509 | 354.9491 | 357.3165 | 0 | 0 | 0 | 0 | 133.021 | 264.9873 | 0 | 0 | 0 | 0 | 0 | 0 | 393.5963 | 211.1171 | 354.3422 | 354.3422 | 0 | 0 | 0 | 0 | 0 | 6.3154 | 78.9787 | -4.0191 | 0 | 0 | 0 | 0 | -176.7357 | -130.6689 | -78.3719 | 6.9933 | 0.41162 | 0.4062 | 0.3735 | 0.36453 | -72.7475 | -53.0777 | -29.272 | 2.5493
3 | 27 | 4 | 358.5697 | 359.3522 | 361.3822 | 362.7073 | 0 | 0 | 0 | 0 | 132.3318 | 260.9462 | 0 | 0 | 0 | 0 | 0 | 0 | 377.0437 | 214.8497 | 351.6609 | 351.6609 | 0 | 0 | 0 | 0 | 0 | 3.0435 | 118.0004 | -5.1361 | 0 | 0 | 0 | 0 | -150.8058 | -119.4873 | -108.2791 | 16.1826 | 0.4116 | 0.40613 | 0.376 | 0.36469 | -62.0714 | -48.5277 | -40.7128 | 5.9016
3 | 27 | 5 | 386.3168 | 386.3013 | 387.5532 | 388.168 | 0 | 0 | 0 | 0 | 154.5477 | 285.1365 | 0 | 0 | 0 | 0 | 0 | 0 | 332.7892 | 187.2887 | 320.6162 | 320.6162 | 0 | 0 | 0 | 0 | 0 | 14.6516 | 194.1867 | -18.7282 | 0 | 0 | 0 | 0 | -101.0201 | -100.7754 | -127.2497 | 86.2799 | 0.41177 | 0.4071 | 0.37726 | 0.36626 | -41.5971 | -41.0257 | -48.0057 | 31.6005
3 | 27 | 6 | 448.1686 | 448.5127 | 450.4472 | 451.6904 | 0 | 0 | 0 | 0 | 194.8814 | 290.9574 | 0 | 0 | 0 | 0 | 0 | 0 | 291.7407 | 163.4304 | 290.0134 | 290.0137 | 0 | 0 | 0 | 0 | 0 | 47.6126 | 204.2835 | 129.1331 | 0 | 0 | 0 | 0 | -38.4534 | -53.4876 | -43.8498 | 32.5436 | 0.41056 | 0.40853 | 0.38849 | 0.36647 | -15.7876 | -21.8512 | -17.035 | 11.9263
3 | 27 | 7 | 478.9171 | 478.561 | 480.0527 | 481.1385 | 0 | 0 | 0 | 0 | 200.6375 | 291.8261 | 0 | 0 | 0 | 0 | 0 | 0 | 320.0863 | 229.6927 | 382.3012 | 382.7579 | 0 | 0 | 0 | 0 | 0 | 12.5244 | 34.4372 | 52.8537 | 0 | 0 | 0 | 0 | -41.8066 | -55.4822 | 63.3143 | 45.527 | 0.41103 | 0.41035 | 0.39423 | 0.37873 | -17.1836 | -22.767 | 24.9606 | 17.2425
3 | 27 | 8 | 495.9346 | 495.6041 | 497.614 | 499.6574 | 0 | 0 | 0 | 0 | 183.4929 | 241.0502 | 0 | 0 | 0 | 0 | 0 | 0 | 433.6944 | 435.013 | 707.8527 | 719.4076 | 0 | 0 | 0 | 0 | 0 | -7.5632 | 26.1536 | 66.6576 | 0 | 0 | 0 | 0 | -121.2527 | -172.8959 | -236.3924 | -286.4078 | 0.409 | 0.28561 | 0.40476 | 0.39541 | -49.5926 | -49.3812 | -95.6827 | -113.2483
3 | 27 | 9 | 507.1205 | 507.3997 | 510.5343 | 514.0578 | 0 | 0 | 0 | 0 | 160.8081 | 219.2102 | 0 | 0 | 0 | 0 | 0 | 0 | 509.4563 | 577.3903 | 846.6644 | 871.8532 | 0 | 0 | 0 | 0 | 0 | -19.1173 | -87.8082 | -122.222 | 0 | 0 | 0 | 0 | -163.1438 | -270.0834 | -248.3219 | -235.5734 | 0.40919 | 0.27247 | 0.26264 | 0.26837 | -66.7571 | -73.591 | -65.2203 | -63.2204
3 | 27 | 10 | 516.8399 | 517.1692 | 520.3451 | 523.8373 | 0 | 0 | 0 | 0 | 150.5797 | 191.4629 | 0 | 0 | 0 | 0 | 0 | 0 | 565.146 | 669.9433 | 1133.7281 | 1168.702 | 0 | 0 | 0 | 0 | 0 | -51.629 | -254.6209 | -264.7743 | 0 | 0 | 0 | 0 | -198.8857 | -292.608 | -358.7621 | -380.0904 | 0.40293 | 0.26868 | 0.26582 | 0.087318 | -80.1363 | -78.6167 | -95.3655 | -33.1886
3 | 27 | 11 | 515.1368 | 515.4669 | 518.3419 | 521.213 | 0 | 0 | 0 | 0 | 143.0497 | 193.0281 | 0 | 0 | 0 | 0 | 0 | 0 | 587.8931 | 718.3948 | 1178.9347 | 1219.3248 | 0 | 0 | 0 | 0 | 0 | -48.4701 | -257.1605 | -272.4951 | 0 | 0 | 0 | 0 | -215.806 | -347.4859 | -403.4324 | -425.6167 | 0.39688 | 0.26972 | 0.26885 | 0 | -85.6486 | -93.7237 | -108.4648 | 0
3 | 27 | 12 | 512.0404 | 512.5357 | 515.3653 | 517.9384 | 0 | 0 | 0 | 0 | 132.6438 | 187.7813 | 0 | 0 | 0 | 0 | 0 | 0 | 551.9007 | 667.0915 | 1226.1214 | 1263.1458 | 0 | 0 | 0 | 0 | 0 | -58.5202 | -328.6953 | -332.0504 | 0 | 0 | 0 | 0 | -172.504 | -283.8169 | -382.0608 | -413.157 | 0.3979 | 0.26972 | 0.26972 | 0 | -68.6387 | -76.551 | -103.049 | 0
3 | 27 | 13 | 509.6348 | 511.0538 | 514.8104 | 518.1054 | 0 | 0 | 0 | 0 | 130.3447 | 189.5396 | 0 | 0 | 0 | 0 | 0 | 0 | 519.8227 | 629.0838 | 1203.3541 | 1240.5292 | 0 | 0 | 0 | 0 | 0 | -59.768 | -332.5605 | -355.9274 | 0 | 0 | 0 | 0 | -140.5325 | -247.8016 | -355.9832 | -366.4964 | 0.39853 | 0.26972 | 0.26972 | 0 | -56.006 | -66.837 | -96.0153 | 0
3 | 27 | 14 | 502.897 | 504.7326 | 508.9526 | 512.6969 | 0 | 0 | 0 | 0 | 143.4532 | 187.4094 | 0 | 0 | 0 | 0 | 0 | 0 | 508.5166 | 632.7959 | 1203.6554 | 1238.5981 | 0 | 0 | 0 | 0 | 0 | -59.7798 | -324.87 | -231.0201 | 0 | 0 | 0 | 0 | -149.0728 | -255.693 | -369.8327 | -494.8811 | 0.39819 | 0.26972 | 0.26972 | 0 | -59.3587 | -68.9654 | -99.7508 | 0
3 | 27 | 15 | 496.0824 | 498.5315 | 503.3753 | 507.6431 | 0 | 0 | 0 | 0 | 150.9493 | 194.9474 | 0 | 0 | 0 | 0 | 0 | 0 | 515.6664 | 628.1278 | 1214.4386 | 1248.4106 | 0 | 0 | 0 | 0 | 0 | -39.9497 | -183.8028 | -142.3619 | 0 | 0 | 0 | 0 | -170.5334 | -284.594 | -527.2606 | -598.4056 | 0.40065 | 0.26972 | 0.26972 | 0 | -68.3239 | -76.7606 | -142.2121 | 0
3 | 27 | 16 | 488.289 | 492.6096 | 499.4962 | 505.5875 | 0 | 0 | 0 | 0 | 157.0773 | 204.1826 | 0 | 0 | 0 | 0 | 0 | 0 | 505.7441 | 583.7164 | 1106.548 | 1135.2053 | 0 | 0 | 0 | 0 | 0 | -10.4521 | -50.0801 | -18.3276 | 0 | 0 | 0 | 0 | -174.5325 | -284.8373 | -556.9717 | -611.2901 | 0.40929 | 0.26149 | 0.26306 | 0.18532 | -71.4348 | -74.4809 | -146.5173 | -113.2838
3 | 27 | 17 | 484.717 | 491.3959 | 500.8385 | 509.1586 | 0 | 0 | 0 | 0 | 176.6352 | 214.2402 | 0 | 0 | 0 | 0 | 0 | 0 | 471.5062 | 494.7571 | 941.8452 | 960.7925 | 0 | 0 | 0 | 0 | 0 | -1.665 | 11.1998 | 12.8421 | 0 | 0 | 0 | 0 | -163.4244 | -215.9364 | -452.2066 | -464.476 | 0.40752 | 0.28291 | 0.38057 | 0.3842 | -66.5981 | -61.0909 | -172.0973 | -178.4511
3 | 27 | 18 | 490.9451 | 499.7029 | 511.4485 | 521.786 | 0 | 0 | 0 | 0 | 203.8247 | 273.539 | 0 | 0 | 0 | 0 | 0 | 0 | 384.4391 | 309.6746 | 562.9454 | 565.9076 | 0 | 0 | 0 | 0 | 0 | -2.1736 | -0.080987 | 93.8667 | 0 | 0 | 0 | 0 | -97.3187 | -81.3371 | -51.4159 | -137.9883 | 0.40644 | 0.41154 | 0.3922 | 0.38465 | -39.5544 | -33.4735 | -20.1655 | -53.0771
3 | 27 | 19 | 531.37 | 542.6167 | 557.215 | 569.9984 | 0 | 0 | 0 | 0 | 212.9991 | 297.8388 | 0 | 0 | 0 | 0 | 0 | 0 | 319.2169 | 198.1513 | 418.2208 | 418.2221 | 0 | 0 | 0 | 0 | 0 | 17.8329 | -5.7589 | 204.5676 | 0 | 0 | 0 | 0 | -0.846 | 28.7938 | 144.753 | -52.7913 | 0.41784 | 0.42049 | 0.40026 | 0.38866 | -0.3535 | 12.1076 | 57.9392 | -20.5179
3 | 27 | 20 | 544.3242 | 556.3593 | 571.7749 | 585.1529 | 0 | 0 | 0 | 0 | 217.5709 | 311.6572 | 0 | 0 | 0 | 0 | 0 | 0 | 310.942 | 191.1619 | 428.2005 | 428.2005 | 0 | 0 | 0 | 0 | 0 | 48.3718 | 29.6618 | 140.2614 | 0 | 0 | 0 | 0 | 15.8113 | 5.1684 | 113.9125 | 16.691 | 0.41669 | 0.42192 | 0.40093 | 0.38937 | 6.5884 | 2.1807 | 45.6706 | 6.499
3 | 27 | 21 | 517.4918 | 529.0645 | 543.7565 | 556.3773 | 0 | 0 | 0 | 0 | 217.9036 | 318.2422 | 0 | 0 | 0 | 0 | 0 | 0 | 264.9743 | 156.1831 | 414.2174 | 414.2174 | 0 | 0 | 0 | 0 | 0 | 28.5664 | 92.9019 | 233.6221 | 0 | 0 | 0 | 0 | 34.614 | 26.0728 | 36.6372 | -91.4623 | 0.40725 | 0.41222 | 0.39727 | 0.38658 | 14.0964 | 10.7478 | 14.5548 | -35.3571
3 | 27 | 22 | 472.6948 | 483.6019 | 497.3593 | 509.1454 | 0 | 0 | 0 | 0 | 209.9779 | 342.2469 | 0 | 0 | 0 | 0 | 0 | 0 | 300.2908 | 176.9524 | 386.8887 | 386.8887 | 0 | 0 | 0 | 0 | 0 | 16.6587 | 40.6871 | 100.7994 | 0 | 0 | 0 | 0 | -37.5739 | -52.2561 | 69.7834 | 21.4573 | 0.4092 | 0.40681 | 0.39436 | 0.38072 | -15.3753 | -21.2582 | 27.5199 | 8.1693
3 | 27 | 23 | 426.0644 | 436.0509 | 448.5885 | 459.2923 | 0 | 0 | 0 | 0 | 184.6703 | 312.5633 | 0 | 0 | 0 | 0 | 0 | 0 | 359.5942 | 213.4977 | 366.1767 | 366.1767 | 0 | 0 | 0 | 0 | 0 | 15.4368 | 96.8435 | 100.3653 | 0 | 0 | 0 | 0 | -118.2 | -105.447 | -14.4317 | -7.2497 | 0.41443 | 0.40564 | 0.38939 | 0.37001 | -48.9853 | -42.7732 | -5.6195 | -2.6825
3 | 27 | 24 | 401.4244 | 409.6313 | 420.0574 | 428.8423 | 0 | 0 | 0 | 0 | 164.7706 | 289.5572 | 0 | 0 | 0 | 0 | 0 | 0 | 355.9495 | 204.8099 | 349.7983 | 349.7983 | 0 | 0 | 0 | 0 | 0 | 16.1983 | 39.7199 | 30.598 | 0 | 0 | 0 | 0 | -119.2956 | -100.9341 | 30.5392 | 48.446 | 0.41271 | 0.40699 | 0.38318 | 0.36432 | -49.2343 | -41.0791 | 11.7021 | 17.6497
3 | 28 | 1 | 383.4667 | 389.5158 | 397.4244 | 403.9092 | 0 | 0 | 0 | 0 | 135.4403 | 320.9138 | 0 | 0 | 0 | 0 | 0 | 0 | 315.5087 | 169.6157 | 335.3708 | 335.3708 | 0 | 0 | 0 | 0 | 0 | 22.0124 | 172.622 | 17.9447 | 0 | 0 | 0 | 0 | -67.4823 | -123.0261 | -110.5685 | 50.5937 | 0.41329 | 0.40425 | 0.37696 | 0.36409 | -27.8894 | -49.7331 | -41.6795 | 18.4205
3 | 28 | 2 | 372.1071 | 376.2903 | 382.0993 | 386.7346 | 0 | 0 | 0 | 0 | 128.7754 | 295.6114 | 0 | 0 | 0 | 0 | 0 | 0 | 282.0805 | 147.003 | 337.8724 | 337.8724 | 0 | 0 | 0 | 0 | 0 | 1.3037 | 100.3496 | -12.2009 | 0 | 0 | 0 | 0 | -38.7488 | -67.6279 | -56.1226 | 61.0631 | 0.41212 | 0.40593 | 0.37263 | 0.36396 | -15.9692 | -27.4522 | -20.9128 | 22.2244
3 | 28 | 3 | 367.8291 | 370.286 | 374.1965 | 377.1803 | 0 | 0 | 0 | 0 | 133.021 | 264.9873 | 0 | 0 | 0 | 0 | 0 | 0 | 273.2028 | 154.3222 | 368.4431 | 368.4431 | 0 | 0 | 0 | 0 | 0 | 6.3154 | 78.9787 | -4.0191 | 0 | 0 | 0 | 0 | -38.3947 | -55.3389 | -73.2253 | 12.7562 | 0.41162 | 0.4062 | 0.3735 | 0.36453 | -15.8039 | -22.4787 | -27.3497 | 4.65
3 | 28 | 4 | 383.4244 | 385.0205 | 388.037 | 390.2156 | 0 | 0 | 0 | 0 | 132.3318 | 260.9462 | 0 | 0 | 0 | 0 | 0 | 0 | 255.4796 | 148.462 | 395.1495 | 395.1495 | 0 | 0 | 0 | 0 | 0 | 3.0435 | 118.0004 | -5.1361 | 0 | 0 | 0 | 0 | -4.387 | -27.4312 | -125.1129 | 0.20224 | 0.4116 | 0.40613 | 0.376 | 0.36469 | -1.8057 | -11.1407 | -47.0423 | 0.073755
3 | 28 | 5 | 412.8575 | 413.7108 | 416.0162 | 417.5422 | 0 | 0 | 0 | 0 | 154.5477 | 285.1365 | 0 | 0 | 0 | 0 | 0 | 0 | 248.9786 | 149.7447 | 410.6737 | 410.6737 | 0 | 0 | 0 | 0 | 0 | 14.6516 | 194.1867 | -18.7282 | 0 | 0 | 0 | 0 | 9.3312 | -35.8219 | -188.8442 | 25.5967 | 0.41177 | 0.4071 | 0.37726 | 0.36626 | 3.8423 | -14.5831 | -71.2427 | 9.3749
3 | 28 | 6 | 466.3338 | 467.2725 | 469.9279 | 471.7949 | 0 | 0 | 0 | 0 | 194.8814 | 290.9574 | 0 | 0 | 0 | 0 | 0 | 0 | 240.4284 | 154.8424 | 424.0725 | 424.0729 | 0 | 0 | 0 | 0 | 0 | 47.6126 | 204.2835 | 129.1331 | 0 | 0 | 0 | 0 | 31.024 | -26.1399 | -158.428 | -81.4111 | 0.41056 | 0.40853 | 0.38849 | 0.36647 | 12.7374 | -10.6789 | -61.5471 | -29.8348
3 | 28 | 7 | 500.3636 | 500.7095 | 503.0525 | 504.8747 | 0 | 0 | 0 | 0 | 200.6375 | 291.8261 | 0 | 0 | 0 | 0 | 0 | 0 | 269.4472 | 238.2674 | 625.0388 | 625.6054 | 0 | 0 | 0 | 0 | 0 | 12.5244 | 34.4372 | 52.8537 | 0 | 0 | 0 | 0 | 30.279 | -41.9083 | -156.4236 | -173.5844 | 0.41103 | 0.41035 | 0.39423 | 0.37873 | 12.4454 | -17.197 | -61.6674 | -65.7418
3 | 28 | 8 | 511.7067 | 511.8926 | 514.5284 | 517.1134 | 0 | 0 | 0 | 0 | 183.4929 | 241.0502 | 0 | 0 | 0 | 0 | 0 | 0 | 290.5838 | 382.3595 | 1039.368 | 1052.6818 | 0 | 0 | 0 | 0 | 0 | -7.5632 | 26.1536 | 66.6576 | 0 | 0 | 0 | 0 | 37.6301 | -103.954 | -550.9932 | -602.226 | 0.409 | 0.28561 | 0.40476 | 0.39541 | 15.3908 | -29.6905 | -223.0211 | -238.1258
3 | 28 | 9 | 517.6171 | 518.2399 | 521.7911 | 525.6751 | 0 | 0 | 0 | 0 | 160.8081 | 219.2102 | 0 | 0 | 0 | 0 | 0 | 0 | 338.6304 | 532.1515 | 1320.9679 | 1351.4345 | 0 | 0 | 0 | 0 | 0 | -19.1173 | -87.8082 | -122.222 | 0 | 0 | 0 | 0 | 18.1787 | -214.0044 | -711.3685 | -703.5374 | 0.40919 | 0.27247 | 0.26264 | 0.26837 | 7.4386 | -58.3108 | -186.8367 | -188.807
3 | 28 | 10 | 522.5686 | 523.0855 | 526.4887 | 530.1776 | 0 | 0 | 0 | 0 | 150.5797 | 191.4629 | 0 | 0 | 0 | 0 | 0 | 0 | 394.3817 | 649.2151 | 1473.3492 | 1516.5504 | 0 | 0 | 0 | 0 | 0 | -51.629 | -254.6209 | -264.7743 | 0 | 0 | 0 | 0 | -22.3927 | -265.9635 | -692.2396 | -721.5984 | 0.40293 | 0.26868 | 0.26582 | 0.087318 | -9.0226 | -71.458 | -184.0099 | -63.0082
3 | 28 | 11 | 522.5152 | 523.0869 | 526.2547 | 529.3792 | 0 | 0 | 0 | 0 | 143.0497 | 193.0281 | 0 | 0 | 0 | 0 | 0 | 0 | 420.5152 | 721.7028 | 1537.2004 | 1589.5766 | 0 | 0 | 0 | 0 | 0 | -48.4701 | -257.1605 | -272.4951 | 0 | 0 | 0 | 0 | -41.0497 | -343.1739 | -753.7852 | -787.7023 | 0.39688 | 0.26972 | 0.26885 | 0 | -16.2917 | -92.5607 | -202.6589 | 0
3 | 28 | 12 | 514.5422 | 515.1193 | 518.0483 | 520.7073 | 0 | 0 | 0 | 0 | 132.6438 | 187.7813 | 0 | 0 | 0 | 0 | 0 | 0 | 415.776 | 729.014 | 1536.4928 | 1591.0866 | 0 | 0 | 0 | 0 | 0 | -58.5202 | -328.6953 | -332.0504 | 0 | 0 | 0 | 0 | -33.8775 | -343.1557 | -689.7492 | -738.3289 | 0.3979 | 0.26972 | 0.26972 | 0 | -13.4797 | -92.5558 | -186.0383 | 0
3 | 28 | 13 | 514.7653 | 516.3522 | 520.3124 | 523.7836 | 0 | 0 | 0 | 0 | 130.3447 | 189.5396 | 0 | 0 | 0 | 0 | 0 | 0 | 418.625 | 737.3056 | 1519.2311 | 1576.4691 | 0 | 0 | 0 | 0 | 0 | -59.768 | -332.5605 | -355.9274 | 0 | 0 | 0 | 0 | -34.2044 | -350.725 | -666.3582 | -696.7581 | 0.39853 | 0.26972 | 0.26972 | 0 | -13.6314 | -94.5974 | -179.7293 | 0
3 | 28 | 14 | 511.1638 | 513.2699 | 517.8181 | 521.8462 | 0 | 0 | 0 | 0 | 143.4532 | 187.4094 | 0 | 0 | 0 | 0 | 0 | 0 | 441.9227 | 744.4177 | 1450.4573 | 1505.6343 | 0 | 0 | 0 | 0 | 0 | -59.7798 | -324.87 | -231.0201 | 0 | 0 | 0 | 0 | -74.2122 | -358.7775 | -607.7691 | -752.768 | 0.39819 | 0.26972 | 0.26972 | 0 | -29.5503 | -96.7693 | -163.9267 | 0
3 | 28 | 15 | 508.2831 | 511.1317 | 516.4597 | 521.1465 | 0 | 0 | 0 | 0 | 150.9493 | 194.9474 | 0 | 0 | 0 | 0 | 0 | 0 | 453.6962 | 716.1396 | 1386.6448 | 1434.7745 | 0 | 0 | 0 | 0 | 0 | -39.9497 | -183.8028 | -142.3619 | 0 | 0 | 0 | 0 | -96.3623 | -360.0057 | -686.3824 | -771.2662 | 0.40065 | 0.26972 | 0.26972 | 0 | -38.6074 | -97.1006 | -185.1302 | 0
3 | 28 | 16 | 503.8435 | 508.6733 | 516.1773 | 522.8028 | 0 | 0 | 0 | 0 | 157.0773 | 204.1826 | 0 | 0 | 0 | 0 | 0 | 0 | 432.7265 | 645.0799 | 1253.876 | 1291.6161 | 0 | 0 | 0 | 0 | 0 | -10.4521 | -50.0801 | -18.3276 | 0 | 0 | 0 | 0 | -85.9603 | -330.137 | -687.6186 | -750.4857 | 0.40929 | 0.26149 | 0.26306 | 0.18532 | -35.1829 | -86.3262 | -180.8853 | -139.0795
3 | 28 | 17 | 498.4949 | 505.6248 | 515.6143 | 524.4075 | 0 | 0 | 0 | 0 | 176.6352 | 214.2402 | 0 | 0 | 0 | 0 | 0 | 0 | 384.6679 | 530.5708 | 1025.4504 | 1048.6881 | 0 | 0 | 0 | 0 | 0 | -1.665 | 11.1998 | 12.8421 | 0 | 0 | 0 | 0 | -62.8081 | -237.5212 | -521.0359 | -537.1227 | 0.40752 | 0.28291 | 0.38057 | 0.3842 | -25.5953 | -67.1975 | -198.2918 | -206.3619
3 | 28 | 18 | 498.2873 | 507.2854 | 519.3225 | 529.9121 | 0 | 0 | 0 | 0 | 203.8247 | 273.539 | 0 | 0 | 0 | 0 | 0 | 0 | 285.9191 | 324.1979 | 586.028 | 590.2135 | 0 | 0 | 0 | 0 | 0 | -2.1736 | -0.080987 | 93.8667 | 0 | 0 | 0 | 0 | 8.5435 | -88.278 | -66.6245 | -154.1681 | 0.40644 | 0.41154 | 0.3922 | 0.38465 | 3.4725 | -36.3299 | -26.1304 | -59.3007
3 | 28 | 19 | 534.053 | 545.3876 | 560.0924 | 572.9679 | 0 | 0 | 0 | 0 | 212.9991 | 297.8388 | 0 | 0 | 0 | 0 | 0 | 0 | 233.3139 | 197.4527 | 379.5458 | 379.5474 | 0 | 0 | 0 | 0 | 0 | 17.8329 | -5.7589 | 204.5676 | 0 | 0 | 0 | 0 | 87.74 | 32.2632 | 186.3055 | -11.1471 | 0.41784 | 0.42049 | 0.40026 | 0.38866 | 36.6616 | 13.5665 | 74.5711 | -4.3324
3 | 28 | 20 | 548.929 | 561.1147 | 576.7131 | 590.2493 | 0 | 0 | 0 | 0 | 217.5709 | 311.6572 | 0 | 0 | 0 | 0 | 0 | 0 | 199.9077 | 169.5858 | 399.8186 | 399.8186 | 0 | 0 | 0 | 0 | 0 | 48.3718 | 29.6618 | 140.2614 | 0 | 0 | 0 | 0 | 131.4504 | 31.5 | 147.2326 | 50.1693 | 0.41669 | 0.42192 | 0.40093 | 0.38937 | 54.774 | 13.2906 | 59.0295 | 19.5343
3 | 28 | 21 | 523.42 | 535.1867 | 550.114 | 562.9384 | 0 | 0 | 0 | 0 | 217.9036 | 318.2422 | 0 | 0 | 0 | 0 | 0 | 0 | 157.0973 | 150.1596 | 420.8731 | 420.8731 | 0 | 0 | 0 | 0 | 0 | 28.5664 | 92.9019 | 233.6221 | 0 | 0 | 0 | 0 | 148.419 | 38.2185 | 36.3391 | -91.5568 | 0.40725 | 0.41222 | 0.39727 | 0.38658 | 60.443 | 15.7545 | 14.4364 | -35.3937
3 | 28 | 22 | 476.2118 | 487.2341 | 501.131 | 513.0379 | 0 | 0 | 0 | 0 | 209.9779 | 342.2469 | 0 | 0 | 0 | 0 | 0 | 0 | 151.2166 | 152.4819 | 419.8198 | 419.8198 | 0 | 0 | 0 | 0 | 0 | 16.6587 | 40.6871 | 100.7994 | 0 | 0 | 0 | 0 | 115.0173 | -24.1534 | 40.6241 | -7.5813 | 0.4092 | 0.40681 | 0.39436 | 0.38072 | 47.0653 | -9.8258 | 16.0206 | -2.8864
3 | 28 | 23 | 438.7909 | 449.194 | 462.2367 | 473.3775 | 0 | 0 | 0 | 0 | 184.6703 | 312.5633 | 0 | 0 | 0 | 0 | 0 | 0 | 152.162 | 148.6206 | 393.9098 | 393.9098 | 0 | 0 | 0 | 0 | 0 | 15.4368 | 96.8435 | 100.3653 | 0 | 0 | 0 | 0 | 101.9586 | -27.4268 | -28.5165 | -20.8976 | 0.41443 | 0.40564 | 0.38939 | 0.37001 | 42.2544 | -11.1253 | -11.104 | -7.7323
3 | 28 | 24 | 402.3309 | 410.5674 | 421.0295 | 429.8455 | 0 | 0 | 0 | 0 | 164.7706 | 289.5572 | 0 | 0 | 0 | 0 | 0 | 0 | 139.9806 | 137.1302 | 362.4014 | 362.4014 | 0 | 0 | 0 | 0 | 0 | 16.1983 | 39.7199 | 30.598 | 0 | 0 | 0 | 0 | 97.5797 | -32.3183 | 18.9082 | 36.8461 | 0.41271 | 0.40699 | 0.38318 | 0.36432 | 40.2719 | -13.1532 | 7.2453 | 13.4236
3 | 29 | 1 | 383.9924 | 390.0587 | 397.9882 | 404.491 | 0 | 0 | 0 | 0 | 135.4403 | 320.9138 | 0 | 0 | 0 | 0 | 0 | 0 | 150.9287 | 128.3543 | 319.4507 | 319.4507 | 0 | 0 | 0 | 0 | 0 | 22.0124 | 172.622 | 17.9447 | 0 | 0 | 0 | 0 | 97.6234 | -81.2218 | -94.0845 | 67.0957 | 0.41329 | 0.40425 | 0.37696 | 0.36409 | 40.3463 | -32.8338 | -35.4657 | 24.4287
3 | 29 | 2 | 374.9352 | 379.2109 | 385.1322 | 389.8647 | 0 | 0 | 0 | 0 | 128.7754 | 295.6114 | 0 | 0 | 0 | 0 | 0 | 0 | 167.7058 | 135.1423 | 329.9048 | 329.9048 | 0 | 0 | 0 | 0 | 0 | 1.3037 | 100.3496 | -12.2009 | 0 | 0 | 0 | 0 | 78.454 | -52.8465 | -45.1221 | 72.1608 | 0.41212 | 0.40593 | 0.37263 | 0.36396 | 32.3325 | -21.452 | -16.8137 | 26.2634
3 | 29 | 3 | 372.4882 | 375.0976 | 379.1931 | 382.3368 | 0 | 0 | 0 | 0 | 133.021 | 264.9873 | 0 | 0 | 0 | 0 | 0 | 0 | 160.6495 | 127.2161 | 316.2379 | 316.2379 | 0 | 0 | 0 | 0 | 0 | 6.3154 | 78.9787 | -4.0191 | 0 | 0 | 0 | 0 | 78.8177 | -23.4212 | -16.0235 | 70.1179 | 0.41162 | 0.4062 | 0.3735 | 0.36453 | 32.4427 | -9.5137 | -5.9848 | 25.5599
3 | 29 | 4 | 381.5753 | 383.1108 | 386.0539 | 388.169 | 0 | 0 | 0 | 0 | 132.3318 | 260.9462 | 0 | 0 | 0 | 0 | 0 | 0 | 148.7381 | 113.4644 | 284.3761 | 284.3761 | 0 | 0 | 0 | 0 | 0 | 3.0435 | 118.0004 | -5.1361 | 0 | 0 | 0 | 0 | 100.5054 | 5.6567 | -16.3225 | 108.9291 | 0.4116 | 0.40613 | 0.376 | 0.36469 | 41.3678 | 2.2974 | -6.1372 | 39.7254
3 | 29 | 5 | 412.2593 | 413.093 | 415.3746 | 416.8801 | 0 | 0 | 0 | 0 | 154.5477 | 285.1365 | 0 | 0 | 0 | 0 | 0 | 0 | 156.5972 | 124.6742 | 270.9761 | 270.9761 | 0 | 0 | 0 | 0 | 0 | 14.6516 | 194.1867 | -18.7282 | 0 | 0 | 0 | 0 | 101.1144 | -11.3692 | -49.7882 | 164.6322 | 0.41177 | 0.4071 | 0.37726 | 0.36626 | 41.6359 | -4.6284 | -18.7829 | 60.2975
3 | 29 | 6 | 467.3309 | 468.3022 | 470.9972 | 472.8985 | 0 | 0 | 0 | 0 | 194.8814 | 290.9574 | 0 | 0 | 0 | 0 | 0 | 0 | 165.2256 | 129.0286 | 253.2603 | 253.2608 | 0 | 0 | 0 | 0 | 0 | 47.6126 | 204.2835 | 129.1331 | 0 | 0 | 0 | 0 | 107.2239 | 0.7036 | 13.4534 | 90.5045 | 0.41056 | 0.40853 | 0.38849 | 0.36647 | 44.0224 | 0.28744 | 5.2265 | 33.1673
3 | 29 | 7 | 498.5507 | 498.8373 | 501.1083 | 502.8683 | 0 | 0 | 0 | 0 | 200.6375 | 291.8261 | 0 | 0 | 0 | 0 | 0 | 0 | 208.737 | 217.8789 | 472.4641 | 473.0874 | 0 | 0 | 0 | 0 | 0 | 12.5244 | 34.4372 | 52.8537 | 0 | 0 | 0 | 0 | 89.1763 | -23.3921 | -5.793 | -23.0728 | 0.41103 | 0.41035 | 0.39423 | 0.37873 | 36.6538 | -9.5989 | -2.2838 | -8.7384
3 | 29 | 8 | 506.9751 | 507.006 | 509.4541 | 511.8766 | 0 | 0 | 0 | 0 | 183.4929 | 241.0502 | 0 | 0 | 0 | 0 | 0 | 0 | 294.912 | 413.5005 | 846.8851 | 861.8144 | 0 | 0 | 0 | 0 | 0 | -7.5632 | 26.1536 | 66.6576 | 0 | 0 | 0 | 0 | 28.5702 | -139.9815 | -363.5846 | -416.5954 | 0.409 | 0.28561 | 0.40476 | 0.39541 | 11.6853 | -39.9804 | -147.1652 | -164.7257
3 | 29 | 9 | 517.2183 | 517.828 | 521.3634 | 525.2337 | 0 | 0 | 0 | 0 | 160.8081 | 219.2102 | 0 | 0 | 0 | 0 | 0 | 0 | 388.9154 | 579.5743 | 1074.0429 | 1106.2374 | 0 | 0 | 0 | 0 | 0 | -19.1173 | -87.8082 | -122.222 | 0 | 0 | 0 | 0 | -32.5052 | -261.8391 | -464.8712 | -458.7818 | 0.40919 | 0.27247 | 0.26264 | 0.26837 | -13.3008 | -71.3446 | -122.0956 | -123.1224
3 | 29 | 10 | 524.1277 | 524.6956 | 528.1607 | 531.9032 | 0 | 0 | 0 | 0 | 150.5797 | 191.4629 | 0 | 0 | 0 | 0 | 0 | 0 | 432.2718 | 671.4423 | 1222.0332 | 1266.9796 | 0 | 0 | 0 | 0 | 0 | -51.629 | -254.6209 | -264.7743 | 0 | 0 | 0 | 0 | -58.7237 | -286.5806 | -439.2516 | -470.302 | 0.40293 | 0.26868 | 0.26582 | 0.087318 | -23.6613 | -76.9973 | -116.761 | -41.0656
3 | 29 | 11 | 527.7182 | 528.4602 | 531.8345 | 535.1376 | 0 | 0 | 0 | 0 | 143.0497 | 193.0281 | 0 | 0 | 0 | 0 | 0 | 0 | 458.2096 | 719.4444 | 1279.6805 | 1331.6574 | 0 | 0 | 0 | 0 | 0 | -48.4701 | -257.1605 | -272.4951 | 0 | 0 | 0 | 0 | -73.5411 | -335.5422 | -490.6855 | -524.0246 | 0.39688 | 0.26972 | 0.26885 | 0 | -29.1868 | -90.5023 | -131.9232 | 0
3 | 29 | 12 | 527.5225 | 528.5245 | 531.9687 | 535.0734 | 0 | 0 | 0 | 0 | 132.6438 | 187.7813 | 0 | 0 | 0 | 0 | 0 | 0 | 461.5691 | 732.4602 | 1304.2053 | 1360.5279 | 0 | 0 | 0 | 0 | 0 | -58.5202 | -328.6953 | -332.0504 | 0 | 0 | 0 | 0 | -66.6904 | -333.1968 | -443.5413 | -493.4041 | 0.3979 | 0.26972 | 0.26972 | 0 | -26.5359 | -89.8697 | -119.6314 | 0
3 | 29 | 13 | 531.9515 | 534.101 | 538.7433 | 542.8046 | 0 | 0 | 0 | 0 | 130.3447 | 189.5396 | 0 | 0 | 0 | 0 | 0 | 0 | 440.2483 | 715.8835 | 1302.7765 | 1359.9802 | 0 | 0 | 0 | 0 | 0 | -59.768 | -332.5605 | -355.9274 | 0 | 0 | 0 | 0 | -38.6415 | -311.5541 | -431.4726 | -461.2482 | 0.39853 | 0.26972 | 0.26972 | 0 | -15.3997 | -84.0322 | -116.3763 | 0
3 | 29 | 14 | 529.1657 | 531.8612 | 537.1239 | 541.7702 | 0 | 0 | 0 | 0 | 143.4532 | 187.4094 | 0 | 0 | 0 | 0 | 0 | 0 | 413.8491 | 679.6565 | 1275.6286 | 1328.8156 | 0 | 0 | 0 | 0 | 0 | -59.7798 | -324.87 | -231.0201 | 0 | 0 | 0 | 0 | -28.1365 | -275.4249 | -413.6347 | -556.0254 | 0.39819 | 0.26972 | 0.26972 | 0 | -11.2036 | -74.2875 | -111.565 | 0
3 | 29 | 15 | 522.0974 | 525.3981 | 531.2744 | 536.4355 | 0 | 0 | 0 | 0 | 150.9493 | 194.9474 | 0 | 0 | 0 | 0 | 0 | 0 | 394.0057 | 630.6771 | 1216.6654 | 1263.0715 | 0 | 0 | 0 | 0 | 0 | -39.9497 | -183.8028 | -142.3619 | 0 | 0 | 0 | 0 | -22.8577 | -260.2768 | -501.5883 | -584.2741 | 0.40065 | 0.26972 | 0.26972 | 0 | -9.1579 | -70.2017 | -135.2878 | 0
3 | 29 | 16 | 518.3467 | 523.6512 | 531.7308 | 538.8543 | 0 | 0 | 0 | 0 | 157.0773 | 204.1826 | 0 | 0 | 0 | 0 | 0 | 0 | 376.5311 | 575.4462 | 1111.9283 | 1149.8177 | 0 | 0 | 0 | 0 | 0 | -10.4521 | -50.0801 | -18.3276 | 0 | 0 | 0 | 0 | -15.2617 | -245.5254 | -530.1173 | -592.6358 | 0.40929 | 0.26149 | 0.26306 | 0.18532 | -6.2465 | -64.2014 | -139.4529 | -109.8268
3 | 29 | 17 | 510.1699 | 517.682 | 528.1349 | 537.329 | 0 | 0 | 0 | 0 | 176.6352 | 214.2402 | 0 | 0 | 0 | 0 | 0 | 0 | 332.7301 | 449.6132 | 869.5694 | 892.371 | 0 | 0 | 0 | 0 | 0 | -1.665 | 11.1998 | 12.8421 | 0 | 0 | 0 | 0 | 0.80468 | -144.5064 | -352.6343 | -367.8842 | 0.40752 | 0.28291 | 0.38057 | 0.3842 | 0.32792 | -40.8825 | -134.2029 | -141.3406
3 | 29 | 18 | 503.3996 | 512.5651 | 524.8051 | 535.5702 | 0 | 0 | 0 | 0 | 203.8247 | 273.539 | 0 | 0 | 0 | 0 | 0 | 0 | 244.007 | 226.2773 | 398.5296 | 402.5041 | 0 | 0 | 0 | 0 | 0 | -2.1736 | -0.080987 | 93.8667 | 0 | 0 | 0 | 0 | 55.568 | 14.9224 | 126.3565 | 39.1994 | 0.40644 | 0.41154 | 0.3922 | 0.38465 | 22.5852 | 6.1412 | 49.5575 | 15.078
3 | 29 | 19 | 534.2343 | 545.5749 | 560.2868 | 573.1685 | 0 | 0 | 0 | 0 | 212.9991 | 297.8388 | 0 | 0 | 0 | 0 | 0 | 0 | 180.5422 | 94.5692 | 179.7973 | 179.7989 | 0 | 0 | 0 | 0 | 0 | 17.8329 | -5.7589 | 204.5676 | 0 | 0 | 0 | 0 | 140.6931 | 135.3339 | 386.2484 | 188.802 | 0.41784 | 0.42049 | 0.40026 | 0.38866 | 58.7877 | 56.907 | 154.6008 | 73.3798
3 | 29 | 20 | 546.8441 | 558.9617 | 574.4773 | 587.9419 | 0 | 0 | 0 | 0 | 217.5709 | 311.6572 | 0 | 0 | 0 | 0 | 0 | 0 | 164.4682 | 80.9962 | 216.0403 | 216.0403 | 0 | 0 | 0 | 0 | 0 | 48.3718 | 29.6618 | 140.2614 | 0 | 0 | 0 | 0 | 164.805 | 117.9365 | 328.7752 | 231.6402 | 0.41669 | 0.42192 | 0.40093 | 0.38937 | 68.6725 | 49.7603 | 131.8148 | 90.1934
3 | 29 | 21 | 523.8188 | 535.5986 | 550.5418 | 563.3798 | 0 | 0 | 0 | 0 | 217.9036 | 318.2422 | 0 | 0 | 0 | 0 | 0 | 0 | 130.7475 | 59.1802 | 224.2706 | 224.2706 | 0 | 0 | 0 | 0 | 0 | 28.5664 | 92.9019 | 233.6221 | 0 | 0 | 0 | 0 | 175.1677 | 129.6098 | 233.3693 | 105.4871 | 0.40725 | 0.41222 | 0.39727 | 0.38658 | 71.3362 | 53.4281 | 92.7103 | 40.7788
3 | 29 | 22 | 482.6476 | 493.8805 | 508.0329 | 520.1607 | 0 | 0 | 0 | 0 | 209.9779 | 342.2469 | 0 | 0 | 0 | 0 | 0 | 0 | 108.7831 | 43.8444 | 207.9471 | 207.9471 | 0 | 0 | 0 | 0 | 0 | 16.6587 | 40.6871 | 100.7994 | 0 | 0 | 0 | 0 | 163.8866 | 91.1305 | 259.3986 | 211.4142 | 0.4092 | 0.40681 | 0.39436 | 0.38072 | 67.0628 | 37.0725 | 102.2969 | 80.4902
3 | 29 | 23 | 430.1072 | 440.226 | 452.924 | 463.7667 | 0 | 0 | 0 | 0 | 184.6703 | 312.5633 | 0 | 0 | 0 | 0 | 0 | 0 | 111.1745 | 47.1732 | 203.3883 | 203.3883 | 0 | 0 | 0 | 0 | 0 | 15.4368 | 96.8435 | 100.3653 | 0 | 0 | 0 | 0 | 134.2623 | 65.0526 | 152.6923 | 160.0131 | 0.41443 | 0.40564 | 0.38939 | 0.37001 | 55.6419 | 26.3878 | 59.4568 | 59.2063
3 | 29 | 24 | 401.1706 | 409.3692 | 419.7853 | 428.5614 | 0 | 0 | 0 | 0 | 164.7706 | 289.5572 | 0 | 0 | 0 | 0 | 0 | 0 | 92.2427 | 41.4858 | 217.4501 | 217.4501 | 0 | 0 | 0 | 0 | 0 | 16.1983 | 39.7199 | 30.598 | 0 | 0 | 0 | 0 | 144.1573 | 62.1279 | 162.6152 | 180.5133 | 0.41271 | 0.40699 | 0.38318 | 0.36432 | 59.4949 | 25.2854 | 62.3111 | 65.7639
3 | 30 | 1 | 386.5305 | 392.6798 | 400.7101 | 407.3001 | 0 | 0 | 0 | 0 | 135.4403 | 320.9138 | 0 | 0 | 0 | 0 | 0 | 0 | 73.498 | 31.1567 | 206.5563 | 206.5563 | 0 | 0 | 0 | 0 | 0 | 22.0124 | 172.622 | 17.9447 | 0 | 0 | 0 | 0 | 177.5922 | 18.5969 | 21.5318 | 182.7992 | 0.41329 | 0.40425 | 0.37696 | 0.36409 | 73.3962 | 7.5178 | 8.1165 | 66.5548
3 | 30 | 2 | 377.4732 | 381.8321 | 387.8541 | 392.6737 | 0 | 0 | 0 | 0 | 128.7754 | 295.6114 | 0 | 0 | 0 | 0 | 0 | 0 | 64.7345 | 31.2246 | 183.5752 | 183.5752 | 0 | 0 | 0 | 0 | 0 | 1.3037 | 100.3496 | -12.2009 | 0 | 0 | 0 | 0 | 183.9634 | 53.6924 | 103.9293 | 221.2993 | 0.41212 | 0.40593 | 0.37263 | 0.36396 | 75.815 | 21.7954 | 38.7268 | 80.5435
3 | 30 | 3 | 367.6841 | 370.1362 | 374.041 | 377.0197 | 0 | 0 | 0 | 0 | 133.021 | 264.9873 | 0 | 0 | 0 | 0 | 0 | 0 | 57.0436 | 44.5671 | 176.9922 | 176.9922 | 0 | 0 | 0 | 0 | 0 | 6.3154 | 78.9787 | -4.0191 | 0 | 0 | 0 | 0 | 177.6195 | 54.2664 | 118.0702 | 204.0466 | 0.41162 | 0.4062 | 0.3735 | 0.36453 | 73.1112 | 22.043 | 44.0993 | 74.3806
3 | 30 | 4 | 370.8974 | 372.0834 | 374.6026 | 376.3511 | 0 | 0 | 0 | 0 | 132.3318 | 260.9462 | 0 | 0 | 0 | 0 | 0 | 0 | 55.4597 | 51.1745 | 176.8182 | 176.8182 | 0 | 0 | 0 | 0 | 0 | 3.0435 | 118.0004 | -5.1361 | 0 | 0 | 0 | 0 | 183.1059 | 56.9191 | 79.7841 | 204.6691 | 0.4116 | 0.40613 | 0.376 | 0.36469 | 75.366 | 23.1167 | 29.9987 | 74.6408
3 | 30 | 5 | 397.5567 | 397.9092 | 399.6072 | 400.6079 | 0 | 0 | 0 | 0 | 154.5477 | 285.1365 | 0 | 0 | 0 | 0 | 0 | 0 | 52.012 | 44.7451 | 167.658 | 167.658 | 0 | 0 | 0 | 0 | 0 | 14.6516 | 194.1867 | -18.7282 | 0 | 0 | 0 | 0 | 190.997 | 53.3761 | 37.7625 | 251.6781 | 0.41177 | 0.4071 | 0.37726 | 0.36626 | 78.6469 | 21.7294 | 14.2462 | 92.1785
3 | 30 | 6 | 446.0475 | 446.3222 | 448.1725 | 449.3429 | 0 | 0 | 0 | 0 | 194.8814 | 290.9574 | 0 | 0 | 0 | 0 | 0 | 0 | 47.2449 | 41.9582 | 166.6306 | 166.6312 | 0 | 0 | 0 | 0 | 0 | 47.6126 | 204.2835 | 129.1331 | 0 | 0 | 0 | 0 | 203.9212 | 65.7941 | 77.2584 | 153.5786 | 0.41056 | 0.40853 | 0.38849 | 0.36647 | 83.7229 | 26.8787 | 30.0138 | 56.2821
3 | 30 | 7 | 479.2435 | 478.898 | 480.4027 | 481.4997 | 0 | 0 | 0 | 0 | 200.6375 | 291.8261 | 0 | 0 | 0 | 0 | 0 | 0 | 86.0637 | 137.4027 | 404.2611 | 404.9032 | 0 | 0 | 0 | 0 | 0 | 12.5244 | 34.4372 | 52.8537 | 0 | 0 | 0 | 0 | 192.5423 | 37.1449 | 41.7043 | 23.7428 | 0.41103 | 0.41035 | 0.39423 | 0.37873 | 79.1398 | 15.2423 | 16.4412 | 8.9921
3 | 30 | 8 | 495.0825 | 494.7242 | 496.7002 | 498.7143 | 0 | 0 | 0 | 0 | 183.4929 | 241.0502 | 0 | 0 | 0 | 0 | 0 | 0 | 159.8055 | 311.1622 | 774.3295 | 788.7676 | 0 | 0 | 0 | 0 | 0 | -7.5632 | 26.1536 | 66.6576 | 0 | 0 | 0 | 0 | 151.7842 | -49.9251 | -303.783 | -356.7109 | 0.409 | 0.28561 | 0.40476 | 0.39541 | 62.0801 | -14.2592 | -122.9598 | -141.0468
3 | 30 | 9 | 506.2684 | 506.5197 | 509.6205 | 513.1148 | 0 | 0 | 0 | 0 | 160.8081 | 219.2102 | 0 | 0 | 0 | 0 | 0 | 0 | 229.8937 | 468.9338 | 1068.1069 | 1099.4055 | 0 | 0 | 0 | 0 | 0 | -19.1173 | -87.8082 | -122.222 | 0 | 0 | 0 | 0 | 115.5667 | -162.5069 | -470.6782 | -464.0687 | 0.40919 | 0.27247 | 0.26264 | 0.26837 | 47.2889 | -44.2791 | -123.6208 | -124.5412
3 | 30 | 10 | 519.6861 | 520.1086 | 523.3975 | 526.9874 | 0 | 0 | 0 | 0 | 150.5797 | 191.4629 | 0 | 0 | 0 | 0 | 0 | 0 | 278.3247 | 569.4644 | 1227.5928 | 1271.6399 | 0 | 0 | 0 | 0 | 0 | -51.629 | -254.6209 | -264.7743 | 0 | 0 | 0 | 0 | 90.7818 | -189.1897 | -449.5744 | -479.8782 | 0.40293 | 0.26868 | 0.26582 | 0.087318 | 36.5784 | -50.8307 | -119.505 | -41.9018
3 | 30 | 11 | 523.331 | 523.9294 | 527.1296 | 530.2821 | 0 | 0 | 0 | 0 | 143.0497 | 193.0281 | 0 | 0 | 0 | 0 | 0 | 0 | 303.889 | 607.4269 | 1261.1763 | 1312.8676 | 0 | 0 | 0 | 0 | 0 | -48.4701 | -257.1605 | -272.4951 | 0 | 0 | 0 | 0 | 76.3923 | -228.0555 | -476.8861 | -510.0904 | 0.39688 | 0.26972 | 0.26885 | 0 | 30.3184 | -61.511 | -128.2132 | 0
3 | 30 | 12 | 524.0055 | 524.8924 | 528.197 | 531.1809 | 0 | 0 | 0 | 0 | 132.6438 | 187.7813 | 0 | 0 | 0 | 0 | 0 | 0 | 315.2452 | 616.3691 | 1264.4913 | 1319.4137 | 0 | 0 | 0 | 0 | 0 | -58.5202 | -328.6953 | -332.0504 | 0 | 0 | 0 | 0 | 76.1165 | -220.7378 | -407.599 | -456.1824 | 0.3979 | 0.26972 | 0.26972 | 0 | 30.2865 | -59.5373 | -109.9371 | 0
3 | 30 | 13 | 525.4976 | 527.4358 | 531.822 | 535.6617 | 0 | 0 | 0 | 0 | 130.3447 | 189.5396 | 0 | 0 | 0 | 0 | 0 | 0 | 330.5059 | 616.5744 | 1260.5653 | 1316.2057 | 0 | 0 | 0 | 0 | 0 | -59.768 | -332.5605 | -355.9274 | 0 | 0 | 0 | 0 | 64.6471 | -218.9102 | -396.1827 | -424.6166 | 0.39853 | 0.26972 | 0.26972 | 0 | 25.7636 | -59.0444 | -106.8579 | 0
3 | 30 | 14 | 521.461 | 523.9042 | 528.8611 | 533.2428 | 0 | 0 | 0 | 0 | 143.4532 | 187.4094 | 0 | 0 | 0 | 0 | 0 | 0 | 347.7408 | 593.9585 | 1214.6614 | 1268.0357 | 0 | 0 | 0 | 0 | 0 | -59.7798 | -324.87 | -231.0201 | 0 | 0 | 0 | 0 | 30.2669 | -197.6839 | -360.9303 | -503.7728 | 0.39819 | 0.26972 | 0.26972 | 0 | 12.0519 | -53.3192 | -97.3497 | 0
3 | 30 | 15 | 517.3838 | 520.5303 | 526.2195 | 531.2188 | 0 | 0 | 0 | 0 | 150.9493 | 194.9474 | 0 | 0 | 0 | 0 | 0 | 0 | 343.6807 | 555.1547 | 1180.5612 | 1228.1912 | 0 | 0 | 0 | 0 | 0 | -39.9497 | -183.8028 | -142.3619 | 0 | 0 | 0 | 0 | 22.7538 | -189.6222 | -470.539 | -554.6106 | 0.40065 | 0.26972 | 0.26972 | 0 | 9.1163 | -51.1448 | -126.9132 | 0
3 | 30 | 16 | 511.5121 | 516.5929 | 524.4013 | 531.29 | 0 | 0 | 0 | 0 | 157.0773 | 204.1826 | 0 | 0 | 0 | 0 | 0 | 0 | 315.8736 | 468.8931 | 1061.7508 | 1098.9211 | 0 | 0 | 0 | 0 | 0 | -10.4521 | -50.0801 | -18.3276 | 0 | 0 | 0 | 0 | 38.5612 | -146.0307 | -487.2694 | -549.3034 | 0.40929 | 0.26149 | 0.26306 | 0.18532 | 15.7828 | -38.185 | -128.1813 | -101.7965
3 | 30 | 17 | 506.4898 | 513.8814 | 524.1882 | 533.2559 | 0 | 0 | 0 | 0 | 176.6352 | 214.2402 | 0 | 0 | 0 | 0 | 0 | 0 | 292.0124 | 363.7288 | 852.4901 | 874.3215 | 0 | 0 | 0 | 0 | 0 | -1.665 | 11.1998 | 12.8421 | 0 | 0 | 0 | 0 | 37.8422 | -62.4226 | -339.5017 | -353.9077 | 0.40752 | 0.28291 | 0.38057 | 0.3842 | 15.4213 | -17.6601 | -129.205 | -135.9709
3 | 30 | 18 | 496.2569 | 505.1885 | 517.145 | 527.6648 | 0 | 0 | 0 | 0 | 203.8247 | 273.539 | 0 | 0 | 0 | 0 | 0 | 0 | 216.3126 | 176.7011 | 436.8323 | 440.5948 | 0 | 0 | 0 | 0 | 0 | -2.1736 | -0.080987 | 93.8667 | 0 | 0 | 0 | 0 | 76.1195 | 57.122 | 80.3936 | -6.7966 | 0.40644 | 0.41154 | 0.3922 | 0.38465 | 30.9382 | 23.508 | 31.5307 | -2.6143
3 | 30 | 19 | 516.0329 | 526.7777 | 540.7672 | 553.0239 | 0 | 0 | 0 | 0 | 212.9991 | 297.8388 | 0 | 0 | 0 | 0 | 0 | 0 | 192.7658 | 67.5756 | 153.5197 | 153.5215 | 0 | 0 | 0 | 0 | 0 | 17.8329 | -5.7589 | 204.5676 | 0 | 0 | 0 | 0 | 110.268 | 143.5303 | 393.0064 | 194.9348 | 0.41784 | 0.42049 | 0.40026 | 0.38866 | 46.0748 | 60.3535 | 157.3058 | 75.7634
3 | 30 | 20 | 525.3977 | 536.8132 | 551.4775 | 564.2057 | 0 | 0 | 0 | 0 | 217.5709 | 311.6572 | 0 | 0 | 0 | 0 | 0 | 0 | 191.2043 | 71.1058 | 187.9689 | 187.9689 | 0 | 0 | 0 | 0 | 0 | 48.3718 | 29.6618 | 140.2614 | 0 | 0 | 0 | 0 | 116.6225 | 105.6784 | 333.8468 | 235.9754 | 0.41669 | 0.42192 | 0.40093 | 0.38937 | 48.5954 | 44.5883 | 133.8481 | 91.8814
3 | 30 | 21 | 506.2157 | 517.4192 | 531.6637 | 543.8973 | 0 | 0 | 0 | 0 | 217.9036 | 318.2422 | 0 | 0 | 0 | 0 | 0 | 0 | 197.8296 | 75.2037 | 215.0431 | 215.0431 | 0 | 0 | 0 | 0 | 0 | 28.5664 | 92.9019 | 233.6221 | 0 | 0 | 0 | 0 | 90.4825 | 95.4069 | 223.7187 | 95.232 | 0.40725 | 0.41222 | 0.39727 | 0.38658 | 36.8486 | 39.3289 | 88.8764 | 36.8144
3 | 30 | 22 | 475.5954 | 486.5975 | 500.47 | 512.3557 | 0 | 0 | 0 | 0 | 209.9779 | 342.2469 | 0 | 0 | 0 | 0 | 0 | 0 | 210.2928 | 79.0236 | 235.9167 | 235.9167 | 0 | 0 | 0 | 0 | 0 | 16.6587 | 40.6871 | 100.7994 | 0 | 0 | 0 | 0 | 55.3247 | 48.6683 | 223.8661 | 175.6396 | 0.4092 | 0.40681 | 0.39436 | 0.38072 | 22.639 | 19.7986 | 88.2843 | 66.87
3 | 30 | 23 | 432.8265 | 443.0343 | 455.8403 | 466.7763 | 0 | 0 | 0 | 0 | 184.6703 | 312.5633 | 0 | 0 | 0 | 0 | 0 | 0 | 211.2918 | 88.5787 | 279.9211 | 279.9211 | 0 | 0 | 0 | 0 | 0 | 15.4368 | 96.8435 | 100.3653 | 0 | 0 | 0 | 0 | 36.8644 | 26.4555 | 79.0758 | 86.4899 | 0.41443 | 0.40564 | 0.38939 | 0.37001 | 15.2776 | 10.7313 | 30.7913 | 32.002
3 | 30 | 24 | 397.8168 | 405.9056 | 416.1885 | 424.8495 | 0 | 0 | 0 | 0 | 164.7706 | 289.5572 | 0 | 0 | 0 | 0 | 0 | 0 | 211.4053 | 97.469 | 311.7373 | 311.7373 | 0 | 0 | 0 | 0 | 0 | 16.1983 | 39.7199 | 30.598 | 0 | 0 | 0 | 0 | 21.6409 | 2.6811 | 64.7312 | 82.5142 | 0.41271 | 0.40699 | 0.38318 | 0.36432 | 8.9314 | 1.0912 | 24.8038 | 30.0613
3 | 31 | 1 | 376.0882 | 381.8958 | 389.5115 | 395.743 | 0 | 0 | 0 | 0 | 135.4403 | 320.9138 | 0 | 0 | 0 | 0 | 0 | 0 | 214.8154 | 113.0668 | 330.3965 | 330.3965 | 0 | 0 | 0 | 0 | 0 | 22.0124 | 172.622 | 17.9447 | 0 | 0 | 0 | 0 | 25.8325 | -74.0973 | -113.507 | 47.4018 | 0.41329 | 0.40425 | 0.37696 | 0.36409 | 10.6762 | -29.9537 | -42.7872 | 17.2584
3 | 31 | 2 | 365.4356 | 369.4004 | 374.9447 | 379.3509 | 0 | 0 | 0 | 0 | 128.7754 | 295.6114 | 0 | 0 | 0 | 0 | 0 | 0 | 195.5034 | 114.7393 | 338.2569 | 338.2569 | 0 | 0 | 0 | 0 | 0 | 1.3037 | 100.3496 | -12.2009 | 0 | 0 | 0 | 0 | 41.1569 | -42.254 | -63.6618 | 53.2949 | 0.41212 | 0.40593 | 0.37263 | 0.36396 | 16.9616 | -17.1522 | -23.7221 | 19.3971
3 | 31 | 3 | 356.698 | 358.7905 | 362.2592 | 364.8607 | 0 | 0 | 0 | 0 | 133.021 | 264.9873 | 0 | 0 | 0 | 0 | 0 | 0 | 178.806 | 110.0329 | 331.4903 | 331.4903 | 0 | 0 | 0 | 0 | 0 | 6.3154 | 78.9787 | -4.0191 | 0 | 0 | 0 | 0 | 44.871 | -22.5451 | -48.2098 | 37.3895 | 0.41162 | 0.4062 | 0.3735 | 0.36453 | 18.4697 | -9.1578 | -18.0064 | 13.6295
3 | 31 | 4 | 356.4668 | 357.1804 | 359.1269 | 360.3799 | 0 | 0 | 0 | 0 | 132.3318 | 260.9462 | 0 | 0 | 0 | 0 | 0 | 0 | 173.0335 | 99.845 | 303.5605 | 303.5605 | 0 | 0 | 0 | 0 | 0 | 3.0435 | 118.0004 | -5.1361 | 0 | 0 | 0 | 0 | 51.1014 | -6.6544 | -62.4339 | 61.9555 | 0.4116 | 0.40613 | 0.376 | 0.36469 | 21.0333 | -2.7025 | -23.4751 | 22.5946
3 | 31 | 5 | 365.6136 | 364.9204 | 365.3506 | 365.2544 | 0 | 0 | 0 | 0 | 154.5477 | 285.1365 | 0 | 0 | 0 | 0 | 0 | 0 | 168.7615 | 87.0472 | 260.208 | 260.208 | 0 | 0 | 0 | 0 | 0 | 14.6516 | 194.1867 | -18.7282 | 0 | 0 | 0 | 0 | 42.3044 | -21.9148 | -89.0441 | 123.7746 | 0.41177 | 0.4071 | 0.37726 | 0.36626 | 17.4197 | -8.9215 | -33.5924 | 45.3332
3 | 31 | 6 | 381.5812 | 379.7456 | 379.0371 | 377.9939 | 0 | 0 | 0 | 0 | 194.8814 | 290.9574 | 0 | 0 | 0 | 0 | 0 | 0 | 167.1473 | 93.9639 | 257.2344 | 257.2352 | 0 | 0 | 0 | 0 | 0 | 47.6126 | 204.2835 | 129.1331 | 0 | 0 | 0 | 0 | 19.5525 | -52.7882 | -82.4808 | -8.3744 | 0.41056 | 0.40853 | 0.38849 | 0.36647 | 8.0276 | -21.5655 | -32.0427 | -3.069
3 | 31 | 7 | 395.4699 | 392.3821 | 390.5617 | 388.7822 | 0 | 0 | 0 | 0 | 200.6375 | 291.8261 | 0 | 0 | 0 | 0 | 0 | 0 | 190.212 | 181.0667 | 471.0733 | 471.7812 | 0 | 0 | 0 | 0 | 0 | 12.5244 | 34.4372 | 52.8537 | 0 | 0 | 0 | 0 | 4.6203 | -93.035 | -114.9487 | -135.8527 | 0.41103 | 0.41035 | 0.39423 | 0.37873 | 1.8991 | -38.1767 | -45.3166 | -51.4516
3 | 31 | 8 | 421.3886 | 418.6179 | 417.6689 | 417.1526 | 0 | 0 | 0 | 0 | 183.4929 | 241.0502 | 0 | 0 | 0 | 0 | 0 | 0 | 239.3139 | 357.245 | 854.0283 | 869.0153 | 0 | 0 | 0 | 0 | 0 | -7.5632 | 26.1536 | 66.6576 | 0 | 0 | 0 | 0 | -1.4182 | -172.1141 | -462.513 | -518.5203 | 0.409 | 0.28561 | 0.40476 | 0.39541 | -0.58005 | -49.1579 | -187.2077 | -205.0277
3 | 31 | 9 | 441.8202 | 439.9618 | 440.5046 | 441.7859 | 0 | 0 | 0 | 0 | 160.8081 | 219.2102 | 0 | 0 | 0 | 0 | 0 | 0 | 291.9283 | 498.5399 | 1119.5036 | 1150.8865 | 0 | 0 | 0 | 0 | 0 | -19.1173 | -87.8082 | -122.222 | 0 | 0 | 0 | 0 | -10.9162 | -258.6709 | -591.1908 | -586.8786 | 0.40919 | 0.27247 | 0.26264 | 0.26837 | -4.4668 | -70.4814 | -155.2727 | -157.4995
3 | 31 | 10 | 454.6578 | 452.9516 | 453.6594 | 455.0165 | 0 | 0 | 0 | 0 | 150.5797 | 191.4629 | 0 | 0 | 0 | 0 | 0 | 0 | 332.7729 | 587.9433 | 1270.1534 | 1313.3679 | 0 | 0 | 0 | 0 | 0 | -51.629 | -254.6209 | -264.7743 | 0 | 0 | 0 | 0 | -28.6947 | -274.8255 | -561.8731 | -593.5771 | 0.40293 | 0.26868 | 0.26582 | 0.087318 | -11.5619 | -73.839 | -149.3561 | -51.8297
3 | 31 | 11 | 459.8618 | 458.3826 | 459.0636 | 460.0366 | 0 | 0 | 0 | 0 | 143.0497 | 193.0281 | 0 | 0 | 0 | 0 | 0 | 0 | 363.4244 | 637.6065 | 1328.7997 | 1379.2963 | 0 | 0 | 0 | 0 | 0 | -48.4701 | -257.1605 | -272.4951 | 0 | 0 | 0 | 0 | -46.6123 | -323.7819 | -612.5757 | -646.7645 | 0.39688 | 0.26972 | 0.26885 | 0 | -18.4994 | -87.3303 | -164.694 | 0
3 | 31 | 12 | 460.355 | 459.1583 | 459.9365 | 460.7348 | 0 | 0 | 0 | 0 | 132.6438 | 187.7813 | 0 | 0 | 0 | 0 | 0 | 0 | 375.456 | 654.5329 | 1347.6839 | 1401.232 | 0 | 0 | 0 | 0 | 0 | -58.5202 | -328.6953 | -332.0504 | 0 | 0 | 0 | 0 | -47.7448 | -324.6357 | -559.0521 | -608.4467 | 0.3979 | 0.26972 | 0.26972 | 0 | -18.9975 | -87.5606 | -150.7868 | 0
3 | 31 | 13 | 460.8862 | 460.7094 | 462.5311 | 464.1522 | 0 | 0 | 0 | 0 | 130.3447 | 189.5396 | 0 | 0 | 0 | 0 | 0 | 0 | 378.4318 | 654.2722 | 1344.8214 | 1399.1134 | 0 | 0 | 0 | 0 | 0 | -59.768 | -332.5605 | -355.9274 | 0 | 0 | 0 | 0 | -47.8902 | -323.3343 | -549.7297 | -579.0337 | 0.39853 | 0.26972 | 0.26972 | 0 | -19.0855 | -87.2096 | -148.2724 | 0
3 | 31 | 14 | 459.7502 | 460.1734 | 462.6809 | 464.9436 | 0 | 0 | 0 | 0 | 143.4532 | 187.4094 | 0 | 0 | 0 | 0 | 0 | 0 | 382.9349 | 630.5877 | 1316.8745 | 1368.4374 | 0 | 0 | 0 | 0 | 0 | -59.7798 | -324.87 | -231.0201 | 0 | 0 | 0 | 0 | -66.6379 | -298.0439 | -529.3236 | -672.4737 | 0.39819 | 0.26972 | 0.26972 | 0 | -26.5343 | -80.3883 | -142.7685 | 0
3 | 31 | 15 | 458.8819 | 460.1133 | 463.4805 | 466.471 | 0 | 0 | 0 | 0 | 150.9493 | 194.9474 | 0 | 0 | 0 | 0 | 0 | 0 | 401.3368 | 612.8832 | 1272.6254 | 1318.8508 | 0 | 0 | 0 | 0 | 0 | -39.9497 | -183.8028 | -142.3619 | 0 | 0 | 0 | 0 | -93.4042 | -307.7676 | -625.3422 | -710.0179 | 0.40065 | 0.26972 | 0.26972 | 0 | -37.4222 | -83.0109 | -168.6666 | 0
3 | 31 | 16 | 459.2827 | 462.6539 | 468.3892 | 473.4845 | 0 | 0 | 0 | 0 | 157.0773 | 204.1826 | 0 | 0 | 0 | 0 | 0 | 0 | 395.3758 | 548.9554 | 1152.4234 | 1188.013 | 0 | 0 | 0 | 0 | 0 | -10.4521 | -50.0801 | -18.3276 | 0 | 0 | 0 | 0 | -93.1703 | -280.032 | -633.9541 | -696.2008 | 0.40929 | 0.26149 | 0.26306 | 0.18532 | -38.1339 | -73.2244 | -166.7683 | -129.0194
3 | 31 | 17 | 459.6085 | 465.4654 | 473.9115 | 481.3694 | 0 | 0 | 0 | 0 | 176.6352 | 214.2402 | 0 | 0 | 0 | 0 | 0 | 0 | 356.285 | 437.9955 | 987.9084 | 1009.6067 | 0 | 0 | 0 | 0 | 0 | -1.665 | 11.1998 | 12.8421 | 0 | 0 | 0 | 0 | -73.3117 | -185.1053 | -525.1967 | -541.0794 | 0.40752 | 0.28291 | 0.38057 | 0.3842 | -29.8757 | -52.3685 | -199.8753 | -207.882
3 | 31 | 18 | 459.9447 | 467.6877 | 478.2029 | 487.4759 | 0 | 0 | 0 | 0 | 203.8247 | 273.539 | 0 | 0 | 0 | 0 | 0 | 0 | 268.6452 | 234.0804 | 586.9296 | 590.5895 | 0 | 0 | 0 | 0 | 0 | -2.1736 | -0.080987 | 93.8667 | 0 | 0 | 0 | 0 | -12.5252 | -37.7582 | -108.6458 | -196.9803 | 0.40644 | 0.41154 | 0.3922 | 0.38465 | -5.0908 | -15.539 | -42.6113 | -75.7684
3 | 31 | 19 | 484.0717 | 493.7702 | 506.4911 | 517.6504 | 0 | 0 | 0 | 0 | 212.9991 | 297.8388 | 0 | 0 | 0 | 0 | 0 | 0 | 214.7611 | 122.8685 | 382.4175 | 382.4195 | 0 | 0 | 0 | 0 | 0 | 17.8329 | -5.7589 | 204.5676 | 0 | 0 | 0 | 0 | 56.3115 | 55.23 | 129.8325 | -69.3367 | 0.41784 | 0.42049 | 0.40026 | 0.38866 | 23.5294 | 23.2238 | 51.9671 | -26.9484
3 | 31 | 20 | 498.0593 | 508.5799 | 522.1592 | 533.9486 | 0 | 0 | 0 | 0 | 217.5709 | 311.6572 | 0 | 0 | 0 | 0 | 0 | 0 | 222.3384 | 130.9151 | 390.1608 | 390.1608 | 0 | 0 | 0 | 0 | 0 | 48.3718 | 29.6618 | 140.2614 | 0 | 0 | 0 | 0 | 58.15 | 17.6358 | 102.3366 | 3.5265 | 0.41669 | 0.42192 | 0.40093 | 0.38937 | 24.2305 | 7.441 | 41.0295 | 1.3731
3 | 31 | 21 | 475.9585 | 486.1716 | 499.2152 | 510.4098 | 0 | 0 | 0 | 0 | 217.9036 | 318.2422 | 0 | 0 | 0 | 0 | 0 | 0 | 238.1673 | 157.7053 | 415.5243 | 415.5243 | 0 | 0 | 0 | 0 | 0 | 28.5664 | 92.9019 | 233.6221 | 0 | 0 | 0 | 0 | 19.8876 | -18.3422 | -9.211 | -138.7366 | 0.40725 | 0.41222 | 0.39727 | 0.38658 | 8.0991 | -7.5611 | -3.6593 | -53.6322
3 | 31 | 22 | 453.6414 | 463.9248 | 476.9259 | 488.0577 | 0 | 0 | 0 | 0 | 209.9779 | 342.2469 | 0 | 0 | 0 | 0 | 0 | 0 | 233.2804 | 164.3906 | 439.0664 | 439.0664 | 0 | 0 | 0 | 0 | 0 | 16.6587 | 40.6871 | 100.7994 | 0 | 0 | 0 | 0 | 10.383 | -59.3714 | -2.8277 | -51.8081 | 0.4092 | 0.40681 | 0.39436 | 0.38072 | 4.2488 | -24.1527 | -1.1151 | -19.7245
3 | 31 | 23 | 417.9427 | 427.6633 | 439.8785 | 450.3035 | 0 | 0 | 0 | 0 | 184.6703 | 312.5633 | 0 | 0 | 0 | 0 | 0 | 0 | 225.1951 | 161.6119 | 451.2086 | 451.2086 | 0 | 0 | 0 | 0 | 0 | 15.4368 | 96.8435 | 100.3653 | 0 | 0 | 0 | 0 | 8.0773 | -61.9487 | -108.1736 | -101.2705 | 0.41443 | 0.40564 | 0.38939 | 0.37001 | 3.3474 | -25.1287 | -42.1216 | -37.471
3 | 31 | 24 | 385.7248 | 393.4178 | 403.2208 | 411.4666 | 0 | 0 | 0 | 0 | 164.7706 | 289.5572 | 0 | 0 | 0 | 0 | 0 | 0 | 220.6922 | 154.2009 | 457.1069 | 457.1069 | 0 | 0 | 0 | 0 | 0 | 16.1983 | 39.7199 | 30.598 | 0 | 0 | 0 | 0 | 0.26204 | -66.5386 | -93.6061 | -76.2383 | 0.41271 | 0.40699 | 0.38318 | 0.36432 | 0.10815 | -27.0805 | -35.8681 | -27.7748
4 | 1 | 1 | 364.9592 | 371.0229 | 378.8799 | 385.3341 | 0 | 0 | 0 | 0 | 207.7209 | 354.0473 | 0 | 0 | 0 | 0 | 0 | 0 | 229.6535 | 153.5933 | 452.3725 | 452.3725 | 0 | 0 | 0 | 0 | 0 | 17.2174 | 80.4937 | 92.7827 | 0 | 0 | 0 | 0 | -72.4151 | -153.8351 | -153.9863 | -159.8212 | 0.4113 | 0.42149 | 0.41495 | 0.39673 | -29.7843 | -64.84 | -63.8966 | -63.4065
4 | 1 | 2 | 355.706 | 359.8397 | 365.5425 | 370.1073 | 0 | 0 | 0 | 0 | 200.0932 | 368.195 | 0 | 0 | 0 | 0 | 0 | 0 | 206.768 | 139.4362 | 450.3804 | 450.3804 | 0 | 0 | 0 | 0 | 0 | 10.784 | 101.2072 | 32.3793 | 0 | 0 | 0 | 0 | -51.1552 | -158.5756 | -186.0451 | -112.6525 | 0.41115 | 0.42158 | 0.41337 | 0.39654 | -21.0325 | -66.8517 | -76.9046 | -44.6707
4 | 1 | 3 | 349.0837 | 351.3866 | 355.0662 | 357.8692 | 0 | 0 | 0 | 0 | 195.5159 | 336.6699 | 0 | 0 | 0 | 0 | 0 | 0 | 193.5351 | 134.402 | 444.2533 | 444.2533 | 0 | 0 | 0 | 0 | 0 | 29.525 | 87.3319 | 2.284 | 0 | 0 | 0 | 0 | -39.9673 | -149.2104 | -176.519 | -88.668 | 0.41121 | 0.42135 | 0.41593 | 0.39646 | -16.4348 | -62.8692 | -73.419 | -35.1536
4 | 1 | 4 | 347.3304 | 347.8687 | 349.5915 | 350.6567 | 0 | 0 | 0 | 0 | 202.8388 | 338.5673 | 0 | 0 | 0 | 0 | 0 | 0 | 191.8718 | 127.8001 | 418.8083 | 418.8083 | 0 | 0 | 0 | 0 | 0 | 27.7899 | 64.9992 | -0.58569 | 0 | 0 | 0 | 0 | -47.3802 | -146.2886 | -134.216 | -67.5658 | 0.41164 | 0.4221 | 0.41529 | 0.39674 | -19.5034 | -61.7477 | -55.7384 | -26.8058
4 | 1 | 5 | 349.9997 | 348.2254 | 347.4013 | 346.1985 | 0 | 0 | 0 | 0 | 216.0697 | 317.6746 | 0 | 0 | 0 | 0 | 0 | 0 | 187.8919 | 117.5878 | 395.8143 | 395.8143 | 0 | 0 | 0 | 0 | 0 | 39.6625 | 160.8982 | 15.7924 | 0 | 0 | 0 | 0 | -53.9619 | -126.6994 | -209.3113 | -65.4082 | 0.41274 | 0.42228 | 0.41522 | 0.39874 | -22.2722 | -53.5028 | -86.9108 | -26.0812
4 | 1 | 6 | 359.1125 | 355.6949 | 353.1514 | 350.4872 | 0 | 0 | 0 | 0 | 215.8877 | 312.759 | 0 | 0 | 0 | 0 | 0 | 0 | 184.1765 | 109.4546 | 371.6637 | 371.6645 | 0 | 0 | 0 | 0 | 0 | 35.1494 | 126.1792 | 130.0965 | 0 | 0 | 0 | 0 | -40.9517 | -101.668 | -144.6916 | -151.2738 | 0.41319 | 0.42246 | 0.41499 | 0.39779 | -16.9209 | -42.9508 | -60.0456 | -60.1759
4 | 1 | 7 | 365.7806 | 360.7934 | 356.7588 | 353.0246 | 0 | 0 | 0 | 0 | 201.3115 | 277.6825 | 0 | 0 | 0 | 0 | 0 | 0 | 208.3998 | 185.4654 | 592.0511 | 592.7153 | 0 | 0 | 0 | 0 | 0 | 1.7698 | -14.1387 | -4.1349 | 0 | 0 | 0 | 0 | -43.9307 | -104.1243 | -221.1536 | -235.5559 | 0.41464 | 0.33736 | 0.33191 | 0.39149 | -18.2155 | -35.1272 | -73.4021 | -92.2168
4 | 1 | 8 | 393.4089 | 389.0186 | 386.1686 | 383.9724 | 0 | 0 | 0 | 0 | 175.757 | 238.4806 | 0 | 0 | 0 | 0 | 0 | 0 | 258.2251 | 328.4811 | 891.5553 | 904.4351 | 0 | 0 | 0 | 0 | 0 | -20.2091 | -108.5869 | 144.8219 | 0 | 0 | 0 | 0 | -40.5732 | -157.7341 | -396.7998 | -665.2846 | 0.41395 | 0.28029 | 0.32029 | 0.31141 | -16.7951 | -44.2119 | -127.0902 | -207.1754
4 | 1 | 9 | 411.9522 | 408.7445 | 407.6767 | 407.5369 | 0 | 0 | 0 | 0 | 158.3816 | 233.9566 | 0 | 0 | 0 | 0 | 0 | 0 | 306.0591 | 451.4836 | 1110.091 | 1138.2597 | 0 | 0 | 0 | 0 | 0 | -23.3262 | -133.2001 | -295.1736 | 0 | 0 | 0 | 0 | -52.4886 | -253.3695 | -569.2141 | -435.5492 | 0.39087 | 0 | 0.0068178 | 0 | -20.5163 | 0 | -3.8808 | 0
4 | 1 | 10 | 424.2155 | 421.4271 | 420.8211 | 421.026 | 0 | 0 | 0 | 0 | 149.6048 | 221.0261 | 0 | 0 | 0 | 0 | 0 | 0 | 338.6047 | 537.19 | 1242.2542 | 1282.2898 | 0 | 0 | 0 | 0 | 0 | -49.185 | -189.6622 | -311.133 | 0 | 0 | 0 | 0 | -63.9939 | -287.604 | -631.7709 | -550.1308 | 0.39163 | 0 | 0 | 0 | -25.0617 | 0 | 0 | 0
4 | 1 | 11 | 431.7868 | 429.3408 | 428.8487 | 428.7982 | 0 | 0 | 0 | 0 | 149.7512 | 224.9438 | 0 | 0 | 0 | 0 | 0 | 0 | 359.5161 | 573.12 | 1280.871 | 1327.109 | 0 | 0 | 0 | 0 | 0 | -51.5209 | -279.6756 | -321.2397 | 0 | 0 | 0 | 0 | -77.4805 | -317.2021 | -572.3467 | -577.0711 | 0.38888 | 0 | 0 | 0 | -30.1308 | 0 | 0 | 0
4 | 1 | 12 | 436.0782 | 434.0729 | 433.869 | 433.8136 | 0 | 0 | 0 | 0 | 147.239 | 216.5953 | 0 | 0 | 0 | 0 | 0 | 0 | 373.5744 | 596.7279 | 1303.1322 | 1353.489 | 0 | 0 | 0 | 0 | 0 | -53.0414 | -343.5826 | -318.603 | 0 | 0 | 0 | 0 | -84.7351 | -326.209 | -525.6805 | -601.0724 | 0.38632 | 0 | 0 | 0 | -32.7346 | 0 | 0 | 0
4 | 1 | 13 | 436.2443 | 435.3024 | 436.1912 | 437.0056 | 0 | 0 | 0 | 0 | 140.863 | 225.2486 | 0 | 0 | 0 | 0 | 0 | 0 | 380.3822 | 597.6289 | 1310.0673 | 1359.8211 | 0 | 0 | 0 | 0 | 0 | -51.75 | -336.4085 | -337.7346 | 0 | 0 | 0 | 0 | -85.0008 | -335.8251 | -537.4675 | -585.0809 | 0.38495 | 0 | 0 | 0 | -32.7213 | 0 | 0 | 0
4 | 1 | 14 | 438.0534 | 438.0947 | 440.1055 | 441.9494 | 0 | 0 | 0 | 0 | 144.1701 | 226.4632 | 0 | 0 | 0 | 0 | 0 | 0 | 422.871 | 607.8512 | 1286.4067 | 1334.198 | 0 | 0 | 0 | 0 | 0 | -51.7282 | -312.7438 | -262.649 | 0 | 0 | 0 | 0 | -128.9877 | -344.4914 | -533.5574 | -629.5996 | 0.38305 | 0 | 0 | 0 | -49.4083 | 0 | 0 | 0
4 | 1 | 15 | 439.5358 | 440.6428 | 443.8079 | 446.6421 | 0 | 0 | 0 | 0 | 145.8189 | 226.1156 | 0 | 0 | 0 | 0 | 0 | 0 | 465.6951 | 582.2639 | 1189.1841 | 1230.5183 | 0 | 0 | 0 | 0 | 0 | -49.4468 | -271.9521 | -242.9597 | 0 | 0 | 0 | 0 | -171.9782 | -318.2899 | -473.424 | -540.9166 | 0.38528 | 0 | 0 | 0 | -66.2602 | 0 | 0 | 0
4 | 1 | 16 | 442.4365 | 445.839 | 451.5544 | 456.6545 | 0 | 0 | 0 | 0 | 156.3745 | 238.6017 | 0 | 0 | 0 | 0 | 0 | 0 | 468.9746 | 530.2945 | 1062.1652 | 1094.2148 | 0 | 0 | 0 | 0 | 0 | -26.4016 | -45.2129 | -152.7415 | 0 | 0 | 0 | 0 | -182.9126 | -296.6556 | -565.3978 | -484.8189 | 0.41156 | 0 | 0.007326 | 0 | -75.2788 | 0 | -4.1421 | 0
4 | 1 | 17 | 446.4114 | 452.2515 | 460.6362 | 468.0573 | 0 | 0 | 0 | 0 | 172.2085 | 239.253 | 0 | 0 | 0 | 0 | 0 | 0 | 428.651 | 432.3771 | 862.1108 | 880.4144 | 0 | 0 | 0 | 0 | 0 | -3.1579 | -6.8525 | 95.0296 | 0 | 0 | 0 | 0 | -154.4482 | -216.2206 | -394.6221 | -507.3867 | 0.40997 | 0.23762 | 0.31375 | 0.26988 | -63.3195 | -51.3783 | -123.8111 | -136.9359
4 | 1 | 18 | 451.8931 | 460.3417 | 471.6171 | 481.5854 | 0 | 0 | 0 | 0 | 199.0263 | 280.7747 | 0 | 0 | 0 | 0 | 0 | 0 | 352.0714 | 262.6195 | 522.5725 | 525.602 | 0 | 0 | 0 | 0 | 0 | -7.4445 | -20.8685 | 33.7189 | 0 | 0 | 0 | 0 | -99.2047 | -75.6079 | -30.0869 | -77.7356 | 0.41329 | 0.42469 | 0.41897 | 0.40593 | -41 | -32.1101 | -12.6054 | -31.5551
4 | 1 | 19 | 485.7692 | 496.2265 | 509.7991 | 521.7238 | 0 | 0 | 0 | 0 | 219.5113 | 319.9313 | 0 | 0 | 0 | 0 | 0 | 0 | 343.5795 | 212.3253 | 396.2489 | 396.2505 | 0 | 0 | 0 | 0 | 0 | 16.9194 | 211.5778 | 166.3666 | 0 | 0 | 0 | 0 | -77.3216 | -52.9496 | -98.0275 | -40.8933 | 0.4157 | 0.42239 | 0.41303 | 0.40197 | -32.1423 | -22.3653 | -40.488 | -16.4377
4 | 1 | 20 | 503.7623 | 515.6406 | 530.7527 | 543.9161 | 0 | 0 | 0 | 0 | 217.3314 | 330.1777 | 0 | 0 | 0 | 0 | 0 | 0 | 337.2163 | 203.7062 | 390.0959 | 390.0959 | 0 | 0 | 0 | 0 | 0 | 22.6577 | 148.7068 | 314.2364 | 0 | 0 | 0 | 0 | -50.7854 | -40.9009 | -8.0499 | -160.4162 | 0.42087 | 0.43174 | 0.42154 | 0.40469 | -21.3743 | -17.6587 | -3.3933 | -64.9182
4 | 1 | 21 | 483.9095 | 495.7447 | 510.6244 | 523.465 | 0 | 0 | 0 | 0 | 222.1689 | 341.1131 | 0 | 0 | 0 | 0 | 0 | 0 | 293.286 | 183.033 | 400.3004 | 400.3004 | 0 | 0 | 0 | 0 | 0 | 31.9569 | 33.5758 | 120.0615 | 0 | 0 | 0 | 0 | -31.5454 | -60.3583 | 76.7483 | 3.103 | 0.41808 | 0.42369 | 0.41303 | 0.4036 | -13.1885 | -25.5731 | 31.6996 | 1.2524
4 | 1 | 22 | 447.2127 | 458.7492 | 473.1291 | 485.5152 | 0 | 0 | 0 | 0 | 224.7409 | 339.6164 | 0 | 0 | 0 | 0 | 0 | 0 | 256.8759 | 172.0559 | 416.1008 | 416.1008 | 0 | 0 | 0 | 0 | 0 | 16.6541 | 71.2168 | 149.1286 | 0 | 0 | 0 | 0 | -34.4041 | -69.5773 | -14.1885 | -79.7142 | 0.41431 | 0.4215 | 0.41126 | 0.40084 | -14.2539 | -29.3267 | -5.8351 | -31.9525
4 | 1 | 23 | 407.8218 | 418.6252 | 432.0172 | 443.519 | 0 | 0 | 0 | 0 | 219.8898 | 360.1708 | 0 | 0 | 0 | 0 | 0 | 0 | 239.5983 | 168.7688 | 428.0968 | 428.0968 | 0 | 0 | 0 | 0 | 0 | 20.3703 | 241.0122 | 111.5794 | 0 | 0 | 0 | 0 | -51.6662 | -130.6847 | -237.0918 | -96.1571 | 0.41263 | 0.42045 | 0.41146 | 0.39726 | -21.3192 | -54.9468 | -97.5528 | -38.1994
4 | 1 | 24 | 377.0792 | 385.4426 | 395.968 | 404.8797 | 0 | 0 | 0 | 0 | 212.0126 | 339.1402 | 0 | 0 | 0 | 0 | 0 | 0 | 228.1378 | 169.0227 | 438.2078 | 438.2078 | 0 | 0 | 0 | 0 | 0 | 8.664 | 91.366 | 96.8974 | 0 | 0 | 0 | 0 | -63.0712 | -131.3842 | -133.6058 | -130.2255 | 0.41183 | 0.4219 | 0.41161 | 0.39624 | -25.9744 | -55.4306 | -54.9932 | -51.6007
4 | 2 | 1 | 359.9375 | 365.8368 | 373.4945 | 379.7762 | 0 | 0 | 0 | 0 | 207.7209 | 354.0473 | 0 | 0 | 0 | 0 | 0 | 0 | 242.5196 | 180.5779 | 427.2815 | 427.2815 | 0 | 0 | 0 | 0 | 0 | 17.2174 | 80.4937 | 92.7827 | 0 | 0 | 0 | 0 | -90.3029 | -186.0058 | -134.2807 | -140.288 | 0.4113 | 0.42149 | 0.41495 | 0.39673 | -37.1416 | -78.3996 | -55.7197 | -55.657
4 | 2 | 2 | 351.337 | 355.3276 | 360.857 | 365.2717 | 0 | 0 | 0 | 0 | 200.0932 | 368.195 | 0 | 0 | 0 | 0 | 0 | 0 | 254.9731 | 185.1512 | 409.8857 | 409.8857 | 0 | 0 | 0 | 0 | 0 | 10.784 | 101.2072 | 32.3793 | 0 | 0 | 0 | 0 | -103.7294 | -208.8026 | -150.2359 | -76.9933 | 0.41115 | 0.42158 | 0.41337 | 0.39654 | -42.6483 | -88.0263 | -62.1023 | -30.5306
4 | 2 | 3 | 349.3194 | 351.6299 | 355.3189 | 358.1301 | 0 | 0 | 0 | 0 | 195.5159 | 336.6699 | 0 | 0 | 0 | 0 | 0 | 0 | 252.4818 | 172.2459 | 388.0444 | 388.0444 | 0 | 0 | 0 | 0 | 0 | 29.525 | 87.3319 | 2.284 | 0 | 0 | 0 | 0 | -98.6783 | -186.8109 | -120.0573 | -32.1983 | 0.41121 | 0.42135 | 0.41593 | 0.39646 | -40.5771 | -78.712 | -49.9351 | -12.7654
4 | 2 | 4 | 359.2954 | 360.2255 | 362.4231 | 363.8992 | 0 | 0 | 0 | 0 | 202.8388 | 338.5673 | 0 | 0 | 0 | 0 | 0 | 0 | 232.5177 | 153.875 | 363.2678 | 363.2678 | 0 | 0 | 0 | 0 | 0 | 27.7899 | 64.9992 | -0.58569 | 0 | 0 | 0 | 0 | -76.061 | -160.0067 | -65.8439 | 1.2171 | 0.41164 | 0.4221 | 0.41529 | 0.39674 | -31.3095 | -67.5381 | -27.3442 | 0.48286
4 | 2 | 5 | 385.9856 | 385.3892 | 385.9934 | 386.0263 | 0 | 0 | 0 | 0 | 216.0697 | 317.6746 | 0 | 0 | 0 | 0 | 0 | 0 | 225.8799 | 144.5967 | 324.9714 | 324.9714 | 0 | 0 | 0 | 0 | 0 | 39.6625 | 160.8982 | 15.7924 | 0 | 0 | 0 | 0 | -55.9641 | -116.5445 | -99.8761 | 45.2626 | 0.41274 | 0.42228 | 0.41522 | 0.39874 | -23.0986 | -49.2146 | -41.4708 | 18.0482
4 | 2 | 6 | 434.3292 | 433.3739 | 433.8158 | 433.7343 | 0 | 0 | 0 | 0 | 215.8877 | 312.759 | 0 | 0 | 0 | 0 | 0 | 0 | 242.4093 | 150.767 | 274.2411 | 274.2419 | 0 | 0 | 0 | 0 | 0 | 35.1494 | 126.1792 | 130.0965 | 0 | 0 | 0 | 0 | -23.9677 | -65.3015 | 33.3954 | 29.396 | 0.41319 | 0.42246 | 0.41499 | 0.39779 | -9.9032 | -27.5874 | 13.8588 | 11.6936
4 | 2 | 7 | 467.5562 | 465.9005 | 465.9055 | 465.666 | 0 | 0 | 0 | 0 | 201.3115 | 277.6825 | 0 | 0 | 0 | 0 | 0 | 0 | 278.3812 | 228.9723 | 434.95 | 435.5275 | 0 | 0 | 0 | 0 | 0 | 1.7698 | -14.1387 | -4.1349 | 0 | 0 | 0 | 0 | -12.1365 | -42.524 | 45.0942 | 34.2734 | 0.41464 | 0.33736 | 0.33191 | 0.39149 | -5.0323 | -14.3458 | 14.967 | 13.4176
4 | 2 | 8 | 492.0482 | 490.8868 | 491.9519 | 493.1427 | 0 | 0 | 0 | 0 | 175.757 | 238.4806 | 0 | 0 | 0 | 0 | 0 | 0 | 333.417 | 370.2754 | 730.2246 | 741.7098 | 0 | 0 | 0 | 0 | 0 | -20.2091 | -108.5869 | 144.8219 | 0 | 0 | 0 | 0 | -17.1258 | -97.6602 | -129.6858 | -393.389 | 0.41395 | 0.28029 | 0.32029 | 0.31141 | -7.0892 | -27.3735 | -41.5368 | -122.5048
4 | 2 | 9 | 508.3616 | 508.3098 | 511.0687 | 514.2393 | 0 | 0 | 0 | 0 | 158.3816 | 233.9566 | 0 | 0 | 0 | 0 | 0 | 0 | 415.65 | 522.7558 | 1043.5211 | 1070.6537 | 0 | 0 | 0 | 0 | 0 | -23.3262 | -133.2001 | -295.1736 | 0 | 0 | 0 | 0 | -65.67 | -225.0763 | -399.2523 | -261.2408 | 0.39087 | 0 | 0.0068178 | 0 | -25.6685 | 0 | -2.722 | 0
4 | 2 | 10 | 522.6191 | 523.0519 | 526.3516 | 529.9355 | 0 | 0 | 0 | 0 | 149.6048 | 221.0261 | 0 | 0 | 0 | 0 | 0 | 0 | 458.64 | 618.2095 | 1208.4406 | 1248.0553 | 0 | 0 | 0 | 0 | 0 | -49.185 | -189.6622 | -311.133 | 0 | 0 | 0 | 0 | -85.6257 | -266.9987 | -492.4267 | -406.9868 | 0.39163 | 0 | 0 | 0 | -33.5332 | 0 | 0 | 0
4 | 2 | 11 | 528.16 | 528.8687 | 532.2018 | 535.4604 | 0 | 0 | 0 | 0 | 149.7512 | 224.9438 | 0 | 0 | 0 | 0 | 0 | 0 | 487.1772 | 683.9358 | 1298.0393 | 1346.4023 | 0 | 0 | 0 | 0 | 0 | -51.5209 | -279.6756 | -321.2397 | 0 | 0 | 0 | 0 | -108.7684 | -328.4899 | -486.1619 | -489.7022 | 0.38888 | 0 | 0 | 0 | -42.2981 | 0 | 0 | 0
4 | 2 | 12 | 531.6356 | 532.7583 | 536.3472 | 539.573 | 0 | 0 | 0 | 0 | 147.239 | 216.5953 | 0 | 0 | 0 | 0 | 0 | 0 | 482.5576 | 698.33 | 1320.8458 | 1371.5123 | 0 | 0 | 0 | 0 | 0 | -53.0414 | -343.5826 | -318.603 | 0 | 0 | 0 | 0 | -98.161 | -329.1257 | -440.916 | -513.3363 | 0.38632 | 0 | 0 | 0 | -37.9213 | 0 | 0 | 0
4 | 2 | 13 | 536.4971 | 538.8369 | 543.7049 | 547.9617 | 0 | 0 | 0 | 0 | 140.863 | 225.2486 | 0 | 0 | 0 | 0 | 0 | 0 | 469.0001 | 691.323 | 1307.3693 | 1357.6733 | 0 | 0 | 0 | 0 | 0 | -51.75 | -336.4085 | -337.7346 | 0 | 0 | 0 | 0 | -73.366 | -325.9848 | -427.2559 | -471.9771 | 0.38495 | 0 | 0 | 0 | -28.2424 | 0 | 0 | 0
4 | 2 | 14 | 536.4208 | 539.6821 | 545.5972 | 550.8187 | 0 | 0 | 0 | 0 | 144.1701 | 226.4632 | 0 | 0 | 0 | 0 | 0 | 0 | 477.7269 | 690.0604 | 1286.6841 | 1334.086 | 0 | 0 | 0 | 0 | 0 | -51.7282 | -312.7438 | -262.649 | 0 | 0 | 0 | 0 | -85.4762 | -325.1133 | -428.3431 | -520.6182 | 0.38305 | 0 | 0 | 0 | -32.7414 | 0 | 0 | 0
4 | 2 | 15 | 533.7517 | 537.9427 | 544.8474 | 550.9167 | 0 | 0 | 0 | 0 | 145.8189 | 226.1156 | 0 | 0 | 0 | 0 | 0 | 0 | 451.2217 | 639.3564 | 1244.4547 | 1283.9306 | 0 | 0 | 0 | 0 | 0 | -49.4468 | -271.9521 | -242.9597 | 0 | 0 | 0 | 0 | -63.289 | -278.0826 | -427.6552 | -490.0542 | 0.38528 | 0 | 0 | 0 | -24.3842 | 0 | 0 | 0
4 | 2 | 16 | 525.7569 | 531.8868 | 540.9093 | 548.8704 | 0 | 0 | 0 | 0 | 156.3745 | 238.6017 | 0 | 0 | 0 | 0 | 0 | 0 | 406.1409 | 544.5619 | 1066.8536 | 1095.8555 | 0 | 0 | 0 | 0 | 0 | -26.4016 | -45.2129 | -152.7415 | 0 | 0 | 0 | 0 | -36.7585 | -224.8752 | -480.7314 | -394.2437 | 0.41156 | 0 | 0.007326 | 0 | -15.1282 | 0 | -3.5218 | 0
4 | 2 | 17 | 516.1895 | 524.3137 | 535.468 | 545.2851 | 0 | 0 | 0 | 0 | 172.2085 | 239.253 | 0 | 0 | 0 | 0 | 0 | 0 | 337.5502 | 414.175 | 833.1821 | 849.5399 | 0 | 0 | 0 | 0 | 0 | -3.1579 | -6.8525 | 95.0296 | 0 | 0 | 0 | 0 | 6.4308 | -125.9563 | -290.8616 | -399.2844 | 0.40997 | 0.23762 | 0.31375 | 0.26988 | 2.6364 | -29.9297 | -91.2567 | -107.7608
4 | 2 | 18 | 511.4283 | 521.8259 | 535.4642 | 547.4768 | 0 | 0 | 0 | 0 | 199.0263 | 280.7747 | 0 | 0 | 0 | 0 | 0 | 0 | 279.2114 | 285.9415 | 506.0802 | 509.2739 | 0 | 0 | 0 | 0 | 0 | -7.4445 | -20.8685 | 33.7189 | 0 | 0 | 0 | 0 | 33.1906 | -37.4457 | 50.2526 | 4.4841 | 0.41329 | 0.42469 | 0.41897 | 0.40593 | 13.7173 | -15.9029 | 21.0542 | 1.8202
4 | 2 | 19 | 539.8296 | 552.0564 | 567.7748 | 581.5558 | 0 | 0 | 0 | 0 | 219.5113 | 319.9313 | 0 | 0 | 0 | 0 | 0 | 0 | 274.1144 | 221.344 | 327.5947 | 327.5968 | 0 | 0 | 0 | 0 | 0 | 16.9194 | 211.5778 | 166.3666 | 0 | 0 | 0 | 0 | 46.2039 | -6.1383 | 28.6024 | 87.5924 | 0.4157 | 0.42239 | 0.41303 | 0.40197 | 19.2068 | -2.5928 | 11.8136 | 35.2091
4 | 2 | 20 | 551.115 | 564.5434 | 581.5349 | 596.3243 | 0 | 0 | 0 | 0 | 217.3314 | 330.1777 | 0 | 0 | 0 | 0 | 0 | 0 | 263.7832 | 222.6073 | 337.2947 | 337.2947 | 0 | 0 | 0 | 0 | 0 | 22.6577 | 148.7068 | 314.2364 | 0 | 0 | 0 | 0 | 70.0003 | -10.8993 | 95.5335 | -55.2068 | 0.42087 | 0.43174 | 0.42154 | 0.40469 | 29.4614 | -4.7057 | 40.2708 | -22.3415
4 | 2 | 21 | 522.0164 | 535.099 | 551.4913 | 565.6403 | 0 | 0 | 0 | 0 | 222.1689 | 341.1131 | 0 | 0 | 0 | 0 | 0 | 0 | 258.8849 | 227.9021 | 322.5526 | 322.5526 | 0 | 0 | 0 | 0 | 0 | 31.9569 | 33.5758 | 120.0615 | 0 | 0 | 0 | 0 | 40.9626 | -65.8731 | 195.3629 | 123.0262 | 0.41808 | 0.42369 | 0.41303 | 0.4036 | 17.1257 | -27.9096 | 80.6915 | 49.6539
4 | 2 | 22 | 477.9593 | 490.5022 | 506.1025 | 519.5444 | 0 | 0 | 0 | 0 | 224.7409 | 339.6164 | 0 | 0 | 0 | 0 | 0 | 0 | 227.0085 | 217.2018 | 310.2856 | 310.2856 | 0 | 0 | 0 | 0 | 0 | 16.6541 | 71.2168 | 149.1286 | 0 | 0 | 0 | 0 | 26.2099 | -82.9701 | 124.6001 | 60.1302 | 0.41431 | 0.4215 | 0.41126 | 0.40084 | 10.859 | -34.9718 | 51.2428 | 24.1025
4 | 2 | 23 | 432.4771 | 444.0876 | 458.4582 | 470.8066 | 0 | 0 | 0 | 0 | 219.8898 | 360.1708 | 0 | 0 | 0 | 0 | 0 | 0 | 194.9706 | 209.4371 | 308.3807 | 308.3807 | 0 | 0 | 0 | 0 | 0 | 20.3703 | 241.0122 | 111.5794 | 0 | 0 | 0 | 0 | 17.6167 | -145.8906 | -90.9348 | 50.8465 | 0.41263 | 0.42045 | 0.41146 | 0.39726 | 7.2693 | -61.3402 | -37.4156 | 20.1993
4 | 2 | 24 | 400.1572 | 409.2761 | 420.7175 | 430.4217 | 0 | 0 | 0 | 0 | 212.0126 | 339.1402 | 0 | 0 | 0 | 0 | 0 | 0 | 193.3791 | 211.8879 | 303.0767 | 303.0767 | 0 | 0 | 0 | 0 | 0 | 8.664 | 91.366 | 96.8974 | 0 | 0 | 0 | 0 | -5.2344 | -150.4159 | 26.2749 | 30.4476 | 0.41183 | 0.4219 | 0.41161 | 0.39624 | -2.1557 | -63.46 | 10.8149 | 12.0646
4 | 3 | 1 | 382.5805 | 389.221 | 397.7774 | 404.8366 | 0 | 0 | 0 | 0 | 207.7209 | 354.0473 | 0 | 0 | 0 | 0 | 0 | 0 | 185.1811 | 206.4019 | 300.6867 | 300.6867 | 0 | 0 | 0 | 0 | 0 | 17.2174 | 80.4937 | 92.7827 | 0 | 0 | 0 | 0 | -10.3214 | -188.4456 | 16.5971 | 11.3673 | 0.4113 | 0.42149 | 0.41495 | 0.39673 | -4.2452 | -79.4279 | 6.8869 | 4.5098
4 | 3 | 2 | 369.3933 | 373.975 | 380.2211 | 385.2559 | 0 | 0 | 0 | 0 | 200.0932 | 368.195 | 0 | 0 | 0 | 0 | 0 | 0 | 177.5258 | 199.6475 | 299.0579 | 299.0579 | 0 | 0 | 0 | 0 | 0 | 10.784 | 101.2072 | 32.3793 | 0 | 0 | 0 | 0 | -8.2257 | -204.6515 | -20.044 | 53.8186 | 0.41115 | 0.42158 | 0.41337 | 0.39654 | -3.382 | -86.2762 | -8.2855 | 21.341
4 | 3 | 3 | 369.4787 | 372.4492 | 376.9383 | 380.4417 | 0 | 0 | 0 | 0 | 195.5159 | 336.6699 | 0 | 0 | 0 | 0 | 0 | 0 | 160.7842 | 183.461 | 293.1522 | 293.1522 | 0 | 0 | 0 | 0 | 0 | 29.525 | 87.3319 | 2.284 | 0 | 0 | 0 | 0 | 13.1787 | -177.2068 | -3.5458 | 85.0055 | 0.41121 | 0.42135 | 0.41593 | 0.39646 | 5.4191 | -74.6653 | -1.4748 | 33.7015
4 | 3 | 4 | 377.1343 | 378.6482 | 381.5539 | 383.6426 | 0 | 0 | 0 | 0 | 202.8388 | 338.5673 | 0 | 0 | 0 | 0 | 0 | 0 | 143.4989 | 164.2171 | 282.5428 | 282.5428 | 0 | 0 | 0 | 0 | 0 | 27.7899 | 64.9992 | -0.58569 | 0 | 0 | 0 | 0 | 30.7966 | -151.9261 | 34.012 | 101.6855 | 0.41164 | 0.4221 | 0.41529 | 0.39674 | 12.677 | -64.1273 | 14.1248 | 40.3423
4 | 3 | 5 | 398.1138 | 397.9144 | 399.0001 | 399.4494 | 0 | 0 | 0 | 0 | 216.0697 | 317.6746 | 0 | 0 | 0 | 0 | 0 | 0 | 114.2935 | 133.412 | 265.9394 | 265.9394 | 0 | 0 | 0 | 0 | 0 | 39.6625 | 160.8982 | 15.7924 | 0 | 0 | 0 | 0 | 67.7505 | -92.8346 | -27.8376 | 117.7176 | 0.41274 | 0.42228 | 0.41522 | 0.39874 | 27.9633 | -39.2023 | -11.5588 | 46.9392
4 | 3 | 6 | 446.0768 | 445.5059 | 446.4141 | 446.736 | 0 | 0 | 0 | 0 | 215.8877 | 312.759 | 0 | 0 | 0 | 0 | 0 | 0 | 88.001 | 100.5578 | 240.4534 | 240.4541 | 0 | 0 | 0 | 0 | 0 | 35.1494 | 126.1792 | 130.0965 | 0 | 0 | 0 | 0 | 142.1881 | -2.9603 | 79.7815 | 76.1855 | 0.41319 | 0.42246 | 0.41499 | 0.39779 | 58.7509 | -1.2506 | 33.1086 | 30.3062
4 | 3 | 7 | 473.2486 | 471.7794 | 472.0103 | 471.9663 | 0 | 0 | 0 | 0 | 201.3115 | 277.6825 | 0 | 0 | 0 | 0 | 0 | 0 | 109.4504 | 170.6583 | 472.1689 | 472.9803 | 0 | 0 | 0 | 0 | 0 | 1.7698 | -14.1387 | -4.1349 | 0 | 0 | 0 | 0 | 162.4867 | 21.6688 | 13.9801 | 3.1208 | 0.41464 | 0.33736 | 0.33191 | 0.39149 | 67.3739 | 7.3101 | 4.6401 | 1.2217
4 | 3 | 8 | 495.1664 | 494.107 | 495.2959 | 496.5938 | 0 | 0 | 0 | 0 | 175.757 | 238.4806 | 0 | 0 | 0 | 0 | 0 | 0 | 165.4056 | 318.7065 | 807.8059 | 822.4542 | 0 | 0 | 0 | 0 | 0 | -20.2091 | -108.5869 | 144.8219 | 0 | 0 | 0 | 0 | 154.0037 | -42.871 | -203.9231 | -470.6824 | 0.41395 | 0.28029 | 0.32029 | 0.31141 | 63.7492 | -12.0165 | -65.3141 | -146.5746
4 | 3 | 9 | 508.2347 | 508.1788 | 510.9326 | 514.0988 | 0 | 0 | 0 | 0 | 158.3816 | 233.9566 | 0 | 0 | 0 | 0 | 0 | 0 | 226.8407 | 447.1509 | 1031.4505 | 1062.0912 | 0 | 0 | 0 | 0 | 0 | -23.3262 | -133.2001 | -295.1736 | 0 | 0 | 0 | 0 | 123.0124 | -149.6025 | -387.3178 | -252.8188 | 0.39087 | 0 | 0.0068178 | 0 | 48.082 | 0 | -2.6407 | 0
4 | 3 | 10 | 521.622 | 522.0222 | 525.2823 | 528.8319 | 0 | 0 | 0 | 0 | 149.6048 | 221.0261 | 0 | 0 | 0 | 0 | 0 | 0 | 272.604 | 530.6566 | 1165.0121 | 1207.4326 | 0 | 0 | 0 | 0 | 0 | -49.185 | -189.6622 | -311.133 | 0 | 0 | 0 | 0 | 99.4133 | -180.4756 | -450.0675 | -367.4677 | 0.39163 | 0 | 0 | 0 | 38.9328 | 0 | 0 | 0
4 | 3 | 11 | 529.1027 | 529.8423 | 533.2128 | 536.5038 | 0 | 0 | 0 | 0 | 149.7512 | 224.9438 | 0 | 0 | 0 | 0 | 0 | 0 | 299.7483 | 575.2554 | 1213.8423 | 1263.4199 | 0 | 0 | 0 | 0 | 0 | -51.5209 | -279.6756 | -321.2397 | 0 | 0 | 0 | 0 | 79.6032 | -218.836 | -400.954 | -405.6764 | 0.38888 | 0 | 0 | 0 | 30.9563 | 0 | 0 | 0
4 | 3 | 12 | 537.5456 | 538.8618 | 542.6853 | 546.114 | 0 | 0 | 0 | 0 | 147.239 | 216.5953 | 0 | 0 | 0 | 0 | 0 | 0 | 309.1431 | 591.5073 | 1232.3937 | 1285.0332 | 0 | 0 | 0 | 0 | 0 | -53.0414 | -343.5826 | -318.603 | 0 | 0 | 0 | 0 | 81.1635 | -216.1995 | -346.1258 | -420.3163 | 0.38632 | 0 | 0 | 0 | 31.3548 | 0 | 0 | 0
4 | 3 | 13 | 543.1866 | 545.7454 | 550.8789 | 555.3654 | 0 | 0 | 0 | 0 | 140.863 | 225.2486 | 0 | 0 | 0 | 0 | 0 | 0 | 305.7432 | 587.0561 | 1224.9698 | 1277.5089 | 0 | 0 | 0 | 0 | 0 | -51.75 | -336.4085 | -337.7346 | 0 | 0 | 0 | 0 | 96.5804 | -214.8093 | -337.6823 | -384.409 | 0.38495 | 0 | 0 | 0 | 37.1789 | 0 | 0 | 0
4 | 3 | 14 | 544.0893 | 547.6016 | 553.8211 | 559.306 | 0 | 0 | 0 | 0 | 144.1701 | 226.4632 | 0 | 0 | 0 | 0 | 0 | 0 | 295.9752 | 574.3385 | 1210.6912 | 1261.1061 | 0 | 0 | 0 | 0 | 0 | -51.7282 | -312.7438 | -262.649 | 0 | 0 | 0 | 0 | 103.944 | -201.4718 | -344.1263 | -439.1511 | 0.38305 | 0 | 0 | 0 | 39.8154 | 0 | 0 | 0
4 | 3 | 15 | 541.4383 | 545.881 | 553.0907 | 559.424 | 0 | 0 | 0 | 0 | 145.8189 | 226.1156 | 0 | 0 | 0 | 0 | 0 | 0 | 275.6032 | 540.8427 | 1175.1238 | 1220.3322 | 0 | 0 | 0 | 0 | 0 | -49.4468 | -271.9521 | -242.9597 | 0 | 0 | 0 | 0 | 120.0162 | -171.6306 | -350.0809 | -417.9486 | 0.38528 | 0 | 0 | 0 | 46.2402 | 0 | 0 | 0
4 | 3 | 16 | 536.3804 | 542.8581 | 552.3023 | 560.6281 | 0 | 0 | 0 | 0 | 156.3745 | 238.6017 | 0 | 0 | 0 | 0 | 0 | 0 | 245.0702 | 475.6815 | 1056.4939 | 1091.9967 | 0 | 0 | 0 | 0 | 0 | -26.4016 | -45.2129 | -152.7415 | 0 | 0 | 0 | 0 | 134.9357 | -145.0236 | -458.9787 | -378.6271 | 0.41156 | 0 | 0.007326 | 0 | 55.5336 | 0 | -3.3625 | 0
4 | 3 | 17 | 526.8493 | 535.3225 | 546.8998 | 557.083 | 0 | 0 | 0 | 0 | 172.2085 | 239.253 | 0 | 0 | 0 | 0 | 0 | 0 | 218.0716 | 382.3742 | 864.797 | 885.9553 | 0 | 0 | 0 | 0 | 0 | -3.1579 | -6.8525 | 95.0296 | 0 | 0 | 0 | 0 | 136.5692 | -83.1468 | -311.0447 | -423.902 | 0.40997 | 0.23762 | 0.31375 | 0.26988 | 55.9896 | -19.7573 | -97.589 | -114.4047
4 | 3 | 18 | 520.0758 | 530.7564 | 544.738 | 557.0475 | 0 | 0 | 0 | 0 | 199.0263 | 280.7747 | 0 | 0 | 0 | 0 | 0 | 0 | 151.6686 | 205.4239 | 465.1751 | 469.0197 | 0 | 0 | 0 | 0 | 0 | -7.4445 | -20.8685 | 33.7189 | 0 | 0 | 0 | 0 | 169.3809 | 52.0024 | 100.4314 | 54.3089 | 0.41329 | 0.42469 | 0.41897 | 0.40593 | 70.003 | 22.0851 | 42.0774 | 22.0455
4 | 3 | 19 | 543.8179 | 556.1753 | 572.052 | 585.97 | 0 | 0 | 0 | 0 | 219.5113 | 319.9313 | 0 | 0 | 0 | 0 | 0 | 0 | 130.732 | 102.7791 | 231.6977 | 231.7 | 0 | 0 | 0 | 0 | 0 | 16.9194 | 211.5778 | 166.3666 | 0 | 0 | 0 | 0 | 193.5746 | 116.5455 | 128.7765 | 187.9034 | 0.4157 | 0.42239 | 0.41303 | 0.40197 | 80.4683 | 49.2274 | 53.1882 | 75.5306
4 | 3 | 20 | 556.8437 | 570.4596 | 587.6786 | 602.6647 | 0 | 0 | 0 | 0 | 217.3314 | 330.1777 | 0 | 0 | 0 | 0 | 0 | 0 | 139.4376 | 95.8516 | 248.0238 | 248.0238 | 0 | 0 | 0 | 0 | 0 | 22.6577 | 148.7068 | 314.2364 | 0 | 0 | 0 | 0 | 200.0747 | 121.7726 | 190.948 | 40.4044 | 0.42087 | 0.43174 | 0.42154 | 0.40469 | 84.2064 | 52.5745 | 80.4915 | 16.3511
4 | 3 | 21 | 529.123 | 542.4382 | 559.1125 | 573.5055 | 0 | 0 | 0 | 0 | 222.1689 | 341.1131 | 0 | 0 | 0 | 0 | 0 | 0 | 132.8057 | 83.2441 | 252.8202 | 252.8202 | 0 | 0 | 0 | 0 | 0 | 31.9569 | 33.5758 | 120.0615 | 0 | 0 | 0 | 0 | 174.1483 | 86.1241 | 272.7165 | 200.6238 | 0.41808 | 0.42369 | 0.41303 | 0.4036 | 72.8081 | 36.4897 | 112.6412 | 80.9726
4 | 3 | 22 | 477.8868 | 490.4274 | 506.0248 | 519.4641 | 0 | 0 | 0 | 0 | 224.7409 | 339.6164 | 0 | 0 | 0 | 0 | 0 | 0 | 141.7632 | 88.4062 | 272.8328 | 272.8328 | 0 | 0 | 0 | 0 | 0 | 16.6541 | 71.2168 | 149.1286 | 0 | 0 | 0 | 0 | 111.3826 | 45.7507 | 161.9751 | 97.5027 | 0.41431 | 0.4215 | 0.41126 | 0.40084 | 46.1467 | 19.2838 | 66.6135 | 39.0828
4 | 3 | 23 | 432.2415 | 443.8442 | 458.2054 | 470.5457 | 0 | 0 | 0 | 0 | 219.8898 | 360.1708 | 0 | 0 | 0 | 0 | 0 | 0 | 128.786 | 90.1834 | 295.4345 | 295.4345 | 0 | 0 | 0 | 0 | 0 | 20.3703 | 241.0122 | 111.5794 | 0 | 0 | 0 | 0 | 83.5657 | -26.8803 | -78.2414 | 63.5318 | 0.41263 | 0.42045 | 0.41146 | 0.39726 | 34.482 | -11.3019 | -32.1928 | 25.2387
4 | 3 | 24 | 404.0187 | 413.264 | 424.8586 | 434.6954 | 0 | 0 | 0 | 0 | 212.0126 | 339.1402 | 0 | 0 | 0 | 0 | 0 | 0 | 110.2135 | 93.8729 | 301.7082 | 301.7082 | 0 | 0 | 0 | 0 | 0 | 8.664 | 91.366 | 96.8974 | 0 | 0 | 0 | 0 | 81.7927 | -28.4131 | 31.7845 | 36.0899 | 0.41183 | 0.4219 | 0.41161 | 0.39624 | 33.6843 | -11.9874 | 13.0827 | 14.3003
4 | 4 | 1 | 384.2303 | 390.9247 | 399.5466 | 406.6625 | 0 | 0 | 0 | 0 | 207.7209 | 354.0473 | 0 | 0 | 0 | 0 | 0 | 0 | 89.4362 | 88.5278 | 311.6579 | 311.6579 | 0 | 0 | 0 | 0 | 0 | 17.2174 | 80.4937 | 92.7827 | 0 | 0 | 0 | 0 | 87.0732 | -68.8678 | 7.395 | 2.2219 | 0.4113 | 0.42149 | 0.41495 | 0.39673 | 35.8132 | -29.0271 | 3.0686 | 0.88149
4 | 4 | 2 | 371.9676 | 376.6336 | 382.9819 | 388.105 | 0 | 0 | 0 | 0 | 200.0932 | 368.195 | 0 | 0 | 0 | 0 | 0 | 0 | 81.272 | 84.7993 | 305.2506 | 305.2506 | 0 | 0 | 0 | 0 | 0 | 10.784 | 101.2072 | 32.3793 | 0 | 0 | 0 | 0 | 90.6025 | -87.1448 | -23.4759 | 50.4751 | 0.41115 | 0.42158 | 0.41337 | 0.39654 | 37.2512 | -36.7382 | -9.7041 | 20.0152
4 | 4 | 3 | 368.2822 | 371.2135 | 375.6551 | 379.1174 | 0 | 0 | 0 | 0 | 195.5159 | 336.6699 | 0 | 0 | 0 | 0 | 0 | 0 | 76.7125 | 77.4067 | 284.4088 | 284.4088 | 0 | 0 | 0 | 0 | 0 | 29.525 | 87.3319 | 2.284 | 0 | 0 | 0 | 0 | 96.0538 | -72.3882 | 3.9145 | 92.4246 | 0.41121 | 0.42135 | 0.41593 | 0.39646 | 39.4979 | -30.5004 | 1.6281 | 36.6429
4 | 4 | 4 | 377.0799 | 378.5921 | 381.4956 | 383.5824 | 0 | 0 | 0 | 0 | 202.8388 | 338.5673 | 0 | 0 | 0 | 0 | 0 | 0 | 68.2033 | 78.4494 | 280.9421 | 280.9421 | 0 | 0 | 0 | 0 | 0 | 27.7899 | 64.9992 | -0.58569 | 0 | 0 | 0 | 0 | 106.0378 | -66.2145 | 35.5543 | 103.2259 | 0.41164 | 0.4221 | 0.41529 | 0.39674 | 43.6491 | -27.9488 | 14.7653 | 40.9535
4 | 4 | 5 | 396.7541 | 396.5103 | 397.5419 | 397.9445 | 0 | 0 | 0 | 0 | 216.0697 | 317.6746 | 0 | 0 | 0 | 0 | 0 | 0 | 62.9799 | 74.973 | 278.8648 | 278.8648 | 0 | 0 | 0 | 0 | 0 | 39.6625 | 160.8982 | 15.7924 | 0 | 0 | 0 | 0 | 117.7045 | -35.7998 | -42.2211 | 103.2874 | 0.41274 | 0.42228 | 0.41522 | 0.39874 | 48.5812 | -15.1176 | -17.5311 | 41.1853
4 | 4 | 6 | 432.3713 | 431.3519 | 431.716 | 431.5674 | 0 | 0 | 0 | 0 | 215.8877 | 312.759 | 0 | 0 | 0 | 0 | 0 | 0 | 56.2368 | 63.4365 | 266.5569 | 266.5576 | 0 | 0 | 0 | 0 | 0 | 35.1494 | 126.1792 | 130.0965 | 0 | 0 | 0 | 0 | 160.2468 | 20.007 | 38.9799 | 34.9133 | 0.41319 | 0.42246 | 0.41499 | 0.39779 | 66.2126 | 8.4522 | 16.1763 | 13.8883
4 | 4 | 7 | 462.3532 | 460.5272 | 460.3257 | 459.9076 | 0 | 0 | 0 | 0 | 201.3115 | 277.6825 | 0 | 0 | 0 | 0 | 0 | 0 | 65.9217 | 103.4533 | 322.6619 | 323.3206 | 0 | 0 | 0 | 0 | 0 | 1.7698 | -14.1387 | -4.1349 | 0 | 0 | 0 | 0 | 195.1199 | 77.6216 | 151.8025 | 140.7218 | 0.41464 | 0.33736 | 0.33191 | 0.39149 | 80.905 | 26.1863 | 50.3841 | 55.0906
4 | 4 | 8 | 483.0925 | 481.6379 | 482.3476 | 483.2309 | 0 | 0 | 0 | 0 | 175.757 | 238.4806 | 0 | 0 | 0 | 0 | 0 | 0 | 109.9878 | 203.7533 | 446.3042 | 455.283 | 0 | 0 | 0 | 0 | 0 | -20.2091 | -108.5869 | 144.8219 | 0 | 0 | 0 | 0 | 197.3477 | 59.613 | 144.6303 | -116.874 | 0.41395 | 0.28029 | 0.32029 | 0.31141 | 81.6913 | 16.7092 | 46.3234 | -36.3956
4 | 4 | 9 | 504.1195 | 503.9288 | 506.5193 | 509.5442 | 0 | 0 | 0 | 0 | 158.3816 | 233.9566 | 0 | 0 | 0 | 0 | 0 | 0 | 173.3898 | 342.159 | 621.9459 | 644.0924 | 0 | 0 | 0 | 0 | 0 | -23.3262 | -133.2001 | -295.1736 | 0 | 0 | 0 | 0 | 172.348 | -48.8605 | 17.7735 | 160.6254 | 0.39087 | 0 | 0.0068178 | 0 | 67.3659 | 0 | 0.12118 | 0
4 | 4 | 10 | 516.981 | 517.2293 | 520.3052 | 523.6954 | 0 | 0 | 0 | 0 | 149.6048 | 221.0261 | 0 | 0 | 0 | 0 | 0 | 0 | 216.5219 | 430.0408 | 755.4094 | 787.7603 | 0 | 0 | 0 | 0 | 0 | -49.185 | -189.6622 | -311.133 | 0 | 0 | 0 | 0 | 150.8544 | -84.6527 | -45.4419 | 47.0681 | 0.39163 | 0 | 0 | 0 | 59.0785 | 0 | 0 | 0
4 | 4 | 11 | 524.0991 | 524.6749 | 527.8468 | 530.966 | 0 | 0 | 0 | 0 | 149.7512 | 224.9438 | 0 | 0 | 0 | 0 | 0 | 0 | 236.1717 | 458.0495 | 768.8467 | 806.7119 | 0 | 0 | 0 | 0 | 0 | -51.5209 | -279.6756 | -321.2397 | 0 | 0 | 0 | 0 | 138.1762 | -106.7974 | 38.6757 | 45.4937 | 0.38888 | 0 | 0 | 0 | 53.7343 | 0 | 0 | 0
4 | 4 | 12 | 529.8771 | 530.9422 | 534.4614 | 537.6267 | 0 | 0 | 0 | 0 | 147.239 | 216.5953 | 0 | 0 | 0 | 0 | 0 | 0 | 245.4145 | 474.9536 | 762.3447 | 803.0151 | 0 | 0 | 0 | 0 | 0 | -53.0414 | -343.5826 | -318.603 | 0 | 0 | 0 | 0 | 137.2236 | -107.5653 | 115.6993 | 53.2147 | 0.38632 | 0 | 0 | 0 | 53.0118 | 0 | 0 | 0
4 | 4 | 13 | 537.6573 | 540.0351 | 544.9491 | 549.2458 | 0 | 0 | 0 | 0 | 140.863 | 225.2486 | 0 | 0 | 0 | 0 | 0 | 0 | 234.8512 | 466.5622 | 802.0439 | 840.8083 | 0 | 0 | 0 | 0 | 0 | -51.75 | -336.4085 | -337.7346 | 0 | 0 | 0 | 0 | 161.9432 | -100.0258 | 79.3137 | 46.172 | 0.38495 | 0 | 0 | 0 | 62.3404 | 0 | 0 | 0
4 | 4 | 14 | 536.4208 | 539.6821 | 545.5972 | 550.8187 | 0 | 0 | 0 | 0 | 144.1701 | 226.4632 | 0 | 0 | 0 | 0 | 0 | 0 | 185.8976 | 364.4294 | 658.4664 | 686.9406 | 0 | 0 | 0 | 0 | 0 | -51.7282 | -312.7438 | -262.649 | 0 | 0 | 0 | 0 | 206.3531 | 0.5177 | 199.8746 | 126.5271 | 0.38305 | 0 | 0 | 0 | 79.0429 | 0 | 0 | 0
4 | 4 | 15 | 529.1832 | 533.2247 | 539.948 | 545.8604 | 0 | 0 | 0 | 0 | 145.8189 | 226.1156 | 0 | 0 | 0 | 0 | 0 | 0 | 144.7353 | 263.7136 | 508.1932 | 527.789 | 0 | 0 | 0 | 0 | 0 | -49.4468 | -271.9521 | -242.9597 | 0 | 0 | 0 | 0 | 238.629 | 92.8422 | 303.7069 | 261.0311 | 0.38528 | 0 | 0 | 0 | 91.9396 | 0 | 0 | 0
4 | 4 | 16 | 521.3515 | 527.3373 | 536.185 | 543.9948 | 0 | 0 | 0 | 0 | 156.3745 | 238.6017 | 0 | 0 | 0 | 0 | 0 | 0 | 127.0992 | 223.5899 | 466.8241 | 481.3592 | 0 | 0 | 0 | 0 | 0 | -26.4016 | -45.2129 | -152.7415 | 0 | 0 | 0 | 0 | 237.8779 | 91.5472 | 114.5737 | 215.377 | 0.41156 | 0 | 0.007326 | 0 | 97.9001 | 0 | 0.83936 | 0
4 | 4 | 17 | 513.3976 | 521.4305 | 532.474 | 542.1952 | 0 | 0 | 0 | 0 | 172.2085 | 239.253 | 0 | 0 | 0 | 0 | 0 | 0 | 117.6012 | 190.8803 | 382.6986 | 391.7515 | 0 | 0 | 0 | 0 | 0 | -3.1579 | -6.8525 | 95.0296 | 0 | 0 | 0 | 0 | 223.5879 | 94.4552 | 156.6279 | 55.414 | 0.40997 | 0.23762 | 0.31375 | 0.26988 | 91.6648 | 22.4444 | 49.1414 | 14.9554
4 | 4 | 18 | 511.9541 | 522.3688 | 536.0281 | 548.0587 | 0 | 0 | 0 | 0 | 199.0263 | 280.7747 | 0 | 0 | 0 | 0 | 0 | 0 | 116.6612 | 153.8237 | 342.0978 | 344.1543 | 0 | 0 | 0 | 0 | 0 | -7.4445 | -20.8685 | 33.7189 | 0 | 0 | 0 | 0 | 196.2666 | 95.215 | 214.7987 | 170.1855 | 0.41329 | 0.42469 | 0.41897 | 0.40593 | 81.1145 | 40.4371 | 89.9936 | 69.0831
4 | 4 | 19 | 541.4068 | 553.6853 | 569.4662 | 583.3014 | 0 | 0 | 0 | 0 | 219.5113 | 319.9313 | 0 | 0 | 0 | 0 | 0 | 0 | 126.5827 | 121.1822 | 264.0014 | 264.0037 | 0 | 0 | 0 | 0 | 0 | 16.9194 | 211.5778 | 166.3666 | 0 | 0 | 0 | 0 | 195.3128 | 95.6524 | 93.8871 | 152.9311 | 0.4157 | 0.42239 | 0.41303 | 0.40197 | 81.1908 | 40.4024 | 38.7779 | 61.473
4 | 4 | 20 | 548.0149 | 561.3419 | 578.2104 | 592.8933 | 0 | 0 | 0 | 0 | 217.3314 | 330.1777 | 0 | 0 | 0 | 0 | 0 | 0 | 133.2778 | 121.3633 | 278.1531 | 278.1531 | 0 | 0 | 0 | 0 | 0 | 22.6577 | 148.7068 | 314.2364 | 0 | 0 | 0 | 0 | 197.4058 | 87.1432 | 151.3505 | 0.50372 | 0.42087 | 0.43174 | 0.42154 | 0.40469 | 83.0831 | 37.6235 | 63.7997 | 0.20385
4 | 4 | 21 | 518.6988 | 531.6728 | 547.9334 | 561.9685 | 0 | 0 | 0 | 0 | 222.1689 | 341.1131 | 0 | 0 | 0 | 0 | 0 | 0 | 152.7694 | 133.6912 | 284.5778 | 284.5778 | 0 | 0 | 0 | 0 | 0 | 31.9569 | 33.5758 | 120.0615 | 0 | 0 | 0 | 0 | 143.7605 | 24.9116 | 229.7798 | 157.3292 | 0.41808 | 0.42369 | 0.41303 | 0.4036 | 60.1036 | 10.5548 | 94.9069 | 63.4987
4 | 4 | 22 | 469.7831 | 482.0585 | 497.3343 | 510.4953 | 0 | 0 | 0 | 0 | 224.7409 | 339.6164 | 0 | 0 | 0 | 0 | 0 | 0 | 173.2969 | 147.4879 | 283.3992 | 283.3992 | 0 | 0 | 0 | 0 | 0 | 16.6541 | 71.2168 | 149.1286 | 0 | 0 | 0 | 0 | 71.7454 | -21.6999 | 142.7182 | 77.9676 | 0.41431 | 0.4215 | 0.41126 | 0.40084 | 29.7247 | -9.1465 | 58.694 | 31.2524
4 | 4 | 23 | 423.5577 | 434.8762 | 448.8927 | 460.9349 | 0 | 0 | 0 | 0 | 219.8898 | 360.1708 | 0 | 0 | 0 | 0 | 0 | 0 | 129.4639 | 118.5345 | 285.8768 | 285.8768 | 0 | 0 | 0 | 0 | 0 | 20.3703 | 241.0122 | 111.5794 | 0 | 0 | 0 | 0 | 74.204 | -64.1994 | -77.9962 | 63.4788 | 0.41263 | 0.42045 | 0.41146 | 0.39726 | 30.6191 | -26.9928 | -32.092 | 25.2176
4 | 4 | 24 | 393.0326 | 401.9183 | 413.0768 | 422.5364 | 0 | 0 | 0 | 0 | 212.0126 | 339.1402 | 0 | 0 | 0 | 0 | 0 | 0 | 76.6028 | 71.5267 | 272.1128 | 272.1128 | 0 | 0 | 0 | 0 | 0 | 8.664 | 91.366 | 96.8974 | 0 | 0 | 0 | 0 | 104.4172 | -17.4126 | 49.5981 | 53.5262 | 0.41183 | 0.4219 | 0.41161 | 0.39624 | 43.0017 | -7.3463 | 20.415 | 21.2093
4 | 5 | 1 | 377.4319 | 383.9039 | 392.2559 | 399.1384 | 0 | 0 | 0 | 0 | 207.7209 | 354.0473 | 0 | 0 | 0 | 0 | 0 | 0 | 51.0964 | 41.9712 | 214.8487 | 214.8487 | 0 | 0 | 0 | 0 | 0 | 17.2174 | 80.4937 | 92.7827 | 0 | 0 | 0 | 0 | 118.6147 | -29.3321 | 96.9136 | 91.507 | 0.4113 | 0.42149 | 0.41495 | 0.39673 | 48.7862 | -12.3632 | 40.2142 | 36.3039
4 | 5 | 2 | 368.5594 | 373.1138 | 379.3268 | 384.3329 | 0 | 0 | 0 | 0 | 200.0932 | 368.195 | 0 | 0 | 0 | 0 | 0 | 0 | 46.8146 | 28.2318 | 151.2241 | 151.2241 | 0 | 0 | 0 | 0 | 0 | 10.784 | 101.2072 | 32.3793 | 0 | 0 | 0 | 0 | 121.6516 | -34.0971 | 126.8955 | 200.7295 | 0.41115 | 0.42158 | 0.41337 | 0.39654 | 50.017 | -14.3745 | 52.4542 | 79.5964
4 | 5 | 3 | 370.7659 | 373.7785 | 378.3187 | 381.8662 | 0 | 0 | 0 | 0 | 195.5159 | 336.6699 | 0 | 0 | 0 | 0 | 0 | 0 | 45.5705 | 25.9443 | 139.2875 | 139.2875 | 0 | 0 | 0 | 0 | 0 | 29.525 | 87.3319 | 2.284 | 0 | 0 | 0 | 0 | 129.6795 | -18.3608 | 151.6993 | 240.2948 | 0.41121 | 0.42135 | 0.41593 | 0.39646 | 53.325 | -7.7362 | 63.0958 | 95.2679
4 | 5 | 4 | 376.1553 | 377.6372 | 380.5041 | 382.5591 | 0 | 0 | 0 | 0 | 202.8388 | 338.5673 | 0 | 0 | 0 | 0 | 0 | 0 | 45.7534 | 26.0499 | 139.5998 | 139.5998 | 0 | 0 | 0 | 0 | 0 | 27.7899 | 64.9992 | -0.58569 | 0 | 0 | 0 | 0 | 127.5632 | -14.7699 | 175.9051 | 243.545 | 0.41164 | 0.4221 | 0.41529 | 0.39674 | 52.5097 | -6.2343 | 73.0514 | 96.6231
4 | 5 | 5 | 397.86 | 397.6523 | 398.7279 | 399.1685 | 0 | 0 | 0 | 0 | 216.0697 | 317.6746 | 0 | 0 | 0 | 0 | 0 | 0 | 48.5247 | 28.1482 | 143.7963 | 143.7963 | 0 | 0 | 0 | 0 | 0 | 39.6625 | 160.8982 | 15.7924 | 0 | 0 | 0 | 0 | 133.2656 | 12.1671 | 94.0333 | 239.5798 | 0.41274 | 0.42228 | 0.41522 | 0.39874 | 55.0039 | 5.138 | 39.0448 | 95.5311
4 | 5 | 6 | 439.0065 | 438.2042 | 438.8318 | 438.9109 | 0 | 0 | 0 | 0 | 215.8877 | 312.759 | 0 | 0 | 0 | 0 | 0 | 0 | 50.161 | 29.5112 | 146.3455 | 146.3458 | 0 | 0 | 0 | 0 | 0 | 35.1494 | 126.1792 | 130.0965 | 0 | 0 | 0 | 0 | 172.9579 | 60.7846 | 166.307 | 162.4686 | 0.41319 | 0.42246 | 0.41499 | 0.39779 | 71.4646 | 25.6791 | 69.0158 | 64.6292
4 | 5 | 7 | 470.8919 | 469.3454 | 469.4828 | 469.3579 | 0 | 0 | 0 | 0 | 201.3115 | 277.6825 | 0 | 0 | 0 | 0 | 0 | 0 | 53.9646 | 43.9502 | 166.9722 | 167.2493 | 0 | 0 | 0 | 0 | 0 | 1.7698 | -14.1387 | -4.1349 | 0 | 0 | 0 | 0 | 215.6158 | 145.9429 | 316.6494 | 306.2434 | 0.41464 | 0.33736 | 0.33191 | 0.39149 | 89.4034 | 49.235 | 105.0977 | 119.8899
4 | 5 | 8 | 493.6073 | 492.4969 | 493.6239 | 494.8683 | 0 | 0 | 0 | 0 | 175.757 | 238.4806 | 0 | 0 | 0 | 0 | 0 | 0 | 76.1637 | 109.3197 | 265.637 | 270.1787 | 0 | 0 | 0 | 0 | 0 | -20.2091 | -108.5869 | 144.8219 | 0 | 0 | 0 | 0 | 241.6866 | 164.9056 | 336.5738 | 79.8676 | 0.41395 | 0.28029 | 0.32029 | 0.31141 | 100.0452 | 46.222 | 107.8006 | 24.8715
4 | 5 | 9 | 508.6517 | 508.6094 | 511.3798 | 514.5603 | 0 | 0 | 0 | 0 | 158.3816 | 233.9566 | 0 | 0 | 0 | 0 | 0 | 0 | 113.4776 | 208.4638 | 476.868 | 489.0236 | 0 | 0 | 0 | 0 | 0 | -23.3262 | -133.2001 | -295.1736 | 0 | 0 | 0 | 0 | 236.7924 | 89.5152 | 167.7119 | 320.7102 | 0.39087 | 0 | 0.0068178 | 0 | 92.5553 | 0 | 1.1434 | 0
4 | 5 | 10 | 524.849 | 525.3548 | 528.743 | 532.4034 | 0 | 0 | 0 | 0 | 149.6048 | 221.0261 | 0 | 0 | 0 | 0 | 0 | 0 | 166.5491 | 335.1917 | 752.1392 | 775.0896 | 0 | 0 | 0 | 0 | 0 | -49.185 | -189.6622 | -311.133 | 0 | 0 | 0 | 0 | 208.6951 | 18.3219 | -33.7339 | 68.4468 | 0.39163 | 0 | 0 | 0 | 81.7304 | 0 | 0 | 0
4 | 5 | 11 | 528.3594 | 529.0747 | 532.4156 | 535.6811 | 0 | 0 | 0 | 0 | 149.7512 | 224.9438 | 0 | 0 | 0 | 0 | 0 | 0 | 200.0216 | 397.1452 | 823.868 | 853.5424 | 0 | 0 | 0 | 0 | 0 | -51.5209 | -279.6756 | -321.2397 | 0 | 0 | 0 | 0 | 178.5866 | -41.4934 | -11.7767 | 3.3784 | 0.38888 | 0 | 0 | 0 | 69.4492 | 0 | 0 | 0
4 | 5 | 12 | 533.6842 | 534.8739 | 538.5442 | 541.8403 | 0 | 0 | 0 | 0 | 147.239 | 216.5953 | 0 | 0 | 0 | 0 | 0 | 0 | 241.3654 | 471.6135 | 907.8337 | 945.0687 | 0 | 0 | 0 | 0 | 0 | -53.0414 | -343.5826 | -318.603 | 0 | 0 | 0 | 0 | 145.0797 | -100.2935 | -25.707 | -84.6255 | 0.38632 | 0 | 0 | 0 | 56.0468 | 0 | 0 | 0
4 | 5 | 13 | 538.9807 | 541.4018 | 546.3684 | 550.7105 | 0 | 0 | 0 | 0 | 140.863 | 225.2486 | 0 | 0 | 0 | 0 | 0 | 0 | 263.8675 | 517.5015 | 962.3974 | 1004.1836 | 0 | 0 | 0 | 0 | 0 | -51.75 | -336.4085 | -337.7346 | 0 | 0 | 0 | 0 | 134.2502 | -149.5983 | -79.6205 | -115.7386 | 0.38495 | 0 | 0 | 0 | 51.6799 | 0 | 0 | 0
4 | 5 | 14 | 539.7565 | 543.127 | 549.1745 | 554.5106 | 0 | 0 | 0 | 0 | 144.1701 | 226.4632 | 0 | 0 | 0 | 0 | 0 | 0 | 248.6683 | 475.1289 | 931.9938 | 969.1728 | 0 | 0 | 0 | 0 | 0 | -51.7282 | -312.7438 | -262.649 | 0 | 0 | 0 | 0 | 146.9181 | -106.7368 | -70.0755 | -152.0132 | 0.38305 | 0 | 0 | 0 | 56.2765 | 0 | 0 | 0
4 | 5 | 15 | 534.6581 | 538.8788 | 545.8195 | 551.9199 | 0 | 0 | 0 | 0 | 145.8189 | 226.1156 | 0 | 0 | 0 | 0 | 0 | 0 | 224.3982 | 403.2492 | 854.9623 | 884.1062 | 0 | 0 | 0 | 0 | 0 | -49.4468 | -271.9521 | -242.9597 | 0 | 0 | 0 | 0 | 164.441 | -41.0392 | -37.1907 | -89.2266 | 0.38528 | 0 | 0 | 0 | 63.3563 | 0 | 0 | 0
4 | 5 | 16 | 528.7663 | 534.9947 | 544.1367 | 552.2011 | 0 | 0 | 0 | 0 | 156.3745 | 238.6017 | 0 | 0 | 0 | 0 | 0 | 0 | 208.5727 | 340.402 | 723.6256 | 745.3225 | 0 | 0 | 0 | 0 | 0 | -26.4016 | -45.2129 | -152.7415 | 0 | 0 | 0 | 0 | 163.8191 | -17.6074 | -134.276 | -40.38 | 0.41156 | 0 | 0.007326 | 0 | 67.4208 | 0 | -0.9837 | 0
4 | 5 | 17 | 518.8363 | 527.0472 | 538.3065 | 548.2145 | 0 | 0 | 0 | 0 | 172.2085 | 239.253 | 0 | 0 | 0 | 0 | 0 | 0 | 184.1876 | 259.4504 | 579.3811 | 592.0155 | 0 | 0 | 0 | 0 | 0 | -3.1579 | -6.8525 | 95.0296 | 0 | 0 | 0 | 0 | 162.4402 | 31.5018 | -34.222 | -138.8307 | 0.40997 | 0.23762 | 0.31375 | 0.26988 | 66.596 | 7.4854 | -10.737 | -37.4683
4 | 5 | 18 | 511.5371 | 521.9382 | 535.5809 | 547.5972 | 0 | 0 | 0 | 0 | 199.0263 | 280.7747 | 0 | 0 | 0 | 0 | 0 | 0 | 179.6732 | 166.9509 | 391.9925 | 394.4018 | 0 | 0 | 0 | 0 | 0 | -7.4445 | -20.8685 | 33.7189 | 0 | 0 | 0 | 0 | 132.8376 | 81.6572 | 164.4569 | 119.4765 | 0.41329 | 0.42469 | 0.41897 | 0.40593 | 54.9001 | 34.6792 | 68.902 | 48.4989
4 | 5 | 19 | 536.5845 | 548.7051 | 564.2947 | 577.9643 | 0 | 0 | 0 | 0 | 219.5113 | 319.9313 | 0 | 0 | 0 | 0 | 0 | 0 | 199.8515 | 115.4197 | 260.6824 | 260.684 | 0 | 0 | 0 | 0 | 0 | 16.9194 | 211.5778 | 166.3666 | 0 | 0 | 0 | 0 | 117.2216 | 96.4347 | 92.0345 | 150.9136 | 0.4157 | 0.42239 | 0.41303 | 0.40197 | 48.7286 | 40.7329 | 38.0127 | 60.662
4 | 5 | 20 | 553.236 | 566.7339 | 583.8096 | 598.6718 | 0 | 0 | 0 | 0 | 217.3314 | 330.1777 | 0 | 0 | 0 | 0 | 0 | 0 | 226.4484 | 120.4451 | 280.3414 | 280.3414 | 0 | 0 | 0 | 0 | 0 | 22.6577 | 148.7068 | 314.2364 | 0 | 0 | 0 | 0 | 109.4563 | 93.4534 | 154.7615 | 4.094 | 0.42087 | 0.43174 | 0.42154 | 0.40469 | 46.0674 | 40.3479 | 65.2376 | 1.6568
4 | 5 | 21 | 526.5487 | 539.7796 | 556.3518 | 570.6564 | 0 | 0 | 0 | 0 | 222.1689 | 341.1131 | 0 | 0 | 0 | 0 | 0 | 0 | 194.3804 | 121.2652 | 323.6044 | 323.6044 | 0 | 0 | 0 | 0 | 0 | 31.9569 | 33.5758 | 120.0615 | 0 | 0 | 0 | 0 | 109.9993 | 45.4444 | 199.1716 | 126.9905 | 0.41808 | 0.42369 | 0.41303 | 0.4036 | 45.9886 | 19.2542 | 82.2646 | 51.2539
4 | 5 | 22 | 482.6365 | 495.3326 | 511.1186 | 524.721 | 0 | 0 | 0 | 0 | 224.7409 | 339.6164 | 0 | 0 | 0 | 0 | 0 | 0 | 146.5675 | 111.8821 | 362.3631 | 362.3631 | 0 | 0 | 0 | 0 | 0 | 16.6541 | 71.2168 | 149.1286 | 0 | 0 | 0 | 0 | 111.3281 | 27.18 | 77.5386 | 13.2293 | 0.41431 | 0.4215 | 0.41126 | 0.40084 | 46.1241 | 11.4563 | 31.8884 | 5.3028
4 | 5 | 23 | 438.9854 | 450.8089 | 465.4378 | 478.0097 | 0 | 0 | 0 | 0 | 219.8898 | 360.1708 | 0 | 0 | 0 | 0 | 0 | 0 | 117.7277 | 97.2589 | 364.6878 | 364.6878 | 0 | 0 | 0 | 0 | 0 | 20.3703 | 241.0122 | 111.5794 | 0 | 0 | 0 | 0 | 101.3679 | -26.9911 | -140.2622 | 1.7425 | 0.41263 | 0.42045 | 0.41146 | 0.39726 | 41.8279 | -11.3485 | -57.7117 | 0.69223
4 | 5 | 24 | 409.7656 | 419.199 | 431.0217 | 441.0558 | 0 | 0 | 0 | 0 | 212.0126 | 339.1402 | 0 | 0 | 0 | 0 | 0 | 0 | 99.5291 | 98.289 | 378.8048 | 378.8048 | 0 | 0 | 0 | 0 | 0 | 8.664 | 91.366 | 96.8974 | 0 | 0 | 0 | 0 | 98.2239 | -26.8942 | -39.149 | -34.6463 | 0.41183 | 0.4219 | 0.41161 | 0.39624 | 40.4511 | -11.3466 | -16.1141 | -13.7283
4 | 6 | 1 | 387.1853 | 393.9765 | 402.7156 | 409.933 | 0 | 0 | 0 | 0 | 207.7209 | 354.0473 | 0 | 0 | 0 | 0 | 0 | 0 | 98.3548 | 88.8913 | 354.0545 | 354.0545 | 0 | 0 | 0 | 0 | 0 | 17.2174 | 80.4937 | 92.7827 | 0 | 0 | 0 | 0 | 81.1096 | -66.1795 | -31.8326 | -36.9042 | 0.4113 | 0.42149 | 0.41495 | 0.39673 | 33.3604 | -27.894 | -13.2089 | -14.6412
4 | 6 | 2 | 375.7022 | 380.4904 | 386.9869 | 392.2383 | 0 | 0 | 0 | 0 | 200.0932 | 368.195 | 0 | 0 | 0 | 0 | 0 | 0 | 104.3897 | 81.8282 | 335.6355 | 335.6355 | 0 | 0 | 0 | 0 | 0 | 10.784 | 101.2072 | 32.3793 | 0 | 0 | 0 | 0 | 71.2193 | -80.3168 | -49.8558 | 24.2235 | 0.41115 | 0.42158 | 0.41337 | 0.39654 | 29.2818 | -33.8597 | -20.6087 | 9.6055
4 | 6 | 3 | 370.7477 | 373.7597 | 378.2992 | 381.8462 | 0 | 0 | 0 | 0 | 195.5159 | 336.6699 | 0 | 0 | 0 | 0 | 0 | 0 | 106.1529 | 80.3228 | 329.141 | 329.141 | 0 | 0 | 0 | 0 | 0 | 29.525 | 87.3319 | 2.284 | 0 | 0 | 0 | 0 | 69.079 | -72.758 | -38.1736 | 50.4212 | 0.41121 | 0.42135 | 0.41593 | 0.39646 | 28.4057 | -30.6563 | -15.8774 | 19.9901
4 | 6 | 4 | 374.5056 | 375.9335 | 378.7349 | 380.7332 | 0 | 0 | 0 | 0 | 202.8388 | 338.5673 | 0 | 0 | 0 | 0 | 0 | 0 | 81.813 | 59.9831 | 325.179 | 325.179 | 0 | 0 | 0 | 0 | 0 | 27.7899 | 64.9992 | -0.58569 | 0 | 0 | 0 | 0 | 89.8538 | -50.4067 | -11.4433 | 56.14 | 0.41164 | 0.4221 | 0.41529 | 0.39674 | 36.9871 | -21.2765 | -4.7523 | 22.2727
4 | 6 | 5 | 398.3132 | 398.1204 | 399.2139 | 399.6701 | 0 | 0 | 0 | 0 | 216.0697 | 317.6746 | 0 | 0 | 0 | 0 | 0 | 0 | 80.7392 | 49.8918 | 312.9925 | 312.9925 | 0 | 0 | 0 | 0 | 0 | 39.6625 | 160.8982 | 15.7924 | 0 | 0 | 0 | 0 | 101.5043 | -9.1084 | -74.6767 | 70.8852 | 0.41274 | 0.42228 | 0.41522 | 0.39874 | 41.8948 | -3.8463 | -31.0075 | 28.2651
4 | 6 | 6 | 435.145 | 434.2164 | 434.6906 | 434.6372 | 0 | 0 | 0 | 0 | 215.8877 | 312.759 | 0 | 0 | 0 | 0 | 0 | 0 | 87.3735 | 48.1355 | 308.9832 | 308.9842 | 0 | 0 | 0 | 0 | 0 | 35.1494 | 126.1792 | 130.0965 | 0 | 0 | 0 | 0 | 131.8839 | 38.1725 | -0.47182 | -4.4435 | 0.41319 | 0.42246 | 0.41499 | 0.39779 | 54.4932 | 16.1264 | -0.1958 | -1.7676
4 | 6 | 7 | 463.6041 | 461.8191 | 461.6672 | 461.292 | 0 | 0 | 0 | 0 | 201.3115 | 277.6825 | 0 | 0 | 0 | 0 | 0 | 0 | 110.2404 | 130.0298 | 544.9561 | 545.7 | 0 | 0 | 0 | 0 | 0 | 1.7698 | -14.1387 | -4.1349 | 0 | 0 | 0 | 0 | 152.0522 | 52.337 | -69.1502 | -80.2731 | 0.41464 | 0.33736 | 0.33191 | 0.39149 | 63.0473 | 17.6563 | -22.9513 | -31.4258
4 | 6 | 8 | 487.661 | 486.356 | 487.2469 | 488.2872 | 0 | 0 | 0 | 0 | 175.757 | 238.4806 | 0 | 0 | 0 | 0 | 0 | 0 | 147.9667 | 262.2183 | 837.2905 | 848.4462 | 0 | 0 | 0 | 0 | 0 | -20.2091 | -108.5869 | 144.8219 | 0 | 0 | 0 | 0 | 163.9373 | 5.8661 | -241.4566 | -504.981 | 0.41395 | 0.28029 | 0.32029 | 0.31141 | 67.8612 | 1.6442 | -77.3357 | -157.2555
4 | 6 | 9 | 509.6669 | 509.6578 | 512.4685 | 515.6839 | 0 | 0 | 0 | 0 | 158.3816 | 233.9566 | 0 | 0 | 0 | 0 | 0 | 0 | 212.425 | 394.7997 | 1039.4084 | 1065.0787 | 0 | 0 | 0 | 0 | 0 | -23.3262 | -133.2001 | -295.1736 | 0 | 0 | 0 | 0 | 138.8603 | -95.7722 | -393.7398 | -254.2212 | 0.39087 | 0 | 0.0068178 | 0 | 54.2765 | 0 | -2.6844 | 0
4 | 6 | 10 | 520.8606 | 521.2358 | 524.4658 | 527.9892 | 0 | 0 | 0 | 0 | 149.6048 | 221.0261 | 0 | 0 | 0 | 0 | 0 | 0 | 256.7163 | 478.1073 | 1165.2218 | 1201.1228 | 0 | 0 | 0 | 0 | 0 | -49.185 | -189.6622 | -311.133 | 0 | 0 | 0 | 0 | 114.5396 | -128.7126 | -451.0937 | -362.0006 | 0.39163 | 0 | 0 | 0 | 44.8567 | 0 | 0 | 0
4 | 6 | 11 | 525.1687 | 525.7795 | 528.9939 | 532.1498 | 0 | 0 | 0 | 0 | 149.7512 | 224.9438 | 0 | 0 | 0 | 0 | 0 | 0 | 295.9457 | 553.0134 | 1247.3956 | 1292.3791 | 0 | 0 | 0 | 0 | 0 | -51.5209 | -279.6756 | -321.2397 | 0 | 0 | 0 | 0 | 79.4718 | -200.6567 | -438.7262 | -438.9896 | 0.38888 | 0 | 0 | 0 | 30.9052 | 0 | 0 | 0
4 | 6 | 12 | 522.7524 | 523.5843 | 526.8207 | 529.7414 | 0 | 0 | 0 | 0 | 147.239 | 216.5953 | 0 | 0 | 0 | 0 | 0 | 0 | 310.9196 | 569.8992 | 1275.4948 | 1323.1992 | 0 | 0 | 0 | 0 | 0 | -53.0414 | -343.5826 | -318.603 | 0 | 0 | 0 | 0 | 64.5938 | -209.8688 | -405.0916 | -474.8548 | 0.38632 | 0 | 0 | 0 | 24.9537 | 0 | 0 | 0
4 | 6 | 13 | 522.8097 | 524.7015 | 529.0262 | 532.8131 | 0 | 0 | 0 | 0 | 140.863 | 225.2486 | 0 | 0 | 0 | 0 | 0 | 0 | 325.7601 | 582.3499 | 1341.213 | 1389.5138 | 0 | 0 | 0 | 0 | 0 | -51.75 | -336.4085 | -337.7346 | 0 | 0 | 0 | 0 | 56.1867 | -231.1471 | -475.7782 | -518.9662 | 0.38495 | 0 | 0 | 0 | 21.6292 | 0 | 0 | 0
4 | 6 | 14 | 523.0417 | 525.865 | 531.249 | 536.0112 | 0 | 0 | 0 | 0 | 144.1701 | 226.4632 | 0 | 0 | 0 | 0 | 0 | 0 | 331.8331 | 571.9099 | 1316.1193 | 1360.8154 | 0 | 0 | 0 | 0 | 0 | -51.7282 | -312.7438 | -262.649 | 0 | 0 | 0 | 0 | 47.0385 | -220.7798 | -472.1264 | -562.1552 | 0.38305 | 0 | 0 | 0 | 18.0179 | 0 | 0 | 0
4 | 6 | 15 | 517.5263 | 521.1862 | 527.4469 | 532.959 | 0 | 0 | 0 | 0 | 145.8189 | 226.1156 | 0 | 0 | 0 | 0 | 0 | 0 | 357.6384 | 570.0744 | 1293.4387 | 1333.0917 | 0 | 0 | 0 | 0 | 0 | -49.4468 | -271.9521 | -242.9597 | 0 | 0 | 0 | 0 | 14.0689 | -225.5571 | -494.0397 | -557.173 | 0.38528 | 0 | 0 | 0 | 5.4205 | 0 | 0 | 0
4 | 6 | 16 | 512.3596 | 518.051 | 526.5418 | 534.0428 | 0 | 0 | 0 | 0 | 156.3745 | 238.6017 | 0 | 0 | 0 | 0 | 0 | 0 | 318.8573 | 495.8286 | 1229.3315 | 1258.9329 | 0 | 0 | 0 | 0 | 0 | -26.4016 | -45.2129 | -152.7415 | 0 | 0 | 0 | 0 | 37.1278 | -189.9777 | -657.5768 | -572.1486 | 0.41156 | 0 | 0.007326 | 0 | 15.2802 | 0 | -4.8174 | 0
4 | 6 | 17 | 506.2549 | 514.0539 | 524.8139 | 534.2898 | 0 | 0 | 0 | 0 | 172.2085 | 239.253 | 0 | 0 | 0 | 0 | 0 | 0 | 232.3534 | 366.9971 | 1045.7991 | 1063.9489 | 0 | 0 | 0 | 0 | 0 | -3.1579 | -6.8525 | 95.0296 | 0 | 0 | 0 | 0 | 101.6929 | -89.0383 | -514.1327 | -624.6887 | 0.40997 | 0.23762 | 0.31375 | 0.26988 | 41.6913 | -21.1573 | -161.3071 | -168.594
4 | 6 | 18 | 501.6025 | 511.6784 | 524.9267 | 536.6019 | 0 | 0 | 0 | 0 | 199.0263 | 280.7747 | 0 | 0 | 0 | 0 | 0 | 0 | 203.3064 | 229.6312 | 713.582 | 717.6096 | 0 | 0 | 0 | 0 | 0 | -7.4445 | -20.8685 | 33.7189 | 0 | 0 | 0 | 0 | 99.2697 | 8.7171 | -167.7868 | -214.7266 | 0.41329 | 0.42469 | 0.41897 | 0.40593 | 41.0269 | 3.7021 | -70.2971 | -87.1636
4 | 6 | 19 | 527.5201 | 539.344 | 554.5738 | 567.9321 | 0 | 0 | 0 | 0 | 219.5113 | 319.9313 | 0 | 0 | 0 | 0 | 0 | 0 | 176.3998 | 121.2846 | 386.2806 | 386.2821 | 0 | 0 | 0 | 0 | 0 | 16.9194 | 211.5778 | 166.3666 | 0 | 0 | 0 | 0 | 131.609 | 81.2086 | -43.2846 | 15.2834 | 0.4157 | 0.42239 | 0.41303 | 0.40197 | 54.7094 | 34.3016 | -17.8777 | 6.1434
4 | 6 | 20 | 535.8323 | 548.7604 | 565.1454 | 579.41 | 0 | 0 | 0 | 0 | 217.3314 | 330.1777 | 0 | 0 | 0 | 0 | 0 | 0 | 181.553 | 119.4193 | 370.5157 | 370.5157 | 0 | 0 | 0 | 0 | 0 | 22.6577 | 148.7068 | 314.2364 | 0 | 0 | 0 | 0 | 136.948 | 76.5057 | 45.923 | -105.3421 | 0.42087 | 0.43174 | 0.42154 | 0.40469 | 57.638 | 33.0308 | 19.3582 | -42.6305
4 | 6 | 21 | 513.6953 | 526.5055 | 542.5675 | 556.4308 | 0 | 0 | 0 | 0 | 222.1689 | 341.1131 | 0 | 0 | 0 | 0 | 0 | 0 | 211.1229 | 143.2464 | 364.7404 | 364.7404 | 0 | 0 | 0 | 0 | 0 | 31.9569 | 33.5758 | 120.0615 | 0 | 0 | 0 | 0 | 80.4034 | 10.1891 | 144.2513 | 71.6288 | 0.41808 | 0.42369 | 0.41303 | 0.4036 | 33.6152 | 4.317 | 59.5807 | 28.9097
4 | 6 | 22 | 484.6307 | 497.3921 | 513.2572 | 526.9281 | 0 | 0 | 0 | 0 | 224.7409 | 339.6164 | 0 | 0 | 0 | 0 | 0 | 0 | 220.1643 | 146.6921 | 344.8803 | 344.8803 | 0 | 0 | 0 | 0 | 0 | 16.6541 | 71.2168 | 149.1286 | 0 | 0 | 0 | 0 | 39.7256 | -5.5705 | 97.16 | 32.9192 | 0.41431 | 0.4215 | 0.41126 | 0.40084 | 16.4586 | -2.348 | 39.9578 | 13.1953
4 | 6 | 23 | 440.9796 | 452.8683 | 467.5764 | 480.2168 | 0 | 0 | 0 | 0 | 219.8898 | 360.1708 | 0 | 0 | 0 | 0 | 0 | 0 | 217.146 | 151.8934 | 348.5069 | 348.5069 | 0 | 0 | 0 | 0 | 0 | 20.3703 | 241.0122 | 111.5794 | 0 | 0 | 0 | 0 | 3.9438 | -79.5661 | -121.9427 | 20.1305 | 0.41263 | 0.42045 | 0.41146 | 0.39726 | 1.6273 | -33.4538 | -50.174 | 7.9971
4 | 6 | 24 | 405.6322 | 414.9303 | 426.5889 | 436.4811 | 0 | 0 | 0 | 0 | 212.0126 | 339.1402 | 0 | 0 | 0 | 0 | 0 | 0 | 198.035 | 136.9536 | 344.251 | 344.251 | 0 | 0 | 0 | 0 | 0 | 8.664 | 91.366 | 96.8974 | 0 | 0 | 0 | 0 | -4.4154 | -69.8275 | -9.028 | -4.6672 | 0.41183 | 0.4219 | 0.41161 | 0.39624 | -1.8184 | -29.46 | -3.716 | -1.8494
4 | 7 | 1 | 387.2034 | 393.9952 | 402.7351 | 409.9531 | 0 | 0 | 0 | 0 | 207.7209 | 354.0473 | 0 | 0 | 0 | 0 | 0 | 0 | 182.4975 | 121.674 | 329.9193 | 329.9193 | 0 | 0 | 0 | 0 | 0 | 17.2174 | 80.4937 | 92.7827 | 0 | 0 | 0 | 0 | -3.015 | -98.9435 | -7.6779 | -12.7489 | 0.4113 | 0.42149 | 0.41495 | 0.39673 | -1.2401 | -41.7037 | -3.1859 | -5.0579
4 | 7 | 2 | 373.1097 | 377.8131 | 384.2067 | 389.3691 | 0 | 0 | 0 | 0 | 200.0932 | 368.195 | 0 | 0 | 0 | 0 | 0 | 0 | 158.8333 | 105.9318 | 326.8367 | 326.8367 | 0 | 0 | 0 | 0 | 0 | 10.784 | 101.2072 | 32.3793 | 0 | 0 | 0 | 0 | 14.1832 | -107.0977 | -43.8372 | 30.1531 | 0.41115 | 0.42158 | 0.41337 | 0.39654 | 5.8314 | -45.1499 | -18.1208 | 11.9568
4 | 7 | 3 | 364.1126 | 366.9074 | 371.1835 | 374.5026 | 0 | 0 | 0 | 0 | 195.5159 | 336.6699 | 0 | 0 | 0 | 0 | 0 | 0 | 150.2079 | 98.7606 | 320.9804 | 320.9804 | 0 | 0 | 0 | 0 | 0 | 29.525 | 87.3319 | 2.284 | 0 | 0 | 0 | 0 | 18.3887 | -98.0482 | -37.1288 | 51.2382 | 0.41121 | 0.42135 | 0.41593 | 0.39646 | 7.5616 | -41.3122 | -15.4429 | 20.314
4 | 7 | 4 | 363.9546 | 365.0371 | 367.4197 | 369.0558 | 0 | 0 | 0 | 0 | 202.8388 | 338.5673 | 0 | 0 | 0 | 0 | 0 | 0 | 140.5001 | 91.3614 | 313.8261 | 313.8261 | 0 | 0 | 0 | 0 | 0 | 27.7899 | 64.9992 | -0.58569 | 0 | 0 | 0 | 0 | 20.6156 | -92.6815 | -11.4056 | 55.8153 | 0.41164 | 0.4221 | 0.41529 | 0.39674 | 8.4862 | -39.1204 | -4.7366 | 22.144
4 | 7 | 5 | 371.2831 | 370.2054 | 370.2261 | 369.7541 | 0 | 0 | 0 | 0 | 216.0697 | 317.6746 | 0 | 0 | 0 | 0 | 0 | 0 | 145.5846 | 90.4125 | 308.6804 | 308.6804 | 0 | 0 | 0 | 0 | 0 | 39.6625 | 160.8982 | 15.7924 | 0 | 0 | 0 | 0 | 9.6287 | -77.5442 | -99.3526 | 45.2813 | 0.41274 | 0.42228 | 0.41522 | 0.39874 | 3.9741 | -32.7455 | -41.2534 | 18.0557
4 | 7 | 6 | 379.1268 | 376.3644 | 374.6152 | 372.6383 | 0 | 0 | 0 | 0 | 215.8877 | 312.759 | 0 | 0 | 0 | 0 | 0 | 0 | 147.607 | 89.7758 | 308.3911 | 308.3923 | 0 | 0 | 0 | 0 | 0 | 35.1494 | 126.1792 | 130.0965 | 0 | 0 | 0 | 0 | 15.6321 | -61.3198 | -59.9551 | -65.8505 | 0.41319 | 0.42246 | 0.41499 | 0.39779 | 6.459 | -25.9052 | -24.8808 | -26.195
4 | 7 | 7 | 395.3488 | 391.3295 | 388.4685 | 385.7496 | 0 | 0 | 0 | 0 | 201.3115 | 277.6825 | 0 | 0 | 0 | 0 | 0 | 0 | 166.5253 | 165.3237 | 429.7305 | 430.7143 | 0 | 0 | 0 | 0 | 0 | 1.7698 | -14.1387 | -4.1349 | 0 | 0 | 0 | 0 | 27.512 | -53.4465 | -27.1233 | -40.8298 | 0.41464 | 0.33736 | 0.33191 | 0.39149 | 11.4076 | -18.0306 | -9.0024 | -15.9843
4 | 7 | 8 | 425.207 | 421.8575 | 420.2696 | 419.1654 | 0 | 0 | 0 | 0 | 175.757 | 238.4806 | 0 | 0 | 0 | 0 | 0 | 0 | 214.5673 | 308.0576 | 685.5229 | 697.8119 | 0 | 0 | 0 | 0 | 0 | -20.2091 | -108.5869 | 144.8219 | 0 | 0 | 0 | 0 | 34.8826 | -104.4716 | -156.6663 | -423.4684 | 0.41395 | 0.28029 | 0.32029 | 0.31141 | 14.4395 | -29.2827 | -50.1784 | -131.8718
4 | 7 | 9 | 452.5065 | 450.6263 | 451.1682 | 452.4209 | 0 | 0 | 0 | 0 | 158.3816 | 233.9566 | 0 | 0 | 0 | 0 | 0 | 0 | 268.9613 | 431.3388 | 936.531 | 961.5373 | 0 | 0 | 0 | 0 | 0 | -23.3262 | -133.2001 | -295.1736 | 0 | 0 | 0 | 0 | 25.1636 | -191.3428 | -352.1627 | -213.9428 | 0.39087 | 0 | 0.0068178 | 0 | 9.8357 | 0 | -2.401 | 0
4 | 7 | 10 | 467.3441 | 465.9675 | 467.0733 | 468.7591 | 0 | 0 | 0 | 0 | 149.6048 | 221.0261 | 0 | 0 | 0 | 0 | 0 | 0 | 316.8304 | 501.6186 | 1085.2403 | 1119.1266 | 0 | 0 | 0 | 0 | 0 | -49.185 | -189.6622 | -311.133 | 0 | 0 | 0 | 0 | 0.90895 | -207.4922 | -428.5048 | -339.2344 | 0.39163 | 0 | 0 | 0 | 0.35597 | 0 | 0 | 0
4 | 7 | 11 | 470.4376 | 469.2568 | 470.2988 | 471.5754 | 0 | 0 | 0 | 0 | 149.7512 | 224.9438 | 0 | 0 | 0 | 0 | 0 | 0 | 364.7621 | 575.6492 | 1189.0163 | 1230.7308 | 0 | 0 | 0 | 0 | 0 | -51.5209 | -279.6756 | -321.2397 | 0 | 0 | 0 | 0 | -44.0757 | -279.8152 | -439.0419 | -437.9157 | 0.38888 | 0 | 0 | 0 | -17.1403 | 0 | 0 | 0
4 | 7 | 12 | 469.6167 | 468.7092 | 469.8365 | 470.9327 | 0 | 0 | 0 | 0 | 147.239 | 216.5953 | 0 | 0 | 0 | 0 | 0 | 0 | 391.0637 | 595.7387 | 1239.5616 | 1284.8493 | 0 | 0 | 0 | 0 | 0 | -53.0414 | -343.5826 | -318.603 | 0 | 0 | 0 | 0 | -68.6861 | -290.5835 | -426.1425 | -495.3136 | 0.38632 | 0 | 0 | 0 | -26.5346 | 0 | 0 | 0
4 | 7 | 13 | 465.6131 | 465.6326 | 467.6871 | 469.5099 | 0 | 0 | 0 | 0 | 140.863 | 225.2486 | 0 | 0 | 0 | 0 | 0 | 0 | 423.1027 | 584.9351 | 1192.0539 | 1237.6107 | 0 | 0 | 0 | 0 | 0 | -51.75 | -336.4085 | -337.7346 | 0 | 0 | 0 | 0 | -98.3526 | -292.8012 | -387.9583 | -430.3662 | 0.38495 | 0 | 0 | 0 | -37.861 | 0 | 0 | 0
4 | 7 | 14 | 459.8443 | 460.599 | 463.4746 | 466.0668 | 0 | 0 | 0 | 0 | 144.1701 | 226.4632 | 0 | 0 | 0 | 0 | 0 | 0 | 387.8951 | 553.9989 | 1192.0459 | 1233.0384 | 0 | 0 | 0 | 0 | 0 | -51.7282 | -312.7438 | -262.649 | 0 | 0 | 0 | 0 | -72.2208 | -268.1349 | -415.8275 | -504.3226 | 0.38305 | 0 | 0 | 0 | -27.6639 | 0 | 0 | 0
4 | 7 | 15 | 457.9185 | 459.6272 | 463.522 | 466.9873 | 0 | 0 | 0 | 0 | 145.8189 | 226.1156 | 0 | 0 | 0 | 0 | 0 | 0 | 349.4421 | 504.9787 | 1178.0009 | 1212.0476 | 0 | 0 | 0 | 0 | 0 | -49.4468 | -271.9521 | -242.9597 | 0 | 0 | 0 | 0 | -37.3425 | -222.0203 | -442.5268 | -502.1005 | 0.38528 | 0 | 0 | 0 | -14.3874 | 0 | 0 | 0
4 | 7 | 16 | 456.6133 | 460.4799 | 466.758 | 472.3448 | 0 | 0 | 0 | 0 | 156.3745 | 238.6017 | 0 | 0 | 0 | 0 | 0 | 0 | 341.8147 | 446.8491 | 1053.0909 | 1079.8814 | 0 | 0 | 0 | 0 | 0 | -26.4016 | -45.2129 | -152.7415 | 0 | 0 | 0 | 0 | -41.576 | -198.5694 | -541.12 | -454.7951 | 0.41156 | 0 | 0.007326 | 0 | -17.1108 | 0 | -3.9642 | 0
4 | 7 | 17 | 453.8986 | 459.9838 | 468.6657 | 476.3439 | 0 | 0 | 0 | 0 | 172.2085 | 239.253 | 0 | 0 | 0 | 0 | 0 | 0 | 318.7124 | 367.225 | 853.5482 | 869.3353 | 0 | 0 | 0 | 0 | 0 | -3.1579 | -6.8525 | 95.0296 | 0 | 0 | 0 | 0 | -37.0223 | -143.3363 | -378.03 | -488.0211 | 0.40997 | 0.23762 | 0.31375 | 0.26988 | -15.1781 | -34.0595 | -118.6054 | -131.7095
4 | 7 | 18 | 465.2178 | 474.1027 | 485.9069 | 496.3327 | 0 | 0 | 0 | 0 | 199.0263 | 280.7747 | 0 | 0 | 0 | 0 | 0 | 0 | 339.0546 | 277.461 | 571.1887 | 574.5386 | 0 | 0 | 0 | 0 | 0 | -7.4445 | -20.8685 | 33.7189 | 0 | 0 | 0 | 0 | -72.8631 | -76.6885 | -64.4133 | -111.9247 | 0.41329 | 0.42469 | 0.41897 | 0.40593 | -30.1134 | -32.5691 | -26.987 | -45.4334
4 | 7 | 19 | 492.5494 | 503.2286 | 517.0704 | 529.2279 | 0 | 0 | 0 | 0 | 219.5113 | 319.9313 | 0 | 0 | 0 | 0 | 0 | 0 | 298.6206 | 149.5319 | 330.665 | 330.6666 | 0 | 0 | 0 | 0 | 0 | 16.9194 | 211.5778 | 166.3666 | 0 | 0 | 0 | 0 | -25.5825 | 16.846 | -25.1724 | 32.1947 | 0.4157 | 0.42239 | 0.41303 | 0.40197 | -10.6345 | 7.1155 | -10.3969 | 12.9411
4 | 7 | 20 | 506.0284 | 517.9809 | 533.183 | 546.4242 | 0 | 0 | 0 | 0 | 217.3314 | 330.1777 | 0 | 0 | 0 | 0 | 0 | 0 | 259.0263 | 102.0557 | 317.8333 | 317.8333 | 0 | 0 | 0 | 0 | 0 | 22.6577 | 148.7068 | 314.2364 | 0 | 0 | 0 | 0 | 29.6707 | 63.0898 | 66.6428 | -85.6456 | 0.42087 | 0.43174 | 0.42154 | 0.40469 | 12.4877 | 27.2386 | 28.0924 | -34.6596
4 | 7 | 21 | 490.7078 | 502.7656 | 517.9152 | 530.9891 | 0 | 0 | 0 | 0 | 222.1689 | 341.1131 | 0 | 0 | 0 | 0 | 0 | 0 | 254.0849 | 97.6395 | 302.4977 | 302.4977 | 0 | 0 | 0 | 0 | 0 | 31.9569 | 33.5758 | 120.0615 | 0 | 0 | 0 | 0 | 14.454 | 32.0561 | 181.8417 | 108.4299 | 0.41808 | 0.42369 | 0.41303 | 0.4036 | 6.0429 | 13.5818 | 75.1068 | 43.7628
4 | 7 | 22 | 460.6099 | 472.585 | 487.4967 | 500.3427 | 0 | 0 | 0 | 0 | 224.7409 | 339.6164 | 0 | 0 | 0 | 0 | 0 | 0 | 256.8802 | 98.7752 | 284.9754 | 284.9754 | 0 | 0 | 0 | 0 | 0 | 16.6541 | 71.2168 | 149.1286 | 0 | 0 | 0 | 0 | -21.0112 | 17.5393 | 131.3045 | 66.2388 | 0.41431 | 0.4215 | 0.41126 | 0.40084 | -8.7051 | 7.3928 | 54 | 26.551
4 | 7 | 23 | 423.0682 | 434.3707 | 448.3678 | 460.3932 | 0 | 0 | 0 | 0 | 219.8898 | 360.1708 | 0 | 0 | 0 | 0 | 0 | 0 | 233.8187 | 82.5827 | 275.8906 | 275.8906 | 0 | 0 | 0 | 0 | 0 | 20.3703 | 241.0122 | 111.5794 | 0 | 0 | 0 | 0 | -30.6402 | -28.7531 | -68.535 | 72.9232 | 0.41263 | 0.42045 | 0.41146 | 0.39726 | -12.6432 | -12.0893 | -28.1991 | 28.9695
4 | 7 | 24 | 396.7671 | 405.7751 | 417.0819 | 426.6696 | 0 | 0 | 0 | 0 | 212.0126 | 339.1402 | 0 | 0 | 0 | 0 | 0 | 0 | 250.2989 | 98.5144 | 274.2089 | 274.2089 | 0 | 0 | 0 | 0 | 0 | 8.664 | 91.366 | 96.8974 | 0 | 0 | 0 | 0 | -65.5443 | -40.5435 | 51.507 | 55.5634 | 0.41183 | 0.4219 | 0.41161 | 0.39624 | -26.9928 | -17.1052 | 21.2007 | 22.0165
4 | 8 | 1 | 374.6763 | 381.0581 | 389.3007 | 396.0886 | 0 | 0 | 0 | 0 | 207.7209 | 354.0473 | 0 | 0 | 0 | 0 | 0 | 0 | 249.8349 | 99.1498 | 267.6708 | 267.6708 | 0 | 0 | 0 | 0 | 0 | 17.2174 | 80.4937 | 92.7827 | 0 | 0 | 0 | 0 | -82.8794 | -89.3564 | 41.1362 | 35.635 | 0.4113 | 0.42149 | 0.41495 | 0.39673 | -34.0883 | -37.6628 | 17.0695 | 14.1376
4 | 8 | 2 | 356.8844 | 361.0566 | 366.8062 | 371.4114 | 0 | 0 | 0 | 0 | 200.0932 | 368.195 | 0 | 0 | 0 | 0 | 0 | 0 | 252.5012 | 106.2181 | 280.0138 | 280.0138 | 0 | 0 | 0 | 0 | 0 | 10.784 | 101.2072 | 32.3793 | 0 | 0 | 0 | 0 | -95.7101 | -124.1405 | -14.4148 | 59.0183 | 0.41115 | 0.42158 | 0.41337 | 0.39654 | -39.3512 | -52.3347 | -5.9586 | 23.4029
4 | 8 | 3 | 348.5036 | 350.7874 | 354.444 | 357.2272 | 0 | 0 | 0 | 0 | 195.5159 | 336.6699 | 0 | 0 | 0 | 0 | 0 | 0 | 254.8187 | 112.0826 | 304.7601 | 304.7601 | 0 | 0 | 0 | 0 | 0 | 29.525 | 87.3319 | 2.284 | 0 | 0 | 0 | 0 | -101.831 | -127.4901 | -37.6479 | 50.1832 | 0.41121 | 0.42135 | 0.41593 | 0.39646 | -41.8735 | -53.7174 | -15.6588 | 19.8957
4 | 8 | 4 | 349.8865 | 350.5086 | 352.3328 | 353.4858 | 0 | 0 | 0 | 0 | 202.8388 | 338.5673 | 0 | 0 | 0 | 0 | 0 | 0 | 247.3095 | 110.7843 | 321.309 | 321.309 | 0 | 0 | 0 | 0 | 0 | 27.7899 | 64.9992 | -0.58569 | 0 | 0 | 0 | 0 | -100.2617 | -126.6329 | -33.9754 | 32.7625 | 0.41164 | 0.4221 | 0.41529 | 0.39674 | -41.2714 | -53.4511 | -14.1096 | 12.9981
4 | 8 | 5 | 354.2238 | 352.5877 | 351.9313 | 350.8735 | 0 | 0 | 0 | 0 | 216.0697 | 317.6746 | 0 | 0 | 0 | 0 | 0 | 0 | 257.7383 | 126.9814 | 341.6206 | 341.6206 | 0 | 0 | 0 | 0 | 0 | 39.6625 | 160.8982 | 15.7924 | 0 | 0 | 0 | 0 | -119.5842 | -131.7308 | -150.5876 | -6.5395 | 0.41274 | 0.42228 | 0.41522 | 0.39874 | -49.3571 | -55.6275 | -62.5274 | -2.6076
4 | 8 | 6 | 370.3342 | 367.2841 | 365.1859 | 362.9071 | 0 | 0 | 0 | 0 | 215.8877 | 312.759 | 0 | 0 | 0 | 0 | 0 | 0 | 255.3032 | 140.39 | 363.2403 | 363.2416 | 0 | 0 | 0 | 0 | 0 | 35.1494 | 126.1792 | 130.0965 | 0 | 0 | 0 | 0 | -100.8566 | -121.0143 | -124.2336 | -130.4311 | 0.41319 | 0.42246 | 0.41499 | 0.39779 | -41.6731 | -51.1239 | -51.5558 | -51.8848
4 | 8 | 7 | 379.3047 | 374.7602 | 371.2624 | 367.9926 | 0 | 0 | 0 | 0 | 201.3115 | 277.6825 | 0 | 0 | 0 | 0 | 0 | 0 | 264.0213 | 222.2298 | 564.4832 | 565.1654 | 0 | 0 | 0 | 0 | 0 | 1.7698 | -14.1387 | -4.1349 | 0 | 0 | 0 | 0 | -86.0281 | -126.9218 | -179.0821 | -193.0379 | 0.41464 | 0.33736 | 0.33191 | 0.39149 | -35.6709 | -42.8181 | -59.4383 | -75.5716
4 | 8 | 8 | 403.9962 | 399.9524 | 397.5226 | 395.69 | 0 | 0 | 0 | 0 | 175.757 | 238.4806 | 0 | 0 | 0 | 0 | 0 | 0 | 270.9433 | 338.5081 | 836.2559 | 846.4101 | 0 | 0 | 0 | 0 | 0 | -20.2091 | -108.5869 | 144.8219 | 0 | 0 | 0 | 0 | -42.7042 | -156.8272 | -330.1463 | -595.542 | 0.41395 | 0.28029 | 0.32029 | 0.31141 | -17.6772 | -43.9577 | -105.7419 | -185.457
4 | 8 | 9 | 414.7621 | 411.6464 | 410.6902 | 410.6469 | 0 | 0 | 0 | 0 | 158.3816 | 233.9566 | 0 | 0 | 0 | 0 | 0 | 0 | 298.7514 | 447.9586 | 1027.0127 | 1048.5648 | 0 | 0 | 0 | 0 | 0 | -23.3262 | -133.2001 | -295.1736 | 0 | 0 | 0 | 0 | -42.3709 | -246.9425 | -483.1224 | -342.7444 | 0.39087 | 0 | 0.0068178 | 0 | -16.5616 | 0 | -3.2938 | 0
4 | 8 | 10 | 423.0552 | 420.2289 | 419.5768 | 419.7419 | 0 | 0 | 0 | 0 | 149.6048 | 221.0261 | 0 | 0 | 0 | 0 | 0 | 0 | 318.8355 | 534.9391 | 1151.8546 | 1183.5024 | 0 | 0 | 0 | 0 | 0 | -49.185 | -189.6622 | -311.133 | 0 | 0 | 0 | 0 | -45.3851 | -286.5513 | -542.6155 | -452.6275 | 0.39163 | 0 | 0 | 0 | -17.774 | 0 | 0 | 0
4 | 8 | 11 | 426.7832 | 424.1735 | 423.4828 | 423.2604 | 0 | 0 | 0 | 0 | 149.7512 | 224.9438 | 0 | 0 | 0 | 0 | 0 | 0 | 338.4448 | 621.3025 | 1331.2209 | 1373.2299 | 0 | 0 | 0 | 0 | 0 | -51.5209 | -279.6756 | -321.2397 | 0 | 0 | 0 | 0 | -61.4128 | -370.5519 | -628.0626 | -628.7298 | 0.38888 | 0 | 0 | 0 | -23.8823 | 0 | 0 | 0
4 | 8 | 12 | 422.8804 | 420.443 | 419.7153 | 419.2067 | 0 | 0 | 0 | 0 | 147.239 | 216.5953 | 0 | 0 | 0 | 0 | 0 | 0 | 359.9249 | 659.3571 | 1360.1487 | 1406.3675 | 0 | 0 | 0 | 0 | 0 | -53.0414 | -343.5826 | -318.603 | 0 | 0 | 0 | 0 | -84.2835 | -402.468 | -596.8508 | -668.5577 | 0.38632 | 0 | 0 | 0 | -32.5601 | 0 | 0 | 0
4 | 8 | 13 | 422.847 | 421.4666 | 421.8237 | 422.178 | 0 | 0 | 0 | 0 | 140.863 | 225.2486 | 0 | 0 | 0 | 0 | 0 | 0 | 387.9958 | 696.4385 | 1394.6839 | 1443.4915 | 0 | 0 | 0 | 0 | 0 | -51.75 | -336.4085 | -337.7346 | 0 | 0 | 0 | 0 | -106.0117 | -448.4706 | -636.4517 | -683.5789 | 0.38495 | 0 | 0 | 0 | -40.8094 | 0 | 0 | 0
4 | 8 | 14 | 418.7643 | 418.1742 | 419.4193 | 420.6009 | 0 | 0 | 0 | 0 | 144.1701 | 226.4632 | 0 | 0 | 0 | 0 | 0 | 0 | 386.2611 | 686.3855 | 1398.4187 | 1444.7368 | 0 | 0 | 0 | 0 | 0 | -51.7282 | -312.7438 | -262.649 | 0 | 0 | 0 | 0 | -111.6669 | -442.9462 | -666.2556 | -761.4869 | 0.38305 | 0 | 0 | 0 | -42.7736 | 0 | 0 | 0
4 | 8 | 15 | 415.4063 | 415.7233 | 417.9307 | 419.9364 | 0 | 0 | 0 | 0 | 145.8189 | 226.1156 | 0 | 0 | 0 | 0 | 0 | 0 | 375.3578 | 658.1226 | 1379.0685 | 1420.7223 | 0 | 0 | 0 | 0 | 0 | -49.4468 | -271.9521 | -242.9597 | 0 | 0 | 0 | 0 | -105.7705 | -419.0681 | -689.1856 | -757.8263 | 0.38528 | 0 | 0 | 0 | -40.7515 | 0 | 0 | 0
4 | 8 | 16 | 415.1344 | 417.6432 | 422.275 | 426.4375 | 0 | 0 | 0 | 0 | 156.3745 | 238.6017 | 0 | 0 | 0 | 0 | 0 | 0 | 363.3832 | 579.0881 | 1221.6151 | 1253.732 | 0 | 0 | 0 | 0 | 0 | -26.4016 | -45.2129 | -152.7415 | 0 | 0 | 0 | 0 | -104.6233 | -373.645 | -754.1273 | -674.553 | 0.41156 | 0 | 0.007326 | 0 | -43.0584 | 0 | -5.5247 | 0
4 | 8 | 17 | 418.0941 | 423.0072 | 430.268 | 436.7167 | 0 | 0 | 0 | 0 | 172.2085 | 239.253 | 0 | 0 | 0 | 0 | 0 | 0 | 312.6436 | 448.9418 | 1002.3833 | 1020.957 | 0 | 0 | 0 | 0 | 0 | -3.1579 | -6.8525 | 95.0296 | 0 | 0 | 0 | 0 | -66.7581 | -262.0297 | -565.2628 | -679.2699 | 0.40997 | 0.23762 | 0.31375 | 0.26988 | -27.369 | -62.2634 | -177.349 | -183.3246
4 | 8 | 18 | 424.6816 | 432.2395 | 442.4348 | 451.4688 | 0 | 0 | 0 | 0 | 199.0263 | 280.7747 | 0 | 0 | 0 | 0 | 0 | 0 | 211.3862 | 266.4097 | 695.0273 | 698.67 | 0 | 0 | 0 | 0 | 0 | -7.4445 | -20.8685 | 33.7189 | 0 | 0 | 0 | 0 | 14.2691 | -107.5003 | -231.724 | -280.9201 | 0.41329 | 0.42469 | 0.41897 | 0.40593 | 5.8972 | -45.6546 | -97.0847 | -114.0334
4 | 8 | 19 | 459.9537 | 469.5659 | 482.1138 | 493.1521 | 0 | 0 | 0 | 0 | 219.5113 | 319.9313 | 0 | 0 | 0 | 0 | 0 | 0 | 200.1248 | 175.0482 | 442.7521 | 442.7535 | 0 | 0 | 0 | 0 | 0 | 16.9194 | 211.5778 | 166.3666 | 0 | 0 | 0 | 0 | 40.3175 | -42.333 | -172.216 | -115.968 | 0.4157 | 0.42239 | 0.41303 | 0.40197 | 16.7598 | -17.881 | -71.1299 | -46.6151
4 | 8 | 20 | 486.1591 | 497.4613 | 511.8746 | 524.4336 | 0 | 0 | 0 | 0 | 217.3314 | 330.1777 | 0 | 0 | 0 | 0 | 0 | 0 | 217.9206 | 170.0496 | 412.484 | 412.484 | 0 | 0 | 0 | 0 | 0 | 22.6577 | 148.7068 | 314.2364 | 0 | 0 | 0 | 0 | 50.9072 | -25.4237 | -49.3161 | -202.2868 | 0.42087 | 0.43174 | 0.42154 | 0.40469 | 21.4256 | -10.9765 | -20.7885 | -81.8627
4 | 8 | 21 | 469.769 | 481.1413 | 495.4598 | 507.8148 | 0 | 0 | 0 | 0 | 222.1689 | 341.1131 | 0 | 0 | 0 | 0 | 0 | 0 | 191.2045 | 149.8623 | 416.877 | 416.877 | 0 | 0 | 0 | 0 | 0 | 31.9569 | 33.5758 | 120.0615 | 0 | 0 | 0 | 0 | 56.3955 | -41.791 | 45.007 | -29.1238 | 0.41808 | 0.42369 | 0.41303 | 0.4036 | 23.5779 | -17.7064 | 18.5894 | -11.7545
4 | 8 | 22 | 438.5471 | 449.7999 | 463.8359 | 475.9244 | 0 | 0 | 0 | 0 | 224.7409 | 339.6164 | 0 | 0 | 0 | 0 | 0 | 0 | 202.0259 | 149.9699 | 419.6883 | 419.6883 | 0 | 0 | 0 | 0 | 0 | 16.6541 | 71.2168 | 149.1286 | 0 | 0 | 0 | 0 | 11.7803 | -56.4405 | -27.0692 | -92.8924 | 0.41431 | 0.4215 | 0.41126 | 0.40084 | 4.8807 | -23.7896 | -11.1324 | -37.2348
4 | 8 | 23 | 405.7008 | 416.4347 | 429.7425 | 441.1715 | 0 | 0 | 0 | 0 | 219.8898 | 360.1708 | 0 | 0 | 0 | 0 | 0 | 0 | 180.846 | 145.7518 | 405.2003 | 405.2003 | 0 | 0 | 0 | 0 | 0 | 20.3703 | 241.0122 | 111.5794 | 0 | 0 | 0 | 0 | 4.9649 | -109.8582 | -216.47 | -75.6082 | 0.41263 | 0.42045 | 0.41146 | 0.39726 | 2.0487 | -46.1902 | -89.0678 | -30.0361
4 | 8 | 24 | 377.2242 | 385.5924 | 396.1235 | 405.0402 | 0 | 0 | 0 | 0 | 212.0126 | 339.1402 | 0 | 0 | 0 | 0 | 0 | 0 | 165.7552 | 153.4786 | 407.3279 | 407.3279 | 0 | 0 | 0 | 0 | 0 | 8.664 | 91.366 | 96.8974 | 0 | 0 | 0 | 0 | -0.54355 | -115.6904 | -102.5704 | -99.1851 | 0.41183 | 0.4219 | 0.41161 | 0.39624 | -0.22385 | -48.8094 | -42.2188 | -39.3012
4 | 9 | 1 | 359.575 | 365.4624 | 373.1056 | 379.3749 | 0 | 0 | 0 | 0 | 207.7209 | 354.0473 | 0 | 0 | 0 | 0 | 0 | 0 | 166.1826 | 164.1331 | 404.7779 | 404.7779 | 0 | 0 | 0 | 0 | 0 | 17.2174 | 80.4937 | 92.7827 | 0 | 0 | 0 | 0 | -14.3285 | -169.9355 | -112.166 | -118.1857 | 0.4113 | 0.42149 | 0.41495 | 0.39673 | -5.8933 | -71.6261 | -46.5432 | -46.8883
4 | 9 | 2 | 354.292 | 358.3793 | 364.0261 | 368.5422 | 0 | 0 | 0 | 0 | 200.0932 | 368.195 | 0 | 0 | 0 | 0 | 0 | 0 | 167.7364 | 170.0562 | 388.3083 | 388.3083 | 0 | 0 | 0 | 0 | 0 | 10.784 | 101.2072 | 32.3793 | 0 | 0 | 0 | 0 | -13.5377 | -190.6559 | -125.4895 | -52.1454 | 0.41115 | 0.42158 | 0.41337 | 0.39654 | -5.566 | -80.376 | -51.873 | -20.6775
4 | 9 | 3 | 349.5369 | 351.8546 | 355.5522 | 358.3708 | 0 | 0 | 0 | 0 | 195.5159 | 336.6699 | 0 | 0 | 0 | 0 | 0 | 0 | 168.8428 | 163.7992 | 346.8361 | 346.8361 | 0 | 0 | 0 | 0 | 0 | 29.525 | 87.3319 | 2.284 | 0 | 0 | 0 | 0 | -14.8218 | -178.1396 | -78.6158 | 9.2508 | 0.41121 | 0.42135 | 0.41593 | 0.39646 | -6.0948 | -75.0583 | -32.6984 | 3.6676
4 | 9 | 4 | 361.3077 | 362.3036 | 364.5812 | 366.1264 | 0 | 0 | 0 | 0 | 202.8388 | 338.5673 | 0 | 0 | 0 | 0 | 0 | 0 | 174.6136 | 153.6299 | 307.8417 | 307.8417 | 0 | 0 | 0 | 0 | 0 | 27.7899 | 64.9992 | -0.58569 | 0 | 0 | 0 | 0 | -16.1446 | -157.6834 | -8.2597 | 58.8704 | 0.41164 | 0.4221 | 0.41529 | 0.39674 | -6.6457 | -66.5574 | -3.4302 | 23.356
4 | 9 | 5 | 392.2038 | 391.811 | 392.662 | 392.9084 | 0 | 0 | 0 | 0 | 216.0697 | 317.6746 | 0 | 0 | 0 | 0 | 0 | 0 | 188.3341 | 149.6759 | 293.5514 | 293.5514 | 0 | 0 | 0 | 0 | 0 | 39.6625 | 160.8982 | 15.7924 | 0 | 0 | 0 | 0 | -12.2 | -115.2019 | -61.7876 | 83.5646 | 0.41274 | 0.42228 | 0.41522 | 0.39874 | -5.0354 | -48.6477 | -25.6556 | 33.3209
4 | 9 | 6 | 426.6426 | 425.4356 | 425.5724 | 425.227 | 0 | 0 | 0 | 0 | 215.8877 | 312.759 | 0 | 0 | 0 | 0 | 0 | 0 | 190.387 | 153.3775 | 301.4318 | 301.4345 | 0 | 0 | 0 | 0 | 0 | 35.1494 | 126.1792 | 130.0965 | 0 | 0 | 0 | 0 | 20.3679 | -75.8503 | -2.0386 | -6.304 | 0.41319 | 0.42246 | 0.41499 | 0.39779 | 8.4158 | -32.0438 | -0.846 | -2.5077
4 | 9 | 7 | 464.4561 | 462.699 | 462.581 | 462.235 | 0 | 0 | 0 | 0 | 201.3115 | 277.6825 | 0 | 0 | 0 | 0 | 0 | 0 | 236.3955 | 270.3505 | 615.306 | 616.4231 | 0 | 0 | 0 | 0 | 0 | 1.7698 | -14.1387 | -4.1349 | 0 | 0 | 0 | 0 | 26.7492 | -87.1038 | -138.5863 | -150.0532 | 0.41464 | 0.33736 | 0.33191 | 0.39149 | 11.0913 | -29.3852 | -45.9976 | -58.7437
4 | 9 | 8 | 497.0336 | 496.0354 | 497.2984 | 498.6604 | 0 | 0 | 0 | 0 | 175.757 | 238.4806 | 0 | 0 | 0 | 0 | 0 | 0 | 307.172 | 440.0811 | 972.232 | 987.2249 | 0 | 0 | 0 | 0 | 0 | -20.2091 | -108.5869 | 144.8219 | 0 | 0 | 0 | 0 | 14.1045 | -162.3172 | -366.3467 | -633.3864 | 0.41395 | 0.28029 | 0.32029 | 0.31141 | 5.8385 | -45.4965 | -117.3365 | -197.2421
4 | 9 | 9 | 513.8184 | 513.9452 | 516.9207 | 520.2787 | 0 | 0 | 0 | 0 | 158.3816 | 233.9566 | 0 | 0 | 0 | 0 | 0 | 0 | 405.5619 | 581.7666 | 1215.7486 | 1246.3579 | 0 | 0 | 0 | 0 | 0 | -23.3262 | -133.2001 | -295.1736 | 0 | 0 | 0 | 0 | -50.1251 | -278.4517 | -565.6278 | -430.9056 | 0.39087 | 0 | 0.0068178 | 0 | -19.5925 | 0 | -3.8563 | 0
4 | 9 | 10 | 527.0244 | 527.6014 | 531.076 | 534.8111 | 0 | 0 | 0 | 0 | 149.6048 | 221.0261 | 0 | 0 | 0 | 0 | 0 | 0 | 468.1554 | 667.5855 | 1340.7912 | 1383.3909 | 0 | 0 | 0 | 0 | 0 | -49.185 | -189.6622 | -311.133 | 0 | 0 | 0 | 0 | -90.7357 | -311.8252 | -620.0529 | -537.4468 | 0.39163 | 0 | 0 | 0 | -35.5345 | 0 | 0 | 0
4 | 9 | 11 | 533.3629 | 534.242 | 537.7816 | 541.2189 | 0 | 0 | 0 | 0 | 149.7512 | 224.9438 | 0 | 0 | 0 | 0 | 0 | 0 | 487.8529 | 700.2194 | 1373.6238 | 1423.4235 | 0 | 0 | 0 | 0 | 0 | -51.5209 | -279.6756 | -321.2397 | 0 | 0 | 0 | 0 | -104.2412 | -339.4002 | -556.1666 | -560.9649 | 0.38888 | 0 | 0 | 0 | -40.5375 | 0 | 0 | 0
4 | 9 | 12 | 535.7871 | 537.0457 | 540.7994 | 544.1677 | 0 | 0 | 0 | 0 | 147.239 | 216.5953 | 0 | 0 | 0 | 0 | 0 | 0 | 524.7631 | 729.9441 | 1379.3276 | 1432.5509 | 0 | 0 | 0 | 0 | 0 | -53.0414 | -343.5826 | -318.603 | 0 | 0 | 0 | 0 | -136.2149 | -356.4524 | -494.9456 | -569.7802 | 0.38632 | 0 | 0 | 0 | -52.6221 | 0 | 0 | 0
4 | 9 | 13 | 541.4825 | 543.9855 | 549.0514 | 553.4794 | 0 | 0 | 0 | 0 | 140.863 | 225.2486 | 0 | 0 | 0 | 0 | 0 | 0 | 539.323 | 736.148 | 1370.0315 | 1423.3131 | 0 | 0 | 0 | 0 | 0 | -51.75 | -336.4085 | -337.7346 | 0 | 0 | 0 | 0 | -138.7035 | -365.6612 | -484.5716 | -532.0992 | 0.38495 | 0 | 0 | 0 | -53.3942 | 0 | 0 | 0
4 | 9 | 14 | 536.4208 | 539.6821 | 545.5972 | 550.8187 | 0 | 0 | 0 | 0 | 144.1701 | 226.4632 | 0 | 0 | 0 | 0 | 0 | 0 | 534.5538 | 722.7597 | 1340.7713 | 1390.6124 | 0 | 0 | 0 | 0 | 0 | -51.7282 | -312.7438 | -262.649 | 0 | 0 | 0 | 0 | -142.3031 | -357.8126 | -482.4303 | -577.1446 | 0.38305 | 0 | 0 | 0 | -54.5087 | 0 | 0 | 0
4 | 9 | 15 | 529.1832 | 533.2247 | 539.948 | 545.8604 | 0 | 0 | 0 | 0 | 145.8189 | 226.1156 | 0 | 0 | 0 | 0 | 0 | 0 | 533.9958 | 705.1873 | 1363.01 | 1408.1917 | 0 | 0 | 0 | 0 | 0 | -49.4468 | -271.9521 | -242.9597 | 0 | 0 | 0 | 0 | -150.6315 | -348.6314 | -551.1099 | -619.3715 | 0.38528 | 0 | 0 | 0 | -58.0357 | 0 | 0 | 0
4 | 9 | 16 | 522.403 | 528.4232 | 537.3126 | 545.1585 | 0 | 0 | 0 | 0 | 156.3745 | 238.6017 | 0 | 0 | 0 | 0 | 0 | 0 | 542.6364 | 668.5665 | 1349.3499 | 1385.3514 | 0 | 0 | 0 | 0 | 0 | -26.4016 | -45.2129 | -152.7415 | 0 | 0 | 0 | 0 | -176.6078 | -352.3434 | -766.8244 | -687.4514 | 0.41156 | 0 | 0.007326 | 0 | -72.684 | 0 | -5.6177 | 0
4 | 9 | 17 | 517.0959 | 525.2499 | 536.4401 | 546.2883 | 0 | 0 | 0 | 0 | 172.2085 | 239.253 | 0 | 0 | 0 | 0 | 0 | 0 | 495.9245 | 545.9702 | 1145.9017 | 1167.1813 | 0 | 0 | 0 | 0 | 0 | -3.1579 | -6.8525 | 95.0296 | 0 | 0 | 0 | 0 | -151.0371 | -256.8154 | -602.6091 | -715.9226 | 0.40997 | 0.23762 | 0.31375 | 0.26988 | -61.921 | -61.0244 | -189.0662 | -193.2166
4 | 9 | 18 | 513.3319 | 523.7917 | 537.5056 | 549.5836 | 0 | 0 | 0 | 0 | 199.0263 | 280.7747 | 0 | 0 | 0 | 0 | 0 | 0 | 392.6641 | 337.1912 | 775.2924 | 779.636 | 0 | 0 | 0 | 0 | 0 | -7.4445 | -20.8685 | 33.7189 | 0 | 0 | 0 | 0 | -78.3585 | -86.7296 | -216.9182 | -263.7713 | 0.41329 | 0.42469 | 0.41897 | 0.40593 | -32.3846 | -36.8334 | -90.8816 | -107.0722
4 | 9 | 19 | 538.905 | 551.1016 | 566.7833 | 580.5325 | 0 | 0 | 0 | 0 | 219.5113 | 319.9313 | 0 | 0 | 0 | 0 | 0 | 0 | 351.4165 | 225.7964 | 474.1701 | 474.1713 | 0 | 0 | 0 | 0 | 0 | 16.9194 | 211.5778 | 166.3666 | 0 | 0 | 0 | 0 | -32.0228 | -11.5455 | -118.9646 | -60.0054 | 0.4157 | 0.42239 | 0.41303 | 0.40197 | -13.3118 | -4.8767 | -49.1356 | -24.1201
4 | 9 | 20 | 554.7951 | 568.344 | 585.4816 | 600.3974 | 0 | 0 | 0 | 0 | 217.3314 | 330.1777 | 0 | 0 | 0 | 0 | 0 | 0 | 339.6872 | 219.7157 | 459.8302 | 459.8302 | 0 | 0 | 0 | 0 | 0 | 22.6577 | 148.7068 | 314.2364 | 0 | 0 | 0 | 0 | -2.2234 | -4.2071 | -23.0554 | -173.6693 | 0.42087 | 0.43174 | 0.42154 | 0.40469 | -0.93578 | -1.8164 | -9.7187 | -70.2816
4 | 9 | 21 | 527.9446 | 541.2212 | 557.8488 | 572.2014 | 0 | 0 | 0 | 0 | 222.1689 | 341.1131 | 0 | 0 | 0 | 0 | 0 | 0 | 349.6602 | 224.3644 | 456.3001 | 456.3001 | 0 | 0 | 0 | 0 | 0 | 31.9569 | 33.5758 | 120.0615 | 0 | 0 | 0 | 0 | -43.8846 | -56.2131 | 67.9729 | -4.1603 | 0.41808 | 0.42369 | 0.41303 | 0.4036 | -18.3473 | -23.8168 | 28.0751 | -1.6791
4 | 9 | 22 | 482.4008 | 495.0892 | 510.8658 | 524.4601 | 0 | 0 | 0 | 0 | 224.7409 | 339.6164 | 0 | 0 | 0 | 0 | 0 | 0 | 363.8784 | 229.9563 | 446.3546 | 446.3546 | 0 | 0 | 0 | 0 | 0 | 16.6541 | 71.2168 | 149.1286 | 0 | 0 | 0 | 0 | -106.2184 | -91.1376 | -6.7056 | -71.023 | 0.41431 | 0.4215 | 0.41126 | 0.40084 | -44.0071 | -38.4143 | -2.7577 | -28.4687
4 | 9 | 23 | 438.2784 | 450.0787 | 464.6796 | 477.2272 | 0 | 0 | 0 | 0 | 219.8898 | 360.1708 | 0 | 0 | 0 | 0 | 0 | 0 | 370.8033 | 242.005 | 410.1951 | 410.1951 | 0 | 0 | 0 | 0 | 0 | 20.3703 | 241.0122 | 111.5794 | 0 | 0 | 0 | 0 | -152.4147 | -172.4673 | -186.5277 | -44.5473 | 0.41263 | 0.42045 | 0.41146 | 0.39726 | -62.8915 | -72.5145 | -76.7479 | -17.6969
4 | 9 | 24 | 409.4936 | 418.9181 | 430.7301 | 440.7548 | 0 | 0 | 0 | 0 | 212.0126 | 339.1402 | 0 | 0 | 0 | 0 | 0 | 0 | 381.4252 | 245.4686 | 334.4338 | 334.4338 | 0 | 0 | 0 | 0 | 0 | 8.664 | 91.366 | 96.8974 | 0 | 0 | 0 | 0 | -183.9441 | -174.3547 | 4.9303 | 9.4237 | 0.41183 | 0.4219 | 0.41161 | 0.39624 | -75.7529 | -73.5597 | 2.0294 | 3.7341
4 | 10 | 1 | 390.9198 | 397.8333 | 406.7207 | 414.0663 | 0 | 0 | 0 | 0 | 207.7209 | 354.0473 | 0 | 0 | 0 | 0 | 0 | 0 | 375.2042 | 238.4926 | 308.6367 | 308.6367 | 0 | 0 | 0 | 0 | 0 | 17.2174 | 80.4937 | 92.7827 | 0 | 0 | 0 | 0 | -192.0053 | -211.924 | 17.5903 | 12.6469 | 0.4113 | 0.42149 | 0.41495 | 0.39673 | -78.9717 | -89.3238 | 7.2991 | 5.0175
4 | 10 | 2 | 379.5274 | 384.4408 | 391.0892 | 396.4719 | 0 | 0 | 0 | 0 | 200.0932 | 368.195 | 0 | 0 | 0 | 0 | 0 | 0 | 364.1798 | 233.0105 | 326.1418 | 326.1418 | 0 | 0 | 0 | 0 | 0 | 10.784 | 101.2072 | 32.3793 | 0 | 0 | 0 | 0 | -184.7456 | -227.5488 | -36.2599 | 37.9507 | 0.41115 | 0.42158 | 0.41337 | 0.39654 | -75.9582 | -95.9292 | -14.9886 | 15.0488
4 | 10 | 3 | 376.9659 | 380.1815 | 384.9678 | 388.7283 | 0 | 0 | 0 | 0 | 195.5159 | 336.6699 | 0 | 0 | 0 | 0 | 0 | 0 | 370.3592 | 235.7763 | 339.4756 | 339.4756 | 0 | 0 | 0 | 0 | 0 | 29.525 | 87.3319 | 2.284 | 0 | 0 | 0 | 0 | -188.9091 | -221.7897 | -41.8396 | 46.9687 | 0.41121 | 0.42135 | 0.41593 | 0.39646 | -77.6806 | -93.4501 | -17.4022 | 18.6213
4 | 10 | 4 | 382.1197 | 383.7969 | 386.9005 | 389.1603 | 0 | 0 | 0 | 0 | 202.8388 | 338.5673 | 0 | 0 | 0 | 0 | 0 | 0 | 352.1267 | 229.5904 | 362.8156 | 362.8156 | 0 | 0 | 0 | 0 | 0 | 27.7899 | 64.9992 | -0.58569 | 0 | 0 | 0 | 0 | -172.8458 | -212.1507 | -40.9144 | 26.9304 | 0.41164 | 0.4221 | 0.41529 | 0.39674 | -71.1497 | -89.5478 | -16.9913 | 10.6842
4 | 10 | 5 | 407.8309 | 407.9496 | 409.4209 | 410.2039 | 0 | 0 | 0 | 0 | 216.0697 | 317.6746 | 0 | 0 | 0 | 0 | 0 | 0 | 322.8313 | 210.3741 | 358.652 | 358.652 | 0 | 0 | 0 | 0 | 0 | 39.6625 | 160.8982 | 15.7924 | 0 | 0 | 0 | 0 | -131.0701 | -159.7615 | -110.1293 | 35.7595 | 0.41274 | 0.42228 | 0.41522 | 0.39874 | -54.0978 | -67.4643 | -45.7282 | 14.2589
4 | 10 | 6 | 447.4183 | 446.8914 | 447.8528 | 448.2208 | 0 | 0 | 0 | 0 | 215.8877 | 312.759 | 0 | 0 | 0 | 0 | 0 | 0 | 318.2044 | 208.4093 | 356.2649 | 356.2685 | 0 | 0 | 0 | 0 | 0 | 35.1494 | 126.1792 | 130.0965 | 0 | 0 | 0 | 0 | -86.6738 | -109.4262 | -34.5914 | -38.1442 | 0.41319 | 0.42246 | 0.41499 | 0.39779 | -35.8128 | -46.2283 | -14.3551 | -15.1736
4 | 10 | 7 | 473.4843 | 472.0227 | 472.263 | 472.2271 | 0 | 0 | 0 | 0 | 201.3115 | 277.6825 | 0 | 0 | 0 | 0 | 0 | 0 | 338.6148 | 305.8069 | 649.8472 | 651.0285 | 0 | 0 | 0 | 0 | 0 | 1.7698 | -14.1387 | -4.1349 | 0 | 0 | 0 | 0 | -66.4419 | -113.2365 | -163.4455 | -174.6666 | 0.41464 | 0.33736 | 0.33191 | 0.39149 | -27.5496 | -38.2012 | -54.2485 | -68.3795
4 | 10 | 8 | 496.943 | 495.9418 | 497.2012 | 498.5601 | 0 | 0 | 0 | 0 | 175.757 | 238.4806 | 0 | 0 | 0 | 0 | 0 | 0 | 380.929 | 454.0495 | 974.2009 | 989.7919 | 0 | 0 | 0 | 0 | 0 | -20.2091 | -108.5869 | 144.8219 | 0 | 0 | 0 | 0 | -59.743 | -176.3793 | -368.4128 | -636.0537 | 0.41395 | 0.28029 | 0.32029 | 0.31141 | -24.7304 | -49.438 | -117.9982 | -198.0727
4 | 10 | 9 | 513.4377 | 513.5521 | 516.5124 | 519.8573 | 0 | 0 | 0 | 0 | 158.3816 | 233.9566 | 0 | 0 | 0 | 0 | 0 | 0 | 436.128 | 592.8511 | 1237.3997 | 1269.1748 | 0 | 0 | 0 | 0 | 0 | -23.3262 | -133.2001 | -295.1736 | 0 | 0 | 0 | 0 | -81.0719 | -289.9294 | -587.6872 | -454.1439 | 0.39087 | 0 | 0.0068178 | 0 | -31.6887 | 0 | -4.0067 | 0
4 | 10 | 10 | 526.535 | 527.0959 | 530.5511 | 534.2694 | 0 | 0 | 0 | 0 | 149.6048 | 221.0261 | 0 | 0 | 0 | 0 | 0 | 0 | 490.3206 | 685.2545 | 1373.4843 | 1417.1833 | 0 | 0 | 0 | 0 | 0 | -49.185 | -189.6622 | -311.133 | 0 | 0 | 0 | 0 | -113.3904 | -329.9997 | -653.2709 | -571.7809 | 0.39163 | 0 | 0 | 0 | -44.4066 | 0 | 0 | 0
4 | 10 | 11 | 533.9975 | 534.8973 | 538.4621 | 541.9212 | 0 | 0 | 0 | 0 | 149.7512 | 224.9438 | 0 | 0 | 0 | 0 | 0 | 0 | 517.6841 | 731.4355 | 1422.4562 | 1473.3171 | 0 | 0 | 0 | 0 | 0 | -51.5209 | -279.6756 | -321.2397 | 0 | 0 | 0 | 0 | -133.4378 | -369.9611 | -604.3186 | -610.1563 | 0.38888 | 0 | 0 | 0 | -51.8916 | 0 | 0 | 0
4 | 10 | 12 | 540.4462 | 541.8573 | 545.796 | 549.3243 | 0 | 0 | 0 | 0 | 147.239 | 216.5953 | 0 | 0 | 0 | 0 | 0 | 0 | 521.4056 | 749.4057 | 1432.1681 | 1486.8561 | 0 | 0 | 0 | 0 | 0 | -53.0414 | -343.5826 | -318.603 | 0 | 0 | 0 | 0 | -128.1983 | -371.1023 | -542.7895 | -618.9289 | 0.38632 | 0 | 0 | 0 | -49.5252 | 0 | 0 | 0
4 | 10 | 13 | 545.2171 | 547.8423 | 553.0564 | 557.6126 | 0 | 0 | 0 | 0 | 140.863 | 225.2486 | 0 | 0 | 0 | 0 | 0 | 0 | 519.3226 | 750.4861 | 1422.9164 | 1477.8338 | 0 | 0 | 0 | 0 | 0 | -51.75 | -336.4085 | -337.7346 | 0 | 0 | 0 | 0 | -114.9685 | -376.1424 | -533.4514 | -582.4866 | 0.38495 | 0 | 0 | 0 | -44.2574 | 0 | 0 | 0
4 | 10 | 14 | 544.9595 | 548.5003 | 554.7543 | 560.269 | 0 | 0 | 0 | 0 | 144.1701 | 226.4632 | 0 | 0 | 0 | 0 | 0 | 0 | 515.5723 | 736.6805 | 1413.4035 | 1465.9985 | 0 | 0 | 0 | 0 | 0 | -51.7282 | -312.7438 | -262.649 | 0 | 0 | 0 | 0 | -114.7829 | -362.9152 | -545.9054 | -643.0804 | 0.38305 | 0 | 0 | 0 | -43.9672 | 0 | 0 | 0
4 | 10 | 15 | 536.2172 | 540.4889 | 547.4915 | 553.6454 | 0 | 0 | 0 | 0 | 145.8189 | 226.1156 | 0 | 0 | 0 | 0 | 0 | 0 | 498.4696 | 698.6073 | 1370.9326 | 1417.2412 | 0 | 0 | 0 | 0 | 0 | -49.4468 | -271.9521 | -242.9597 | 0 | 0 | 0 | 0 | -108.0713 | -334.7872 | -551.489 | -620.6361 | 0.38528 | 0 | 0 | 0 | -41.638 | 0 | 0 | 0
4 | 10 | 16 | 530.0715 | 536.3428 | 545.5365 | 553.6457 | 0 | 0 | 0 | 0 | 156.3745 | 238.6017 | 0 | 0 | 0 | 0 | 0 | 0 | 439.1578 | 611.9928 | 1256.4689 | 1291.9978 | 0 | 0 | 0 | 0 | 0 | -26.4016 | -45.2129 | -152.7415 | 0 | 0 | 0 | 0 | -65.4608 | -287.8502 | -665.7195 | -585.6106 | 0.41156 | 0 | 0.007326 | 0 | -26.9408 | 0 | -4.877 | 0
4 | 10 | 17 | 522.027 | 530.3423 | 541.7283 | 551.7458 | 0 | 0 | 0 | 0 | 172.2085 | 239.253 | 0 | 0 | 0 | 0 | 0 | 0 | 363.4631 | 480.7789 | 1026.3625 | 1047.0081 | 0 | 0 | 0 | 0 | 0 | -3.1579 | -6.8525 | 95.0296 | 0 | 0 | 0 | 0 | -13.6446 | -186.5316 | -477.7817 | -590.2918 | 0.40997 | 0.23762 | 0.31375 | 0.26988 | -5.5939 | -44.3236 | -149.9021 | -159.3108
4 | 10 | 18 | 517.4653 | 528.0604 | 541.9384 | 554.1583 | 0 | 0 | 0 | 0 | 199.0263 | 280.7747 | 0 | 0 | 0 | 0 | 0 | 0 | 269.9768 | 278.7288 | 658.2785 | 661.8979 | 0 | 0 | 0 | 0 | 0 | -7.4445 | -20.8685 | 33.7189 | 0 | 0 | 0 | 0 | 48.4621 | -23.9985 | -95.4717 | -141.4586 | 0.41329 | 0.42469 | 0.41897 | 0.40593 | 20.0288 | -10.192 | -39.9995 | -57.422
4 | 10 | 19 | 538.0529 | 550.2216 | 565.8695 | 579.5895 | 0 | 0 | 0 | 0 | 219.5113 | 319.9313 | 0 | 0 | 0 | 0 | 0 | 0 | 246.9045 | 188.7353 | 421.7631 | 421.7645 | 0 | 0 | 0 | 0 | 0 | 16.9194 | 211.5778 | 166.3666 | 0 | 0 | 0 | 0 | 71.6371 | 24.6357 | -67.4713 | -8.5416 | 0.4157 | 0.42239 | 0.41303 | 0.40197 | 29.7793 | 10.4058 | -27.8675 | -3.4334
4 | 10 | 20 | 546.202 | 559.4696 | 576.2662 | 590.8869 | 0 | 0 | 0 | 0 | 217.3314 | 330.1777 | 0 | 0 | 0 | 0 | 0 | 0 | 241.3736 | 194.2977 | 421.3396 | 421.3396 | 0 | 0 | 0 | 0 | 0 | 22.6577 | 148.7068 | 314.2364 | 0 | 0 | 0 | 0 | 87.4971 | 12.3365 | 6.2198 | -144.6891 | 0.42087 | 0.43174 | 0.42154 | 0.40469 | 36.8253 | 5.3262 | 2.6219 | -58.5537
4 | 10 | 21 | 519.2427 | 532.2345 | 548.5167 | 562.5705 | 0 | 0 | 0 | 0 | 222.1689 | 341.1131 | 0 | 0 | 0 | 0 | 0 | 0 | 197.1273 | 184.8702 | 413.8635 | 413.8635 | 0 | 0 | 0 | 0 | 0 | 31.9569 | 33.5758 | 120.0615 | 0 | 0 | 0 | 0 | 99.9465 | -25.7057 | 101.0774 | 28.6455 | 0.41808 | 0.42369 | 0.41303 | 0.4036 | 41.7857 | -10.8912 | 41.7484 | 11.5614
4 | 10 | 22 | 478.34 | 490.8954 | 506.5108 | 519.9657 | 0 | 0 | 0 | 0 | 224.7409 | 339.6164 | 0 | 0 | 0 | 0 | 0 | 0 | 187.7356 | 192.1273 | 411.0473 | 411.0473 | 0 | 0 | 0 | 0 | 0 | 16.6541 | 71.2168 | 149.1286 | 0 | 0 | 0 | 0 | 65.8635 | -57.5024 | 24.2467 | -40.2101 | 0.41431 | 0.4215 | 0.41126 | 0.40084 | 27.2878 | -24.2372 | 9.9717 | -16.1177
4 | 10 | 23 | 437.6439 | 449.4234 | 463.9991 | 476.5249 | 0 | 0 | 0 | 0 | 219.8898 | 360.1708 | 0 | 0 | 0 | 0 | 0 | 0 | 181.7317 | 190.9435 | 385.6392 | 385.6392 | 0 | 0 | 0 | 0 | 0 | 20.3703 | 241.0122 | 111.5794 | 0 | 0 | 0 | 0 | 36.0224 | -122.0611 | -162.6523 | -20.6936 | 0.41263 | 0.42045 | 0.41146 | 0.39726 | 14.8641 | -51.321 | -66.9242 | -8.2208
4 | 10 | 24 | 401.2812 | 410.4369 | 421.9229 | 431.6657 | 0 | 0 | 0 | 0 | 212.0126 | 339.1402 | 0 | 0 | 0 | 0 | 0 | 0 | 151.2559 | 162.8182 | 383.8327 | 383.8327 | 0 | 0 | 0 | 0 | 0 | 8.664 | 91.366 | 96.8974 | 0 | 0 | 0 | 0 | 38.0128 | -100.1854 | -53.2758 | -49.0644 | 0.41183 | 0.4219 | 0.41161 | 0.39624 | 15.6546 | -42.2679 | -21.9287 | -19.4413
4 | 11 | 1 | 385.5718 | 392.3102 | 400.9853 | 408.1473 | 0 | 0 | 0 | 0 | 207.7209 | 354.0473 | 0 | 0 | 0 | 0 | 0 | 0 | 133.0297 | 145.9836 | 394.5795 | 394.5795 | 0 | 0 | 0 | 0 | 0 | 17.2174 | 80.4937 | 92.7827 | 0 | 0 | 0 | 0 | 44.8212 | -124.9381 | -74.0878 | -79.2149 | 0.4113 | 0.42149 | 0.41495 | 0.39673 | 18.4349 | -52.6602 | -30.7427 | -31.4273
4 | 11 | 2 | 376.7718 | 381.595 | 388.134 | 393.4221 | 0 | 0 | 0 | 0 | 200.0932 | 368.195 | 0 | 0 | 0 | 0 | 0 | 0 | 122.8779 | 144.179 | 412.0124 | 412.0124 | 0 | 0 | 0 | 0 | 0 | 10.784 | 101.2072 | 32.3793 | 0 | 0 | 0 | 0 | 53.8007 | -141.5631 | -125.0856 | -50.9696 | 0.41115 | 0.42158 | 0.41337 | 0.39654 | 22.1201 | -59.6796 | -51.7061 | -20.2113
4 | 11 | 3 | 376.8028 | 380.013 | 384.7928 | 388.5477 | 0 | 0 | 0 | 0 | 195.5159 | 336.6699 | 0 | 0 | 0 | 0 | 0 | 0 | 113.98 | 138.8058 | 419.986 | 419.986 | 0 | 0 | 0 | 0 | 0 | 29.525 | 87.3319 | 2.284 | 0 | 0 | 0 | 0 | 67.3069 | -124.9878 | -122.525 | -33.7222 | 0.41121 | 0.42135 | 0.41593 | 0.39646 | 27.677 | -52.6631 | -50.9615 | -13.3696
4 | 11 | 4 | 384.2771 | 386.0248 | 389.214 | 391.5479 | 0 | 0 | 0 | 0 | 202.8388 | 338.5673 | 0 | 0 | 0 | 0 | 0 | 0 | 106.8736 | 128.4391 | 395.2107 | 395.2107 | 0 | 0 | 0 | 0 | 0 | 27.7899 | 64.9992 | -0.58569 | 0 | 0 | 0 | 0 | 74.5647 | -108.7715 | -70.9958 | -3.077 | 0.41164 | 0.4221 | 0.41529 | 0.39674 | 30.6936 | -45.9119 | -29.4838 | -1.2208
4 | 11 | 5 | 405.9455 | 406.0025 | 407.399 | 408.1172 | 0 | 0 | 0 | 0 | 216.0697 | 317.6746 | 0 | 0 | 0 | 0 | 0 | 0 | 117.8562 | 127.2449 | 323.3018 | 323.3018 | 0 | 0 | 0 | 0 | 0 | 39.6625 | 160.8982 | 15.7924 | 0 | 0 | 0 | 0 | 72.0196 | -78.5794 | -76.8011 | 69.023 | 0.41274 | 0.42228 | 0.41522 | 0.39874 | 29.7253 | -33.1826 | -31.8895 | 27.5225
4 | 11 | 6 | 446.0768 | 445.5059 | 446.4141 | 446.736 | 0 | 0 | 0 | 0 | 215.8877 | 312.759 | 0 | 0 | 0 | 0 | 0 | 0 | 131.0876 | 130.1352 | 275.579 | 275.5838 | 0 | 0 | 0 | 0 | 0 | 35.1494 | 126.1792 | 130.0965 | 0 | 0 | 0 | 0 | 99.1015 | -32.5377 | 44.6559 | 41.0558 | 0.41319 | 0.42246 | 0.41499 | 0.39779 | 40.9478 | -13.7459 | 18.5318 | 16.3318
4 | 11 | 7 | 480.5364 | 479.3057 | 479.8259 | 480.0321 | 0 | 0 | 0 | 0 | 201.3115 | 277.6825 | 0 | 0 | 0 | 0 | 0 | 0 | 160.2332 | 199.8119 | 423.0496 | 424.2034 | 0 | 0 | 0 | 0 | 0 | 1.7698 | -14.1387 | -4.1349 | 0 | 0 | 0 | 0 | 118.9918 | 0.041515 | 70.915 | 59.9636 | 0.41464 | 0.33736 | 0.33191 | 0.39149 | 49.339 | 0.014006 | 23.5371 | 23.4749
4 | 11 | 8 | 505.4454 | 504.7226 | 506.3194 | 507.9703 | 0 | 0 | 0 | 0 | 175.757 | 238.4806 | 0 | 0 | 0 | 0 | 0 | 0 | 202.4637 | 297.0088 | 577.6962 | 590.5929 | 0 | 0 | 0 | 0 | 0 | -20.2091 | -108.5869 | 144.8219 | 0 | 0 | 0 | 0 | 127.2247 | -10.5578 | 37.2101 | -227.4446 | 0.41395 | 0.28029 | 0.32029 | 0.31141 | 52.6641 | -2.9593 | 11.918 | -70.8282
4 | 11 | 9 | 523.8799 | 524.3361 | 527.7109 | 531.4144 | 0 | 0 | 0 | 0 | 158.3816 | 233.9566 | 0 | 0 | 0 | 0 | 0 | 0 | 260.2039 | 399.9049 | 650.9714 | 675.1354 | 0 | 0 | 0 | 0 | 0 | -23.3262 | -133.2001 | -295.1736 | 0 | 0 | 0 | 0 | 105.2945 | -86.1992 | 9.9396 | 151.4525 | 0.39087 | 0 | 0.0068178 | 0 | 41.1566 | 0 | 0.067766 | 0
4 | 11 | 10 | 540.6936 | 541.7181 | 545.7352 | 549.9396 | 0 | 0 | 0 | 0 | 149.6048 | 221.0261 | 0 | 0 | 0 | 0 | 0 | 0 | 315.3745 | 459.267 | 648.8773 | 681.0078 | 0 | 0 | 0 | 0 | 0 | -49.185 | -189.6622 | -311.133 | 0 | 0 | 0 | 0 | 75.7143 | -89.39 | 86.5201 | 180.0648 | 0.39163 | 0 | 0 | 0 | 29.6517 | 0 | 0 | 0
4 | 11 | 11 | 544.0771 | 545.3069 | 549.2718 | 553.077 | 0 | 0 | 0 | 0 | 149.7512 | 224.9438 | 0 | 0 | 0 | 0 | 0 | 0 | 360.5295 | 538.3401 | 777.9434 | 816.8335 | 0 | 0 | 0 | 0 | 0 | -51.5209 | -279.6756 | -321.2397 | 0 | 0 | 0 | 0 | 33.7964 | -166.4561 | 51.004 | 57.4831 | 0.38888 | 0 | 0 | 0 | 13.1428 | 0 | 0 | 0
4 | 11 | 12 | 543.1474 | 544.647 | 548.6928 | 552.3139 | 0 | 0 | 0 | 0 | 147.239 | 216.5953 | 0 | 0 | 0 | 0 | 0 | 0 | 407.8591 | 644.8457 | 1023.4773 | 1068.7233 | 0 | 0 | 0 | 0 | 0 | -53.0414 | -343.5826 | -318.603 | 0 | 0 | 0 | 0 | -11.9507 | -263.7527 | -131.2019 | -197.8064 | 0.38632 | 0 | 0 | 0 | -4.6167 | 0 | 0 | 0
4 | 11 | 13 | 545.0902 | 547.7113 | 552.9203 | 557.4722 | 0 | 0 | 0 | 0 | 140.863 | 225.2486 | 0 | 0 | 0 | 0 | 0 | 0 | 405.0308 | 656.4637 | 1151.7964 | 1196.2515 | 0 | 0 | 0 | 0 | 0 | -51.75 | -336.4085 | -337.7346 | 0 | 0 | 0 | 0 | -0.80363 | -282.2511 | -262.4676 | -301.0448 | 0.38495 | 0 | 0 | 0 | -0.30936 | 0 | 0 | 0
4 | 11 | 14 | 542.3489 | 545.8043 | 551.9546 | 557.3798 | 0 | 0 | 0 | 0 | 144.1701 | 226.4632 | 0 | 0 | 0 | 0 | 0 | 0 | 394.0263 | 634.0955 | 1193.5229 | 1235.5069 | 0 | 0 | 0 | 0 | 0 | -51.7282 | -312.7438 | -262.649 | 0 | 0 | 0 | 0 | 4.1525 | -263.0262 | -328.8244 | -415.478 | 0.38305 | 0 | 0 | 0 | 1.5906 | 0 | 0 | 0
4 | 11 | 15 | 533.8604 | 538.055 | 544.964 | 551.0371 | 0 | 0 | 0 | 0 | 145.8189 | 226.1156 | 0 | 0 | 0 | 0 | 0 | 0 | 362.999 | 592.6079 | 1160.6822 | 1196.9669 | 0 | 0 | 0 | 0 | 0 | -49.4468 | -271.9521 | -242.9597 | 0 | 0 | 0 | 0 | 25.0425 | -231.2217 | -343.7661 | -402.9702 | 0.38528 | 0 | 0 | 0 | 9.6484 | 0 | 0 | 0
4 | 11 | 16 | 525.1767 | 531.2877 | 540.2872 | 548.2283 | 0 | 0 | 0 | 0 | 156.3745 | 238.6017 | 0 | 0 | 0 | 0 | 0 | 0 | 308.592 | 501.5409 | 1081.1715 | 1108.0448 | 0 | 0 | 0 | 0 | 0 | -26.4016 | -45.2129 | -152.7415 | 0 | 0 | 0 | 0 | 60.2102 | -182.4533 | -495.6714 | -407.075 | 0.41156 | 0 | 0.007326 | 0 | 24.7799 | 0 | -3.6313 | 0
4 | 11 | 17 | 516.7334 | 524.8754 | 536.0513 | 545.887 | 0 | 0 | 0 | 0 | 172.2085 | 239.253 | 0 | 0 | 0 | 0 | 0 | 0 | 242.5683 | 339.9524 | 776.1747 | 790.8805 | 0 | 0 | 0 | 0 | 0 | -3.1579 | -6.8525 | 95.0296 | 0 | 0 | 0 | 0 | 101.9566 | -51.1721 | -233.2709 | -340.0231 | 0.40997 | 0.23762 | 0.31375 | 0.26988 | 41.7994 | -12.1595 | -73.1878 | -91.767
4 | 11 | 18 | 515.5617 | 526.0946 | 539.897 | 552.0515 | 0 | 0 | 0 | 0 | 199.0263 | 280.7747 | 0 | 0 | 0 | 0 | 0 | 0 | 173.0265 | 168.93 | 461.3412 | 464.0769 | 0 | 0 | 0 | 0 | 0 | -7.4445 | -20.8685 | 33.7189 | 0 | 0 | 0 | 0 | 143.5089 | 83.8344 | 99.4242 | 54.2557 | 0.41329 | 0.42469 | 0.41897 | 0.40593 | 59.3104 | 35.6039 | 41.6555 | 22.0239
4 | 11 | 19 | 539.7208 | 551.9441 | 567.6581 | 581.4354 | 0 | 0 | 0 | 0 | 219.5113 | 319.9313 | 0 | 0 | 0 | 0 | 0 | 0 | 174.0697 | 116.0085 | 302.1062 | 302.1082 | 0 | 0 | 0 | 0 | 0 | 16.9194 | 211.5778 | 166.3666 | 0 | 0 | 0 | 0 | 146.1398 | 99.0849 | 53.9742 | 112.9606 | 0.4157 | 0.42239 | 0.41303 | 0.40197 | 60.7498 | 41.8523 | 22.2928 | 45.4062
4 | 11 | 20 | 557.4238 | 571.0587 | 588.3007 | 603.3067 | 0 | 0 | 0 | 0 | 217.3314 | 330.1777 | 0 | 0 | 0 | 0 | 0 | 0 | 212.1706 | 108.7584 | 283.2834 | 283.2834 | 0 | 0 | 0 | 0 | 0 | 22.6577 | 148.7068 | 314.2364 | 0 | 0 | 0 | 0 | 127.9218 | 109.4649 | 156.3105 | 5.7869 | 0.42087 | 0.43174 | 0.42154 | 0.40469 | 53.8391 | 47.2607 | 65.8905 | 2.3419
4 | 11 | 21 | 531.6791 | 545.078 | 561.8538 | 576.3346 | 0 | 0 | 0 | 0 | 222.1689 | 341.1131 | 0 | 0 | 0 | 0 | 0 | 0 | 225.0713 | 118.0487 | 293.0824 | 293.0824 | 0 | 0 | 0 | 0 | 0 | 31.9569 | 33.5758 | 120.0615 | 0 | 0 | 0 | 0 | 84.4389 | 53.9593 | 235.1956 | 163.1907 | 0.41808 | 0.42369 | 0.41303 | 0.4036 | 35.3023 | 22.8619 | 97.1438 | 65.8644
4 | 11 | 22 | 487.8214 | 500.6872 | 516.6789 | 530.4594 | 0 | 0 | 0 | 0 | 224.7409 | 339.6164 | 0 | 0 | 0 | 0 | 0 | 0 | 240.9533 | 127.2732 | 298.1468 | 298.1468 | 0 | 0 | 0 | 0 | 0 | 16.6541 | 71.2168 | 149.1286 | 0 | 0 | 0 | 0 | 22.1271 | 17.1435 | 147.3153 | 83.184 | 0.41431 | 0.4215 | 0.41126 | 0.40084 | 9.1675 | 7.226 | 60.5846 | 33.3433
4 | 11 | 23 | 444.8048 | 456.8188 | 471.6786 | 484.4504 | 0 | 0 | 0 | 0 | 219.8898 | 360.1708 | 0 | 0 | 0 | 0 | 0 | 0 | 253.0991 | 133.815 | 315.2664 | 315.2664 | 0 | 0 | 0 | 0 | 0 | 20.3703 | 241.0122 | 111.5794 | 0 | 0 | 0 | 0 | -28.1842 | -57.5374 | -84.6 | 57.6046 | 0.41263 | 0.42045 | 0.41146 | 0.39726 | -11.6297 | -24.1918 | -34.8091 | 22.884
4 | 11 | 24 | 414.5878 | 424.1791 | 436.1932 | 446.3929 | 0 | 0 | 0 | 0 | 212.0126 | 339.1402 | 0 | 0 | 0 | 0 | 0 | 0 | 234.9645 | 110.4358 | 306.2011 | 306.2011 | 0 | 0 | 0 | 0 | 0 | 8.664 | 91.366 | 96.8974 | 0 | 0 | 0 | 0 | -32.3893 | -34.0608 | 38.6262 | 43.2945 | 0.41183 | 0.4219 | 0.41161 | 0.39624 | -13.3387 | -14.3702 | 15.8988 | 17.155
4 | 12 | 1 | 390.5029 | 397.4027 | 406.2735 | 413.6048 | 0 | 0 | 0 | 0 | 207.7209 | 354.0473 | 0 | 0 | 0 | 0 | 0 | 0 | 215.4212 | 93.4209 | 286.9969 | 286.9969 | 0 | 0 | 0 | 0 | 0 | 17.2174 | 80.4937 | 92.7827 | 0 | 0 | 0 | 0 | -32.6392 | -67.2829 | 38.783 | 33.8252 | 0.4113 | 0.42149 | 0.41495 | 0.39673 | -13.4245 | -28.3591 | 16.093 | 13.4196
4 | 12 | 2 | 383.3707 | 388.4099 | 395.2108 | 400.7255 | 0 | 0 | 0 | 0 | 200.0932 | 368.195 | 0 | 0 | 0 | 0 | 0 | 0 | 212.7302 | 94.6383 | 282.6264 | 282.6264 | 0 | 0 | 0 | 0 | 0 | 10.784 | 101.2072 | 32.3793 | 0 | 0 | 0 | 0 | -29.4527 | -85.2074 | 11.3772 | 85.7197 | 0.41115 | 0.42158 | 0.41337 | 0.39654 | -12.1095 | -35.9214 | 4.7029 | 33.9909
4 | 12 | 3 | 380.1929 | 383.5141 | 388.4285 | 392.2997 | 0 | 0 | 0 | 0 | 195.5159 | 336.6699 | 0 | 0 | 0 | 0 | 0 | 0 | 201.5793 | 93.729 | 297.4342 | 297.4342 | 0 | 0 | 0 | 0 | 0 | 29.525 | 87.3319 | 2.284 | 0 | 0 | 0 | 0 | -16.9023 | -76.4099 | 3.6624 | 92.5816 | 0.41121 | 0.42135 | 0.41593 | 0.39646 | -6.9503 | -32.195 | 1.5233 | 36.7051
4 | 12 | 4 | 385.2923 | 387.0733 | 390.3028 | 392.6716 | 0 | 0 | 0 | 0 | 202.8388 | 338.5673 | 0 | 0 | 0 | 0 | 0 | 0 | 188.7488 | 84.9118 | 272.467 | 272.467 | 0 | 0 | 0 | 0 | 0 | 27.7899 | 64.9992 | -0.58569 | 0 | 0 | 0 | 0 | -6.2953 | -64.1956 | 52.8366 | 120.7902 | 0.41164 | 0.4221 | 0.41529 | 0.39674 | -2.5914 | -27.0967 | 21.9424 | 47.9218
4 | 12 | 5 | 414.5748 | 414.9143 | 416.6533 | 417.6678 | 0 | 0 | 0 | 0 | 216.0697 | 317.6746 | 0 | 0 | 0 | 0 | 0 | 0 | 205.3406 | 96.0306 | 227.1214 | 227.1214 | 0 | 0 | 0 | 0 | 0 | 39.6625 | 160.8982 | 15.7924 | 0 | 0 | 0 | 0 | -6.8355 | -38.4533 | 28.6337 | 174.754 | 0.41274 | 0.42228 | 0.41522 | 0.39874 | -2.8213 | -16.2381 | 11.8893 | 69.6822
4 | 12 | 6 | 455.7757 | 455.5224 | 456.8155 | 457.4705 | 0 | 0 | 0 | 0 | 215.8877 | 312.759 | 0 | 0 | 0 | 0 | 0 | 0 | 220.5778 | 110.1038 | 198.8967 | 198.9034 | 0 | 0 | 0 | 0 | 0 | 35.1494 | 126.1792 | 130.0965 | 0 | 0 | 0 | 0 | 19.3103 | -2.4898 | 131.7396 | 128.4706 | 0.41319 | 0.42246 | 0.41499 | 0.39779 | 7.9788 | -1.0519 | 54.6707 | 51.1049
4 | 12 | 7 | 482.3675 | 481.1967 | 481.7895 | 482.0586 | 0 | 0 | 0 | 0 | 201.3115 | 277.6825 | 0 | 0 | 0 | 0 | 0 | 0 | 265.4012 | 240.479 | 488.3459 | 489.5877 | 0 | 0 | 0 | 0 | 0 | 1.7698 | -14.1387 | -4.1349 | 0 | 0 | 0 | 0 | 15.6548 | -38.7346 | 7.5824 | -3.3942 | 0.41464 | 0.33736 | 0.33191 | 0.39149 | 6.4911 | -13.0674 | 2.5166 | -1.3288
4 | 12 | 8 | 505.5905 | 504.8723 | 506.475 | 508.1308 | 0 | 0 | 0 | 0 | 175.757 | 238.4806 | 0 | 0 | 0 | 0 | 0 | 0 | 334.0088 | 410.0762 | 818.2392 | 832.5652 | 0 | 0 | 0 | 0 | 0 | -20.2091 | -108.5869 | 144.8219 | 0 | 0 | 0 | 0 | -4.1754 | -123.4754 | -203.1773 | -469.2563 | 0.41395 | 0.28029 | 0.32029 | 0.31141 | -1.7284 | -34.6094 | -65.0753 | -146.1305
4 | 12 | 9 | 520.1817 | 520.5168 | 523.7448 | 527.3213 | 0 | 0 | 0 | 0 | 158.3816 | 233.9566 | 0 | 0 | 0 | 0 | 0 | 0 | 414.6999 | 546.9273 | 1043.1863 | 1070.0102 | 0 | 0 | 0 | 0 | 0 | -23.3262 | -133.2001 | -295.1736 | 0 | 0 | 0 | 0 | -52.8999 | -237.0409 | -386.2414 | -247.5154 | 0.39087 | 0 | 0.0068178 | 0 | -20.677 | 0 | -2.6333 | 0
4 | 12 | 10 | 529.6713 | 530.3349 | 533.9145 | 537.7405 | 0 | 0 | 0 | 0 | 149.6048 | 221.0261 | 0 | 0 | 0 | 0 | 0 | 0 | 468.2534 | 642.196 | 1228.6213 | 1264.2827 | 0 | 0 | 0 | 0 | 0 | -49.185 | -189.6622 | -311.133 | 0 | 0 | 0 | 0 | -88.1869 | -283.7022 | -505.0445 | -415.4092 | 0.39163 | 0 | 0 | 0 | -34.5363 | 0 | 0 | 0
4 | 12 | 11 | 533.0004 | 533.8676 | 537.3928 | 540.8176 | 0 | 0 | 0 | 0 | 149.7512 | 224.9438 | 0 | 0 | 0 | 0 | 0 | 0 | 482.4265 | 671.4444 | 1302.5399 | 1342.2585 | 0 | 0 | 0 | 0 | 0 | -51.5209 | -279.6756 | -321.2397 | 0 | 0 | 0 | 0 | -99.1773 | -310.9997 | -485.4716 | -480.2012 | 0.38888 | 0 | 0 | 0 | -38.5683 | 0 | 0 | 0
4 | 12 | 12 | 529.2788 | 530.3244 | 533.8198 | 536.9646 | 0 | 0 | 0 | 0 | 147.239 | 216.5953 | 0 | 0 | 0 | 0 | 0 | 0 | 479.0379 | 668.9511 | 1343.2599 | 1382.932 | 0 | 0 | 0 | 0 | 0 | -53.0414 | -343.5826 | -318.603 | 0 | 0 | 0 | 0 | -96.998 | -302.1806 | -465.8575 | -527.3644 | 0.38632 | 0 | 0 | 0 | -37.472 | 0 | 0 | 0
4 | 12 | 13 | 526.2724 | 528.2775 | 532.7396 | 536.6454 | 0 | 0 | 0 | 0 | 140.863 | 225.2486 | 0 | 0 | 0 | 0 | 0 | 0 | 486.643 | 679.6076 | 1346.0088 | 1385.7254 | 0 | 0 | 0 | 0 | 0 | -51.75 | -336.4085 | -337.7346 | 0 | 0 | 0 | 0 | -101.2336 | -324.8288 | -476.8606 | -511.3455 | 0.38495 | 0 | 0 | 0 | -38.9701 | 0 | 0 | 0
4 | 12 | 14 | 522.3528 | 525.1536 | 530.5102 | 535.2488 | 0 | 0 | 0 | 0 | 144.1701 | 226.4632 | 0 | 0 | 0 | 0 | 0 | 0 | 521.2845 | 723.0384 | 1369.1436 | 1409.991 | 0 | 0 | 0 | 0 | 0 | -51.7282 | -312.7438 | -262.649 | 0 | 0 | 0 | 0 | -143.1019 | -372.6198 | -525.8895 | -612.0932 | 0.38305 | 0 | 0 | 0 | -54.8147 | 0 | 0 | 0
4 | 12 | 15 | 513.8461 | 517.3856 | 523.5002 | 528.886 | 0 | 0 | 0 | 0 | 145.8189 | 226.1156 | 0 | 0 | 0 | 0 | 0 | 0 | 541.1526 | 744.1521 | 1370.8309 | 1412.2501 | 0 | 0 | 0 | 0 | 0 | -49.4468 | -271.9521 | -242.9597 | 0 | 0 | 0 | 0 | -173.1254 | -403.4354 | -575.3786 | -640.4044 | 0.38528 | 0 | 0 | 0 | -66.7022 | 0 | 0 | 0
4 | 12 | 16 | 509.042 | 514.6249 | 522.9839 | 530.371 | 0 | 0 | 0 | 0 | 156.3745 | 238.6017 | 0 | 0 | 0 | 0 | 0 | 0 | 522.6886 | 684.7678 | 1253.2742 | 1286.1046 | 0 | 0 | 0 | 0 | 0 | -26.4016 | -45.2129 | -152.7415 | 0 | 0 | 0 | 0 | -170.021 | -382.3431 | -685.0774 | -602.9921 | 0.41156 | 0 | 0.007326 | 0 | -69.9732 | 0 | -5.0188 | 0
4 | 12 | 17 | 503.9344 | 511.6574 | 522.3253 | 531.7216 | 0 | 0 | 0 | 0 | 172.2085 | 239.253 | 0 | 0 | 0 | 0 | 0 | 0 | 492.9253 | 594.2473 | 1061.5205 | 1082.7571 | 0 | 0 | 0 | 0 | 0 | -3.1579 | -6.8525 | 95.0296 | 0 | 0 | 0 | 0 | -161.1994 | -318.685 | -532.3427 | -646.0652 | 0.40997 | 0.23762 | 0.31375 | 0.26988 | -66.0873 | -75.7259 | -167.0204 | -174.3631
4 | 12 | 18 | 497.9586 | 507.9152 | 521.0189 | 532.569 | 0 | 0 | 0 | 0 | 199.0263 | 280.7747 | 0 | 0 | 0 | 0 | 0 | 0 | 409.6654 | 384.1872 | 654.2866 | 658.9892 | 0 | 0 | 0 | 0 | 0 | -7.4445 | -20.8685 | 33.7189 | 0 | 0 | 0 | 0 | -110.7331 | -149.6021 | -112.3992 | -160.1391 | 0.41329 | 0.42469 | 0.41897 | 0.40593 | -45.7646 | -63.535 | -47.0916 | -65.005
4 | 12 | 19 | 526.5411 | 538.333 | 553.5239 | 566.8486 | 0 | 0 | 0 | 0 | 219.5113 | 319.9313 | 0 | 0 | 0 | 0 | 0 | 0 | 373.7304 | 243.7069 | 283.6504 | 283.6532 | 0 | 0 | 0 | 0 | 0 | 16.9194 | 211.5778 | 166.3666 | 0 | 0 | 0 | 0 | -66.7006 | -42.2247 | 58.2958 | 116.8288 | 0.4157 | 0.42239 | 0.41303 | 0.40197 | -27.7272 | -17.8352 | 24.0777 | 46.9611
4 | 12 | 20 | 550.0816 | 563.4762 | 580.4267 | 595.1806 | 0 | 0 | 0 | 0 | 217.3314 | 330.1777 | 0 | 0 | 0 | 0 | 0 | 0 | 369.7459 | 229.8154 | 291.1731 | 291.1731 | 0 | 0 | 0 | 0 | 0 | 22.6577 | 148.7068 | 314.2364 | 0 | 0 | 0 | 0 | -36.9956 | -19.1746 | 140.5469 | -10.2289 | 0.42087 | 0.43174 | 0.42154 | 0.40469 | -15.5705 | -8.2785 | 59.2456 | -4.1395
4 | 12 | 21 | 526.2948 | 539.5175 | 556.0796 | 570.3755 | 0 | 0 | 0 | 0 | 222.1689 | 341.1131 | 0 | 0 | 0 | 0 | 0 | 0 | 346.5234 | 218.0241 | 285.5324 | 285.5324 | 0 | 0 | 0 | 0 | 0 | 31.9569 | 33.5758 | 120.0615 | 0 | 0 | 0 | 0 | -42.3974 | -51.5766 | 236.9714 | 164.7816 | 0.41808 | 0.42369 | 0.41303 | 0.4036 | -17.7256 | -21.8524 | 97.8772 | 66.5066
4 | 12 | 22 | 483.5067 | 496.2313 | 512.0518 | 525.6841 | 0 | 0 | 0 | 0 | 224.7409 | 339.6164 | 0 | 0 | 0 | 0 | 0 | 0 | 326.3897 | 212.4185 | 259.1127 | 259.1127 | 0 | 0 | 0 | 0 | 0 | 16.6541 | 71.2168 | 149.1286 | 0 | 0 | 0 | 0 | -67.6239 | -72.4577 | 181.7222 | 117.4428 | 0.41431 | 0.4215 | 0.41126 | 0.40084 | -28.0171 | -30.5408 | 74.7347 | 47.0755
4 | 12 | 23 | 443.6989 | 455.6767 | 470.4927 | 483.2264 | 0 | 0 | 0 | 0 | 219.8898 | 360.1708 | 0 | 0 | 0 | 0 | 0 | 0 | 305.8086 | 205.416 | 251.8643 | 251.8643 | 0 | 0 | 0 | 0 | 0 | 20.3703 | 241.0122 | 111.5794 | 0 | 0 | 0 | 0 | -81.9995 | -130.2805 | -22.3839 | 119.7827 | 0.41263 | 0.42045 | 0.41146 | 0.39726 | -33.8358 | -54.7768 | -9.21 | 47.5849
4 | 12 | 24 | 411.4878 | 420.9776 | 432.8687 | 442.9619 | 0 | 0 | 0 | 0 | 212.0126 | 339.1402 | 0 | 0 | 0 | 0 | 0 | 0 | 310.0025 | 218.4742 | 279.174 | 279.174 | 0 | 0 | 0 | 0 | 0 | 8.664 | 91.366 | 96.8974 | 0 | 0 | 0 | 0 | -110.5273 | -145.3008 | 62.3286 | 66.8905 | 0.41183 | 0.4219 | 0.41161 | 0.39624 | -45.518 | -61.302 | 25.655 | 26.5047
4 | 13 | 1 | 390.9923 | 397.9082 | 406.7984 | 414.1465 | 0 | 0 | 0 | 0 | 207.7209 | 354.0473 | 0 | 0 | 0 | 0 | 0 | 0 | 313.6018 | 214.812 | 271.6762 | 271.6762 | 0 | 0 | 0 | 0 | 0 | 17.2174 | 80.4937 | 92.7827 | 0 | 0 | 0 | 0 | -130.3303 | -188.1685 | 54.6286 | 49.6876 | 0.4113 | 0.42149 | 0.41495 | 0.39673 | -53.6048 | -79.3111 | 22.6681 | 19.7128
4 | 13 | 2 | 383.8421 | 388.8967 | 395.7163 | 401.2472 | 0 | 0 | 0 | 0 | 200.0932 | 368.195 | 0 | 0 | 0 | 0 | 0 | 0 | 296.2355 | 196.8933 | 248.2702 | 248.2702 | 0 | 0 | 0 | 0 | 0 | 10.784 | 101.2072 | 32.3793 | 0 | 0 | 0 | 0 | -112.4866 | -186.9757 | 46.2388 | 120.5976 | 0.41115 | 0.42158 | 0.41337 | 0.39654 | -46.2489 | -78.8245 | 19.1135 | 47.8213
4 | 13 | 3 | 380.9724 | 384.3191 | 389.2645 | 393.1625 | 0 | 0 | 0 | 0 | 195.5159 | 336.6699 | 0 | 0 | 0 | 0 | 0 | 0 | 293.3165 | 207.5435 | 248.8169 | 248.8169 | 0 | 0 | 0 | 0 | 0 | 29.525 | 87.3319 | 2.284 | 0 | 0 | 0 | 0 | -107.86 | -189.4193 | 53.1157 | 142.0616 | 0.41121 | 0.42135 | 0.41593 | 0.39646 | -44.3527 | -79.811 | 22.0922 | 56.3221
4 | 13 | 4 | 385.401 | 387.1856 | 390.4194 | 392.7919 | 0 | 0 | 0 | 0 | 202.8388 | 338.5673 | 0 | 0 | 0 | 0 | 0 | 0 | 276.9916 | 205.0617 | 247.9866 | 247.9866 | 0 | 0 | 0 | 0 | 0 | 27.7899 | 64.9992 | -0.58569 | 0 | 0 | 0 | 0 | -94.4293 | -184.2333 | 77.4336 | 145.391 | 0.41164 | 0.4221 | 0.41529 | 0.39674 | -38.8706 | -77.764 | 32.1573 | 57.6818
4 | 13 | 5 | 414.321 | 414.6522 | 416.3811 | 417.3869 | 0 | 0 | 0 | 0 | 216.0697 | 317.6746 | 0 | 0 | 0 | 0 | 0 | 0 | 252.4651 | 194.8375 | 248.5135 | 248.5135 | 0 | 0 | 0 | 0 | 0 | 39.6625 | 160.8982 | 15.7924 | 0 | 0 | 0 | 0 | -54.2138 | -137.5224 | 6.9694 | 153.0811 | 0.41274 | 0.42228 | 0.41522 | 0.39874 | -22.3762 | -58.0732 | 2.8939 | 61.0402
4 | 13 | 6 | 454.2166 | 453.9123 | 455.1435 | 455.745 | 0 | 0 | 0 | 0 | 215.8877 | 312.759 | 0 | 0 | 0 | 0 | 0 | 0 | 230.344 | 176.1669 | 235.2971 | 235.3058 | 0 | 0 | 0 | 0 | 0 | 35.1494 | 126.1792 | 130.0965 | 0 | 0 | 0 | 0 | 7.985 | -70.1631 | 93.6672 | 90.3427 | 0.41319 | 0.42246 | 0.41499 | 0.39779 | 3.2993 | -29.6412 | 38.871 | 35.9378
4 | 13 | 7 | 481.3341 | 480.1295 | 480.6813 | 480.915 | 0 | 0 | 0 | 0 | 201.3115 | 277.6825 | 0 | 0 | 0 | 0 | 0 | 0 | 258.8827 | 279.4397 | 533.6541 | 535.066 | 0 | 0 | 0 | 0 | 0 | 1.7698 | -14.1387 | -4.1349 | 0 | 0 | 0 | 0 | 21.14 | -78.7625 | -38.834 | -50.0162 | 0.41464 | 0.33736 | 0.33191 | 0.39149 | 8.7655 | -26.5712 | -12.8892 | -19.5806
4 | 13 | 8 | 503.9226 | 503.1499 | 504.6863 | 506.2849 | 0 | 0 | 0 | 0 | 175.757 | 238.4806 | 0 | 0 | 0 | 0 | 0 | 0 | 346.9003 | 479.0162 | 914.8099 | 931.086 | 0 | 0 | 0 | 0 | 0 | -20.2091 | -108.5869 | 144.8219 | 0 | 0 | 0 | 0 | -18.7347 | -194.1378 | -301.5367 | -569.623 | 0.41395 | 0.28029 | 0.32029 | 0.31141 | -7.7551 | -54.4156 | -96.5786 | -177.3856
4 | 13 | 9 | 517.698 | 517.9518 | 521.0813 | 524.5724 | 0 | 0 | 0 | 0 | 158.3816 | 233.9566 | 0 | 0 | 0 | 0 | 0 | 0 | 435.4688 | 653.1248 | 1191.3416 | 1223.8989 | 0 | 0 | 0 | 0 | 0 | -23.3262 | -133.2001 | -295.1736 | 0 | 0 | 0 | 0 | -76.1525 | -345.8034 | -537.0603 | -404.1529 | 0.39087 | 0 | 0.0068178 | 0 | -29.7658 | 0 | -3.6616 | 0
4 | 13 | 10 | 533.1701 | 533.9483 | 537.6668 | 541.6129 | 0 | 0 | 0 | 0 | 149.6048 | 221.0261 | 0 | 0 | 0 | 0 | 0 | 0 | 468.1341 | 740.1884 | 1335.4619 | 1379.6757 | 0 | 0 | 0 | 0 | 0 | -49.185 | -189.6622 | -311.133 | 0 | 0 | 0 | 0 | -84.5687 | -378.0812 | -608.1328 | -526.9298 | 0.39163 | 0 | 0 | 0 | -33.1193 | 0 | 0 | 0
4 | 13 | 11 | 536.9887 | 537.9865 | 541.67 | 545.2318 | 0 | 0 | 0 | 0 | 149.7512 | 224.9438 | 0 | 0 | 0 | 0 | 0 | 0 | 462.4885 | 768.2583 | 1390.523 | 1442.2118 | 0 | 0 | 0 | 0 | 0 | -51.5209 | -279.6756 | -321.2397 | 0 | 0 | 0 | 0 | -75.2509 | -403.6947 | -569.1775 | -575.7403 | 0.38888 | 0 | 0 | 0 | -29.2638 | 0 | 0 | 0
4 | 13 | 12 | 536.4216 | 537.701 | 541.4799 | 544.87 | 0 | 0 | 0 | 0 | 147.239 | 216.5953 | 0 | 0 | 0 | 0 | 0 | 0 | 443.2786 | 773.5735 | 1420.1282 | 1475.1417 | 0 | 0 | 0 | 0 | 0 | -53.0414 | -343.5826 | -318.603 | 0 | 0 | 0 | 0 | -54.096 | -399.4264 | -535.0657 | -611.6687 | 0.38632 | 0 | 0 | 0 | -20.8982 | 0 | 0 | 0
4 | 13 | 13 | 538.6907 | 541.1023 | 546.0573 | 550.3895 | 0 | 0 | 0 | 0 | 140.863 | 225.2486 | 0 | 0 | 0 | 0 | 0 | 0 | 424.85 | 766.5384 | 1430.0918 | 1485.4347 | 0 | 0 | 0 | 0 | 0 | -51.75 | -336.4085 | -337.7346 | 0 | 0 | 0 | 0 | -27.0223 | -398.9348 | -547.626 | -597.3107 | 0.38495 | 0 | 0 | 0 | -10.4023 | 0 | 0 | 0
4 | 13 | 14 | 538.5237 | 541.8539 | 547.8524 | 553.1462 | 0 | 0 | 0 | 0 | 144.1701 | 226.4632 | 0 | 0 | 0 | 0 | 0 | 0 | 389.4478 | 729.0369 | 1409.2402 | 1461.6333 | 0 | 0 | 0 | 0 | 0 | -51.7282 | -312.7438 | -262.649 | 0 | 0 | 0 | 0 | 4.9058 | -361.918 | -548.6439 | -645.838 | 0.38305 | 0 | 0 | 0 | 1.8792 | 0 | 0 | 0
4 | 13 | 15 | 532.5551 | 536.707 | 543.5642 | 549.5924 | 0 | 0 | 0 | 0 | 145.8189 | 226.1156 | 0 | 0 | 0 | 0 | 0 | 0 | 355.079 | 681.0394 | 1366.7491 | 1413.4711 | 0 | 0 | 0 | 0 | 0 | -49.4468 | -271.9521 | -242.9597 | 0 | 0 | 0 | 0 | 31.6573 | -321.0012 | -551.2328 | -620.919 | 0.38528 | 0 | 0 | 0 | 12.197 | 0 | 0 | 0
4 | 13 | 16 | 523.2369 | 529.2844 | 538.2069 | 546.0815 | 0 | 0 | 0 | 0 | 156.3745 | 238.6017 | 0 | 0 | 0 | 0 | 0 | 0 | 296.2628 | 583.2952 | 1251.0692 | 1286.7617 | 0 | 0 | 0 | 0 | 0 | -26.4016 | -45.2129 | -152.7415 | 0 | 0 | 0 | 0 | 70.5997 | -266.2109 | -667.6493 | -587.9388 | 0.41156 | 0 | 0.007326 | 0 | 29.0557 | 0 | -4.8912 | 0
4 | 13 | 17 | 511.3672 | 519.3336 | 530.2965 | 539.948 | 0 | 0 | 0 | 0 | 172.2085 | 239.253 | 0 | 0 | 0 | 0 | 0 | 0 | 220.5305 | 415.6495 | 987.1401 | 1006.8368 | 0 | 0 | 0 | 0 | 0 | -3.1579 | -6.8525 | 95.0296 | 0 | 0 | 0 | 0 | 118.6282 | -132.411 | -449.9911 | -561.9184 | 0.40997 | 0.23762 | 0.31375 | 0.26988 | 48.6343 | -31.4635 | -141.1829 | -151.6532
4 | 13 | 18 | 498.4662 | 508.4394 | 521.5633 | 533.1308 | 0 | 0 | 0 | 0 | 199.0263 | 280.7747 | 0 | 0 | 0 | 0 | 0 | 0 | 154.5426 | 220.8021 | 616.4191 | 619.6803 | 0 | 0 | 0 | 0 | 0 | -7.4445 | -20.8685 | 33.7189 | 0 | 0 | 0 | 0 | 144.8973 | 14.3072 | -73.9873 | -120.2684 | 0.41329 | 0.42469 | 0.41897 | 0.40593 | 59.8842 | 6.0762 | -30.9982 | -48.8203
4 | 13 | 19 | 517.3135 | 528.8033 | 543.628 | 556.6358 | 0 | 0 | 0 | 0 | 219.5113 | 319.9313 | 0 | 0 | 0 | 0 | 0 | 0 | 161.7922 | 163.6506 | 390.6573 | 390.6602 | 0 | 0 | 0 | 0 | 0 | 16.9194 | 211.5778 | 166.3666 | 0 | 0 | 0 | 0 | 136.01 | 28.302 | -58.607 | -0.39099 | 0.4157 | 0.42239 | 0.41303 | 0.40197 | 56.5389 | 11.9544 | -24.2063 | -0.15716
4 | 13 | 20 | 539.9113 | 552.973 | 569.5198 | 583.9245 | 0 | 0 | 0 | 0 | 217.3314 | 330.1777 | 0 | 0 | 0 | 0 | 0 | 0 | 167.0119 | 160.7992 | 382.5815 | 382.5815 | 0 | 0 | 0 | 0 | 0 | 22.6577 | 148.7068 | 314.2364 | 0 | 0 | 0 | 0 | 155.568 | 39.3383 | 38.2316 | -112.8934 | 0.42087 | 0.43174 | 0.42154 | 0.40469 | 65.4747 | 16.9841 | 16.116 | -45.6864
4 | 13 | 21 | 519.3877 | 532.3843 | 548.6722 | 562.731 | 0 | 0 | 0 | 0 | 222.1689 | 341.1131 | 0 | 0 | 0 | 0 | 0 | 0 | 141.4581 | 127.3133 | 382.6378 | 382.6378 | 0 | 0 | 0 | 0 | 0 | 31.9569 | 33.5758 | 120.0615 | 0 | 0 | 0 | 0 | 155.7607 | 32.001 | 132.4586 | 60.0316 | 0.41808 | 0.42369 | 0.41303 | 0.4036 | 65.1206 | 13.5584 | 54.7099 | 24.229
4 | 13 | 22 | 485.3015 | 498.0848 | 513.9765 | 527.6704 | 0 | 0 | 0 | 0 | 224.7409 | 339.6164 | 0 | 0 | 0 | 0 | 0 | 0 | 123.7919 | 88.9414 | 368.502 | 368.502 | 0 | 0 | 0 | 0 | 0 | 16.6541 | 71.2168 | 149.1286 | 0 | 0 | 0 | 0 | 136.7687 | 52.8729 | 74.2577 | 10.0399 | 0.41431 | 0.4215 | 0.41126 | 0.40084 | 56.6644 | 22.2859 | 30.5391 | 4.0244
4 | 13 | 23 | 445.6387 | 457.68 | 472.573 | 485.3733 | 0 | 0 | 0 | 0 | 219.8898 | 360.1708 | 0 | 0 | 0 | 0 | 0 | 0 | 128.8788 | 60.1055 | 339.577 | 339.577 | 0 | 0 | 0 | 0 | 0 | 20.3703 | 241.0122 | 111.5794 | 0 | 0 | 0 | 0 | 96.8701 | 17.0334 | -108.0162 | 34.217 | 0.41263 | 0.42045 | 0.41146 | 0.39726 | 39.9719 | 7.1618 | -44.4439 | 13.593
4 | 13 | 24 | 410.6539 | 420.1164 | 431.9743 | 442.039 | 0 | 0 | 0 | 0 | 212.0126 | 339.1402 | 0 | 0 | 0 | 0 | 0 | 0 | 136.2755 | 51.6635 | 328.907 | 328.907 | 0 | 0 | 0 | 0 | 0 | 8.664 | 91.366 | 96.8974 | 0 | 0 | 0 | 0 | 62.3658 | 20.6487 | 11.7014 | 16.2346 | 0.41183 | 0.4219 | 0.41161 | 0.39624 | 25.6838 | 8.7116 | 4.8164 | 6.4328
4 | 14 | 1 | 389.397 | 396.2606 | 405.0875 | 412.3808 | 0 | 0 | 0 | 0 | 207.7209 | 354.0473 | 0 | 0 | 0 | 0 | 0 | 0 | 124.5837 | 44.3876 | 316.6159 | 316.6159 | 0 | 0 | 0 | 0 | 0 | 17.2174 | 80.4937 | 92.7827 | 0 | 0 | 0 | 0 | 57.0924 | -19.3917 | 7.978 | 2.9823 | 0.4113 | 0.42149 | 0.41495 | 0.39673 | 23.4821 | -8.1734 | 3.3105 | 1.1832
4 | 14 | 2 | 371.8045 | 376.4651 | 382.8069 | 387.9244 | 0 | 0 | 0 | 0 | 200.0932 | 368.195 | 0 | 0 | 0 | 0 | 0 | 0 | 91.6996 | 57.699 | 342.1117 | 342.1117 | 0 | 0 | 0 | 0 | 0 | 10.784 | 101.2072 | 32.3793 | 0 | 0 | 0 | 0 | 80.0117 | -60.213 | -60.512 | 13.4334 | 0.41115 | 0.42158 | 0.41337 | 0.39654 | 32.8968 | -25.3844 | -25.0136 | 5.3268
4 | 14 | 3 | 364.5839 | 367.3942 | 371.689 | 375.0243 | 0 | 0 | 0 | 0 | 195.5159 | 336.6699 | 0 | 0 | 0 | 0 | 0 | 0 | 76.3514 | 68.4621 | 362.2371 | 362.2371 | 0 | 0 | 0 | 0 | 0 | 29.525 | 87.3319 | 2.284 | 0 | 0 | 0 | 0 | 92.7166 | -67.2629 | -77.88 | 10.5032 | 0.41121 | 0.42135 | 0.41593 | 0.39646 | 38.1257 | -28.3409 | -32.3924 | 4.1641
4 | 14 | 4 | 367.671 | 368.8752 | 371.4053 | 373.169 | 0 | 0 | 0 | 0 | 202.8388 | 338.5673 | 0 | 0 | 0 | 0 | 0 | 0 | 65.8547 | 62.6762 | 336.7756 | 336.7756 | 0 | 0 | 0 | 0 | 0 | 27.7899 | 64.9992 | -0.58569 | 0 | 0 | 0 | 0 | 98.9775 | -60.1582 | -30.3695 | 36.9791 | 0.41164 | 0.4221 | 0.41529 | 0.39674 | 40.7428 | -25.3925 | -12.6121 | 14.6709
4 | 14 | 5 | 377.0843 | 376.1965 | 376.4475 | 376.1747 | 0 | 0 | 0 | 0 | 216.0697 | 317.6746 | 0 | 0 | 0 | 0 | 0 | 0 | 60.1585 | 47.9405 | 279.918 | 279.918 | 0 | 0 | 0 | 0 | 0 | 39.6625 | 160.8982 | 15.7924 | 0 | 0 | 0 | 0 | 100.8561 | -29.081 | -64.3688 | 80.4643 | 0.41274 | 0.42228 | 0.41522 | 0.39874 | 41.6272 | -12.2804 | -26.7274 | 32.0847
4 | 14 | 6 | 387.7924 | 385.3137 | 383.9084 | 382.2291 | 0 | 0 | 0 | 0 | 215.8877 | 312.759 | 0 | 0 | 0 | 0 | 0 | 0 | 66.0468 | 46.8405 | 234.4161 | 234.4254 | 0 | 0 | 0 | 0 | 0 | 35.1494 | 126.1792 | 130.0965 | 0 | 0 | 0 | 0 | 105.8579 | -9.4353 | 23.3131 | 17.7072 | 0.41319 | 0.42246 | 0.41499 | 0.39779 | 43.7395 | -3.986 | 9.6747 | 7.0438
4 | 14 | 7 | 405.8454 | 402.1697 | 399.7253 | 397.3669 | 0 | 0 | 0 | 0 | 201.3115 | 277.6825 | 0 | 0 | 0 | 0 | 0 | 0 | 95.9974 | 86.7532 | 229.2531 | 230.1852 | 0 | 0 | 0 | 0 | 0 | 1.7698 | -14.1387 | -4.1349 | 0 | 0 | 0 | 0 | 108.5366 | 35.9642 | 184.6109 | 171.3165 | 0.41464 | 0.33736 | 0.33191 | 0.39149 | 45.0038 | 12.1328 | 61.2734 | 67.068
4 | 14 | 8 | 429.9205 | 426.7254 | 425.3245 | 424.3821 | 0 | 0 | 0 | 0 | 175.757 | 238.4806 | 0 | 0 | 0 | 0 | 0 | 0 | 146.8049 | 187.1424 | 327.1891 | 337.3282 | 0 | 0 | 0 | 0 | 0 | -20.2091 | -108.5869 | 144.8219 | 0 | 0 | 0 | 0 | 107.3586 | 21.3114 | 206.7224 | -57.768 | 0.41395 | 0.28029 | 0.32029 | 0.31141 | 44.4406 | 5.9735 | 66.2107 | -17.9895
4 | 14 | 9 | 455.8966 | 454.1274 | 454.8039 | 456.173 | 0 | 0 | 0 | 0 | 158.3816 | 233.9566 | 0 | 0 | 0 | 0 | 0 | 0 | 208.0499 | 276.857 | 444.0096 | 462.7383 | 0 | 0 | 0 | 0 | 0 | -23.3262 | -133.2001 | -295.1736 | 0 | 0 | 0 | 0 | 89.4651 | -33.36 | 143.9944 | 288.6082 | 0.39087 | 0 | 0.0068178 | 0 | 34.9693 | 0 | 0.98173 | 0
4 | 14 | 10 | 474.4507 | 473.3067 | 474.6945 | 476.6244 | 0 | 0 | 0 | 0 | 149.6048 | 221.0261 | 0 | 0 | 0 | 0 | 0 | 0 | 265.1383 | 326.9012 | 444.3933 | 467.6026 | 0 | 0 | 0 | 0 | 0 | -49.185 | -189.6622 | -311.133 | 0 | 0 | 0 | 0 | 59.7076 | -25.4357 | 219.9635 | 320.1548 | 0.39163 | 0 | 0 | 0 | 23.383 | 0 | 0 | 0
4 | 14 | 11 | 479.4476 | 478.5618 | 479.9614 | 481.5474 | 0 | 0 | 0 | 0 | 149.7512 | 224.9438 | 0 | 0 | 0 | 0 | 0 | 0 | 337.1628 | 390.8468 | 522.6292 | 549.1193 | 0 | 0 | 0 | 0 | 0 | -51.5209 | -279.6756 | -321.2397 | 0 | 0 | 0 | 0 | -7.4663 | -85.7079 | 237.0078 | 253.6678 | 0.38888 | 0 | 0 | 0 | -2.9035 | 0 | 0 | 0
4 | 14 | 12 | 477.7384 | 477.0968 | 478.5465 | 479.9216 | 0 | 0 | 0 | 0 | 147.239 | 216.5953 | 0 | 0 | 0 | 0 | 0 | 0 | 396.1359 | 434.3824 | 555.7661 | 587.3879 | 0 | 0 | 0 | 0 | 0 | -53.0414 | -343.5826 | -318.603 | 0 | 0 | 0 | 0 | -65.6365 | -120.8395 | 266.363 | 211.1366 | 0.38632 | 0 | 0 | 0 | -25.3565 | 0 | 0 | 0
4 | 14 | 13 | 470.236 | 470.4068 | 472.6448 | 474.6263 | 0 | 0 | 0 | 0 | 140.863 | 225.2486 | 0 | 0 | 0 | 0 | 0 | 0 | 418.1138 | 418.2592 | 474.9895 | 502.6703 | 0 | 0 | 0 | 0 | 0 | -51.75 | -336.4085 | -337.7346 | 0 | 0 | 0 | 0 | -88.7408 | -121.3511 | 334.0638 | 309.6906 | 0.38495 | 0 | 0 | 0 | -34.161 | 0 | 0 | 0
4 | 14 | 14 | 462.328 | 463.1639 | 466.1382 | 468.8156 | 0 | 0 | 0 | 0 | 144.1701 | 226.4632 | 0 | 0 | 0 | 0 | 0 | 0 | 444.7244 | 412.4998 | 452.2206 | 475.8733 | 0 | 0 | 0 | 0 | 0 | -51.7282 | -312.7438 | -262.649 | 0 | 0 | 0 | 0 | -126.5664 | -124.0708 | 326.6614 | 255.5913 | 0.38305 | 0 | 0 | 0 | -48.4809 | 0 | 0 | 0
4 | 14 | 15 | 455.9968 | 457.6426 | 461.4611 | 464.8605 | 0 | 0 | 0 | 0 | 145.8189 | 226.1156 | 0 | 0 | 0 | 0 | 0 | 0 | 470.3821 | 399.1426 | 458.0286 | 475.2783 | 0 | 0 | 0 | 0 | 0 | -49.4468 | -271.9521 | -242.9597 | 0 | 0 | 0 | 0 | -160.2042 | -118.1688 | 275.3846 | 232.5419 | 0.38528 | 0 | 0 | 0 | -61.7239 | 0 | 0 | 0
4 | 14 | 16 | 454.1296 | 457.9149 | 464.0945 | 469.596 | 0 | 0 | 0 | 0 | 156.3745 | 238.6017 | 0 | 0 | 0 | 0 | 0 | 0 | 466.8255 | 368.5442 | 551.2209 | 563.8129 | 0 | 0 | 0 | 0 | 0 | -26.4016 | -45.2129 | -152.7415 | 0 | 0 | 0 | 0 | -169.0704 | -122.8294 | -41.9136 | 58.5246 | 0.41156 | 0 | 0.007326 | 0 | -69.5819 | 0 | -0.30706 | 0
4 | 14 | 17 | 457.0168 | 463.2041 | 472.0097 | 479.7949 | 0 | 0 | 0 | 0 | 172.2085 | 239.253 | 0 | 0 | 0 | 0 | 0 | 0 | 454.1608 | 346.7381 | 585.3126 | 593.6681 | 0 | 0 | 0 | 0 | 0 | -3.1579 | -6.8525 | 95.0296 | 0 | 0 | 0 | 0 | -169.3525 | -119.6292 | -106.4504 | -208.9028 | 0.40997 | 0.23762 | 0.31375 | 0.26988 | -69.4299 | -28.4263 | -33.3984 | -56.3797
4 | 14 | 18 | 461.1207 | 469.8714 | 481.513 | 491.7982 | 0 | 0 | 0 | 0 | 199.0263 | 280.7747 | 0 | 0 | 0 | 0 | 0 | 0 | 420.2521 | 282.5755 | 433.3217 | 435.3692 | 0 | 0 | 0 | 0 | 0 | -7.4445 | -20.8685 | 33.7189 | 0 | 0 | 0 | 0 | -158.1577 | -86.0343 | 69.0598 | 22.71 | 0.41329 | 0.42469 | 0.41897 | 0.40593 | -65.3646 | -36.5381 | 28.9338 | 9.2186
4 | 14 | 19 | 486.0412 | 496.5073 | 510.0907 | 522.0248 | 0 | 0 | 0 | 0 | 219.5113 | 319.9313 | 0 | 0 | 0 | 0 | 0 | 0 | 394.2788 | 223.1967 | 228.203 | 228.2056 | 0 | 0 | 0 | 0 | 0 | 16.9194 | 211.5778 | 166.3666 | 0 | 0 | 0 | 0 | -127.749 | -63.5401 | 70.3099 | 127.4525 | 0.4157 | 0.42239 | 0.41303 | 0.40197 | -53.1048 | -26.8386 | 29.0399 | 51.2315
4 | 14 | 20 | 506.1191 | 518.0746 | 533.2802 | 546.5245 | 0 | 0 | 0 | 0 | 217.3314 | 330.1777 | 0 | 0 | 0 | 0 | 0 | 0 | 353.7548 | 199.0535 | 223.0262 | 223.0262 | 0 | 0 | 0 | 0 | 0 | 22.6577 | 148.7068 | 314.2364 | 0 | 0 | 0 | 0 | -64.9671 | -33.8144 | 161.5472 | 9.2619 | 0.42087 | 0.43174 | 0.42154 | 0.40469 | -27.343 | -14.5991 | 68.098 | 3.7482
4 | 14 | 21 | 487.8979 | 499.8636 | 514.9017 | 527.8791 | 0 | 0 | 0 | 0 | 222.1689 | 341.1131 | 0 | 0 | 0 | 0 | 0 | 0 | 326.4284 | 179.1552 | 241.3437 | 241.3437 | 0 | 0 | 0 | 0 | 0 | 31.9569 | 33.5758 | 120.0615 | 0 | 0 | 0 | 0 | -60.6995 | -52.3616 | 239.9822 | 166.4739 | 0.41808 | 0.42369 | 0.41303 | 0.4036 | -25.3773 | -22.185 | 99.1208 | 67.1896
4 | 14 | 22 | 455.552 | 467.3614 | 482.0724 | 494.7448 | 0 | 0 | 0 | 0 | 224.7409 | 339.6164 | 0 | 0 | 0 | 0 | 0 | 0 | 310.9868 | 176.451 | 288.6116 | 288.6116 | 0 | 0 | 0 | 0 | 0 | 16.6541 | 71.2168 | 149.1286 | 0 | 0 | 0 | 0 | -80.1757 | -65.3601 | 122.244 | 57.0046 | 0.41431 | 0.4215 | 0.41126 | 0.40084 | -33.2174 | -27.5492 | 50.2738 | 22.8496
4 | 14 | 23 | 422.47 | 433.7528 | 447.7262 | 459.731 | 0 | 0 | 0 | 0 | 219.8898 | 360.1708 | 0 | 0 | 0 | 0 | 0 | 0 | 302.966 | 177.4541 | 295.8623 | 295.8623 | 0 | 0 | 0 | 0 | 0 | 20.3703 | 241.0122 | 111.5794 | 0 | 0 | 0 | 0 | -100.3858 | -124.2424 | -89.1483 | 52.2893 | 0.41263 | 0.42045 | 0.41146 | 0.39726 | -41.4226 | -52.2381 | -36.6806 | 20.7725
4 | 14 | 24 | 391.9267 | 400.7762 | 411.8909 | 421.3124 | 0 | 0 | 0 | 0 | 212.0126 | 339.1402 | 0 | 0 | 0 | 0 | 0 | 0 | 313.3102 | 178.8619 | 271.9992 | 271.9992 | 0 | 0 | 0 | 0 | 0 | 8.664 | 91.366 | 96.8974 | 0 | 0 | 0 | 0 | -133.3961 | -125.8899 | 48.5257 | 52.4159 | 0.41183 | 0.4219 | 0.41161 | 0.39624 | -54.9359 | -53.1126 | 19.9736 | 20.7693
4 | 15 | 1 | 373.6611 | 380.0096 | 388.212 | 394.965 | 0 | 0 | 0 | 0 | 207.7209 | 354.0473 | 0 | 0 | 0 | 0 | 0 | 0 | 306.6656 | 176.5473 | 267.0502 | 267.0502 | 0 | 0 | 0 | 0 | 0 | 17.2174 | 80.4937 | 92.7827 | 0 | 0 | 0 | 0 | -140.7254 | -167.8024 | 40.6681 | 35.132 | 0.4113 | 0.42149 | 0.41495 | 0.39673 | -57.8803 | -70.727 | 16.8752 | 13.9381
4 | 15 | 2 | 360.202 | 364.4828 | 370.3641 | 375.0832 | 0 | 0 | 0 | 0 | 200.0932 | 368.195 | 0 | 0 | 0 | 0 | 0 | 0 | 273.5006 | 162.4103 | 272.1946 | 272.1946 | 0 | 0 | 0 | 0 | 0 | 10.784 | 101.2072 | 32.3793 | 0 | 0 | 0 | 0 | -113.3918 | -176.9065 | -3.0377 | 70.5093 | 0.41115 | 0.42158 | 0.41337 | 0.39654 | -46.621 | -74.5796 | -1.2557 | 27.9595
4 | 15 | 3 | 355.6645 | 358.1828 | 362.1236 | 365.1526 | 0 | 0 | 0 | 0 | 195.5159 | 336.6699 | 0 | 0 | 0 | 0 | 0 | 0 | 241.0873 | 139.3385 | 282.1856 | 282.1856 | 0 | 0 | 0 | 0 | 0 | 29.525 | 87.3319 | 2.284 | 0 | 0 | 0 | 0 | -80.9386 | -147.3507 | -7.3939 | 80.6831 | 0.41121 | 0.42135 | 0.41593 | 0.39646 | -33.2825 | -62.0856 | -3.0753 | 31.9878
4 | 15 | 4 | 356.6486 | 357.492 | 359.5846 | 360.9698 | 0 | 0 | 0 | 0 | 202.8388 | 338.5673 | 0 | 0 | 0 | 0 | 0 | 0 | 255.3361 | 152.7001 | 282.0586 | 282.0586 | 0 | 0 | 0 | 0 | 0 | 27.7899 | 64.9992 | -0.58569 | 0 | 0 | 0 | 0 | -101.5263 | -161.5653 | 12.5268 | 79.4969 | 0.41164 | 0.4221 | 0.41529 | 0.39674 | -41.792 | -68.196 | 5.2022 | 31.5393
4 | 15 | 5 | 361.3303 | 359.9268 | 359.5525 | 358.7387 | 0 | 0 | 0 | 0 | 216.0697 | 317.6746 | 0 | 0 | 0 | 0 | 0 | 0 | 252.1666 | 147.7582 | 286.0812 | 286.0812 | 0 | 0 | 0 | 0 | 0 | 39.6625 | 160.8982 | 15.7924 | 0 | 0 | 0 | 0 | -106.9061 | -145.1684 | -87.427 | 56.8651 | 0.41274 | 0.42228 | 0.41522 | 0.39874 | -44.1243 | -61.3019 | -36.3017 | 22.6747
4 | 15 | 6 | 366.1283 | 362.9405 | 360.6754 | 358.2521 | 0 | 0 | 0 | 0 | 215.8877 | 312.759 | 0 | 0 | 0 | 0 | 0 | 0 | 249.1032 | 154.4668 | 299.2353 | 299.2484 | 0 | 0 | 0 | 0 | 0 | 35.1494 | 126.1792 | 130.0965 | 0 | 0 | 0 | 0 | -98.8625 | -139.4347 | -64.7392 | -71.0928 | 0.41319 | 0.42246 | 0.41499 | 0.39779 | -40.8491 | -58.9057 | -26.8661 | -28.2803
4 | 15 | 7 | 375.2438 | 370.5664 | 366.9074 | 363.4982 | 0 | 0 | 0 | 0 | 201.3115 | 277.6825 | 0 | 0 | 0 | 0 | 0 | 0 | 270.3107 | 238.2256 | 412.1715 | 413.4711 | 0 | 0 | 0 | 0 | 0 | 1.7698 | -14.1387 | -4.1349 | 0 | 0 | 0 | 0 | -96.3783 | -147.1114 | -31.1254 | -45.838 | 0.41464 | 0.33736 | 0.33191 | 0.39149 | -39.9625 | -49.6292 | -10.3307 | -17.9449
4 | 15 | 8 | 395.2943 | 390.9657 | 388.1905 | 386.0591 | 0 | 0 | 0 | 0 | 175.757 | 238.4806 | 0 | 0 | 0 | 0 | 0 | 0 | 298.1117 | 362.5796 | 663.2532 | 676.2099 | 0 | 0 | 0 | 0 | 0 | -20.2091 | -108.5869 | 144.8219 | 0 | 0 | 0 | 0 | -78.5744 | -189.8854 | -166.4758 | -434.9727 | 0.41395 | 0.28029 | 0.32029 | 0.31141 | -32.5256 | -53.2237 | -53.3202 | -135.4543
4 | 15 | 9 | 412.1335 | 408.9317 | 407.8712 | 407.7375 | 0 | 0 | 0 | 0 | 158.3816 | 233.9566 | 0 | 0 | 0 | 0 | 0 | 0 | 340.9534 | 494.982 | 972.4641 | 999.5657 | 0 | 0 | 0 | 0 | 0 | -23.3262 | -133.2001 | -295.1736 | 0 | 0 | 0 | 0 | -87.2016 | -296.6807 | -431.3928 | -296.6546 | 0.39087 | 0 | 0.0068178 | 0 | -34.0846 | 0 | -2.9412 | 0
4 | 15 | 10 | 425.1763 | 422.4194 | 421.8515 | 422.0894 | 0 | 0 | 0 | 0 | 149.6048 | 221.0261 | 0 | 0 | 0 | 0 | 0 | 0 | 348.9144 | 561.8447 | 1123.3148 | 1159.8173 | 0 | 0 | 0 | 0 | 0 | -49.185 | -189.6622 | -311.133 | 0 | 0 | 0 | 0 | -73.3428 | -311.2665 | -511.8011 | -426.5949 | 0.39163 | 0 | 0 | 0 | -28.723 | 0 | 0 | 0
4 | 15 | 11 | 436.6091 | 434.321 | 434.0203 | 434.1353 | 0 | 0 | 0 | 0 | 149.7512 | 224.9438 | 0 | 0 | 0 | 0 | 0 | 0 | 341.6785 | 571.0994 | 1212.7058 | 1251.6666 | 0 | 0 | 0 | 0 | 0 | -51.5209 | -279.6756 | -321.2397 | 0 | 0 | 0 | 0 | -54.8206 | -310.2013 | -499.01 | -496.2917 | 0.38888 | 0 | 0 | 0 | -21.3188 | 0 | 0 | 0
4 | 15 | 12 | 435.3531 | 433.324 | 433.0914 | 433.011 | 0 | 0 | 0 | 0 | 147.239 | 216.5953 | 0 | 0 | 0 | 0 | 0 | 0 | 353.3819 | 607.6635 | 1294.9187 | 1337.6228 | 0 | 0 | 0 | 0 | 0 | -53.0414 | -343.5826 | -318.603 | 0 | 0 | 0 | 0 | -65.2678 | -337.8934 | -518.2447 | -586.0088 | 0.38632 | 0 | 0 | 0 | -25.2141 | 0 | 0 | 0
4 | 15 | 13 | 436.1899 | 435.2462 | 436.1329 | 436.9454 | 0 | 0 | 0 | 0 | 140.863 | 225.2486 | 0 | 0 | 0 | 0 | 0 | 0 | 407.7783 | 645.1456 | 1222.5007 | 1262.9607 | 0 | 0 | 0 | 0 | 0 | -51.75 | -336.4085 | -337.7346 | 0 | 0 | 0 | 0 | -112.4514 | -383.3981 | -449.9593 | -488.2807 | 0.38495 | 0 | 0 | 0 | -43.2884 | 0 | 0 | 0
4 | 15 | 14 | 430.8925 | 430.6994 | 432.4259 | 434.0239 | 0 | 0 | 0 | 0 | 144.1701 | 226.4632 | 0 | 0 | 0 | 0 | 0 | 0 | 388.2587 | 623.6933 | 1186.7408 | 1223.8597 | 0 | 0 | 0 | 0 | 0 | -51.7282 | -312.7438 | -262.649 | 0 | 0 | 0 | 0 | -101.5363 | -367.7288 | -441.5711 | -527.1867 | 0.38305 | 0 | 0 | 0 | -38.8932 | 0 | 0 | 0
4 | 15 | 15 | 429.2386 | 430.0085 | 432.7649 | 435.2455 | 0 | 0 | 0 | 0 | 145.8189 | 226.1156 | 0 | 0 | 0 | 0 | 0 | 0 | 348.9672 | 578.8303 | 1202.5582 | 1234.1954 | 0 | 0 | 0 | 0 | 0 | -49.4468 | -271.9521 | -242.9597 | 0 | 0 | 0 | 0 | -65.5476 | -325.4906 | -497.8412 | -555.9902 | 0.38528 | 0 | 0 | 0 | -25.2543 | 0 | 0 | 0
4 | 15 | 16 | 435.0399 | 438.2003 | 443.6221 | 448.4682 | 0 | 0 | 0 | 0 | 156.3745 | 238.6017 | 0 | 0 | 0 | 0 | 0 | 0 | 283.7807 | 499.8619 | 1183.3957 | 1207.1655 | 0 | 0 | 0 | 0 | 0 | -26.4016 | -45.2129 | -152.7415 | 0 | 0 | 0 | 0 | -5.1153 | -273.8618 | -694.5607 | -605.9558 | 0.41156 | 0 | 0.007326 | 0 | -2.1052 | 0 | -5.0883 | 0
4 | 15 | 17 | 442.0423 | 447.7394 | 455.9507 | 463.2218 | 0 | 0 | 0 | 0 | 172.2085 | 239.253 | 0 | 0 | 0 | 0 | 0 | 0 | 248.5386 | 432.0371 | 1096.8143 | 1113.1764 | 0 | 0 | 0 | 0 | 0 | -3.1579 | -6.8525 | 95.0296 | 0 | 0 | 0 | 0 | 21.2952 | -220.3928 | -634.0111 | -744.9843 | 0.40997 | 0.23762 | 0.31375 | 0.26988 | 8.7305 | -52.3697 | -198.9184 | -201.0599
4 | 15 | 18 | 449.3913 | 457.7581 | 468.9341 | 478.8165 | 0 | 0 | 0 | 0 | 199.0263 | 280.7747 | 0 | 0 | 0 | 0 | 0 | 0 | 157.1246 | 261.198 | 805.4565 | 809.6717 | 0 | 0 | 0 | 0 | 0 | -7.4445 | -20.8685 | 33.7189 | 0 | 0 | 0 | 0 | 93.2404 | -76.77 | -315.6539 | -364.5741 | 0.41329 | 0.42469 | 0.41897 | 0.40593 | 38.5351 | -32.6037 | -132.2486 | -147.9909
4 | 15 | 19 | 475.9796 | 486.1164 | 499.3005 | 510.8891 | 0 | 0 | 0 | 0 | 219.5113 | 319.9313 | 0 | 0 | 0 | 0 | 0 | 0 | 121.2386 | 155.4518 | 500.6363 | 500.6432 | 0 | 0 | 0 | 0 | 0 | 16.9194 | 211.5778 | 166.3666 | 0 | 0 | 0 | 0 | 135.2297 | -6.1861 | -212.9136 | -156.1208 | 0.4157 | 0.42239 | 0.41303 | 0.40197 | 56.2145 | -2.6129 | -87.9391 | -62.7551
4 | 15 | 20 | 508.4396 | 520.471 | 535.7687 | 549.0928 | 0 | 0 | 0 | 0 | 217.3314 | 330.1777 | 0 | 0 | 0 | 0 | 0 | 0 | 176.7301 | 167.6397 | 452.0561 | 452.0561 | 0 | 0 | 0 | 0 | 0 | 22.6577 | 148.7068 | 314.2364 | 0 | 0 | 0 | 0 | 114.3781 | -0.0041235 | -64.9942 | -217.1998 | 0.42087 | 0.43174 | 0.42154 | 0.40469 | 48.1389 | -0.0017803 | -27.3974 | -87.8978
4 | 15 | 21 | 486.7376 | 498.6654 | 513.6574 | 526.595 | 0 | 0 | 0 | 0 | 222.1689 | 341.1131 | 0 | 0 | 0 | 0 | 0 | 0 | 162.3094 | 145.2442 | 429.8533 | 429.8533 | 0 | 0 | 0 | 0 | 0 | 31.9569 | 33.5758 | 120.0615 | 0 | 0 | 0 | 0 | 102.2593 | -19.6488 | 50.2283 | -23.3198 | 0.41808 | 0.42369 | 0.41303 | 0.4036 | 42.7527 | -8.325 | 20.746 | -9.412
4 | 15 | 22 | 451.4548 | 463.1302 | 477.6785 | 490.2102 | 0 | 0 | 0 | 0 | 224.7409 | 339.6164 | 0 | 0 | 0 | 0 | 0 | 0 | 149.6154 | 128.0759 | 412.242 | 412.242 | 0 | 0 | 0 | 0 | 0 | 16.6541 | 71.2168 | 149.1286 | 0 | 0 | 0 | 0 | 77.0985 | -21.2162 | -5.7803 | -71.1603 | 0.41431 | 0.4215 | 0.41126 | 0.40084 | 31.9425 | -8.9426 | -2.3772 | -28.5238
4 | 15 | 23 | 408.2932 | 419.112 | 432.5227 | 444.0407 | 0 | 0 | 0 | 0 | 219.8898 | 360.1708 | 0 | 0 | 0 | 0 | 0 | 0 | 135.247 | 110.7054 | 403.8822 | 403.8822 | 0 | 0 | 0 | 0 | 0 | 20.3703 | 241.0122 | 111.5794 | 0 | 0 | 0 | 0 | 53.1563 | -72.1345 | -212.3718 | -71.4209 | 0.41263 | 0.42045 | 0.41146 | 0.39726 | 21.9341 | -30.3292 | -87.3816 | -28.3727
4 | 15 | 24 | 381.1944 | 389.6926 | 400.3813 | 409.4343 | 0 | 0 | 0 | 0 | 212.0126 | 339.1402 | 0 | 0 | 0 | 0 | 0 | 0 | 143.7329 | 110.5108 | 392.3665 | 392.3665 | 0 | 0 | 0 | 0 | 0 | 8.664 | 91.366 | 96.8974 | 0 | 0 | 0 | 0 | 25.449 | -68.6224 | -83.3512 | -79.8296 | 0.41183 | 0.4219 | 0.41161 | 0.39624 | 10.4805 | -28.9516 | -34.308 | -31.6317
4 | 16 | 1 | 364.4154 | 370.4612 | 378.2966 | 384.7321 | 0 | 0 | 0 | 0 | 207.7209 | 354.0473 | 0 | 0 | 0 | 0 | 0 | 0 | 136.2423 | 105.4136 | 384.2149 | 384.2149 | 0 | 0 | 0 | 0 | 0 | 17.2174 | 80.4937 | 92.7827 | 0 | 0 | 0 | 0 | 20.4522 | -106.217 | -86.4119 | -92.2654 | 0.4113 | 0.42149 | 0.41495 | 0.39673 | 8.412 | -44.7694 | -35.8566 | -36.6048
4 | 16 | 2 | 352.5516 | 356.582 | 362.1596 | 366.6161 | 0 | 0 | 0 | 0 | 200.0932 | 368.195 | 0 | 0 | 0 | 0 | 0 | 0 | 129.0658 | 95.4501 | 369.2375 | 369.2375 | 0 | 0 | 0 | 0 | 0 | 10.784 | 101.2072 | 32.3793 | 0 | 0 | 0 | 0 | 23.3925 | -117.8472 | -108.2851 | -35.0007 | 0.41115 | 0.42158 | 0.41337 | 0.39654 | 9.6178 | -49.6816 | -44.7613 | -13.879
4 | 16 | 3 | 351.4586 | 353.8392 | 357.6131 | 360.4977 | 0 | 0 | 0 | 0 | 195.5159 | 336.6699 | 0 | 0 | 0 | 0 | 0 | 0 | 108.7009 | 75.4892 | 348.4547 | 348.4547 | 0 | 0 | 0 | 0 | 0 | 29.525 | 87.3319 | 2.284 | 0 | 0 | 0 | 0 | 47.2418 | -87.845 | -78.1735 | 9.759 | 0.41121 | 0.42135 | 0.41593 | 0.39646 | 19.4261 | -37.0131 | -32.5145 | 3.8691
4 | 16 | 4 | 361.1446 | 362.1351 | 364.4062 | 365.9458 | 0 | 0 | 0 | 0 | 202.8388 | 338.5673 | 0 | 0 | 0 | 0 | 0 | 0 | 73.3242 | 49.3694 | 333.5409 | 333.5409 | 0 | 0 | 0 | 0 | 0 | 27.7899 | 64.9992 | -0.58569 | 0 | 0 | 0 | 0 | 84.9816 | -53.5915 | -34.1339 | 32.9906 | 0.41164 | 0.4221 | 0.41529 | 0.39674 | 34.9816 | -22.6207 | -14.1754 | 13.0885
4 | 16 | 5 | 394.8687 | 394.5631 | 395.52 | 395.8578 | 0 | 0 | 0 | 0 | 216.0697 | 317.6746 | 0 | 0 | 0 | 0 | 0 | 0 | 69.4121 | 43.4944 | 307.4177 | 307.4177 | 0 | 0 | 0 | 0 | 0 | 39.6625 | 160.8982 | 15.7924 | 0 | 0 | 0 | 0 | 109.3869 | -6.2683 | -72.796 | 72.6477 | 0.41274 | 0.42228 | 0.41522 | 0.39874 | 45.1482 | -2.647 | -30.2265 | 28.9679
4 | 16 | 6 | 445.1703 | 444.5698 | 445.442 | 445.7328 | 0 | 0 | 0 | 0 | 215.8877 | 312.759 | 0 | 0 | 0 | 0 | 0 | 0 | 64.3492 | 41.8332 | 298.0798 | 298.0902 | 0 | 0 | 0 | 0 | 0 | 35.1494 | 126.1792 | 130.0965 | 0 | 0 | 0 | 0 | 164.9334 | 54.8283 | 21.183 | 17.5462 | 0.41319 | 0.42246 | 0.41499 | 0.39779 | 68.149 | 23.1628 | 8.7907 | 6.9798
4 | 16 | 7 | 481.461 | 480.2606 | 480.8174 | 481.0554 | 0 | 0 | 0 | 0 | 201.3115 | 277.6825 | 0 | 0 | 0 | 0 | 0 | 0 | 76.1006 | 123.9563 | 613.7809 | 614.6565 | 0 | 0 | 0 | 0 | 0 | 1.7698 | -14.1387 | -4.1349 | 0 | 0 | 0 | 0 | 204.049 | 76.852 | -118.8248 | -129.4663 | 0.41464 | 0.33736 | 0.33191 | 0.39149 | 84.6073 | 25.9267 | -39.4386 | -50.6842
4 | 16 | 8 | 500.3512 | 499.4616 | 500.8563 | 502.3322 | 0 | 0 | 0 | 0 | 175.757 | 238.4806 | 0 | 0 | 0 | 0 | 0 | 0 | 129.7359 | 257.046 | 915.4402 | 925.6203 | 0 | 0 | 0 | 0 | 0 | -20.2091 | -108.5869 | 144.8219 | 0 | 0 | 0 | 0 | 194.8583 | 24.1441 | -305.997 | -568.11 | 0.41395 | 0.28029 | 0.32029 | 0.31141 | 80.6608 | 6.7674 | -98.0072 | -176.9144
4 | 16 | 9 | 515.3775 | 515.5554 | 518.5927 | 522.0042 | 0 | 0 | 0 | 0 | 158.3816 | 233.9566 | 0 | 0 | 0 | 0 | 0 | 0 | 208.5008 | 394.2752 | 1085.4917 | 1109.1942 | 0 | 0 | 0 | 0 | 0 | -23.3262 | -133.2001 | -295.1736 | 0 | 0 | 0 | 0 | 148.4951 | -89.3502 | -433.6989 | -292.0164 | 0.39087 | 0 | 0.0068178 | 0 | 58.0424 | 0 | -2.9569 | 0
4 | 16 | 10 | 527.387 | 527.9759 | 531.4649 | 535.2124 | 0 | 0 | 0 | 0 | 149.6048 | 221.0261 | 0 | 0 | 0 | 0 | 0 | 0 | 280.3889 | 509.4343 | 1179.5688 | 1216.1266 | 0 | 0 | 0 | 0 | 0 | -49.185 | -189.6622 | -311.133 | 0 | 0 | 0 | 0 | 97.3934 | -153.2996 | -458.4417 | -369.7812 | 0.39163 | 0 | 0 | 0 | 38.1418 | 0 | 0 | 0
4 | 16 | 11 | 529.574 | 530.3291 | 533.7183 | 537.0255 | 0 | 0 | 0 | 0 | 149.7512 | 224.9438 | 0 | 0 | 0 | 0 | 0 | 0 | 315.1863 | 574.2298 | 1227.4025 | 1272.8828 | 0 | 0 | 0 | 0 | 0 | -51.5209 | -279.6756 | -321.2397 | 0 | 0 | 0 | 0 | 64.6365 | -217.3236 | -414.0087 | -414.6176 | 0.38888 | 0 | 0 | 0 | 25.136 | 0 | 0 | 0
4 | 16 | 12 | 530.8198 | 531.9158 | 535.4723 | 538.6701 | 0 | 0 | 0 | 0 | 147.239 | 216.5953 | 0 | 0 | 0 | 0 | 0 | 0 | 324.8023 | 605.7038 | 1263.208 | 1313.1375 | 0 | 0 | 0 | 0 | 0 | -53.0414 | -343.5826 | -318.603 | 0 | 0 | 0 | 0 | 58.7785 | -237.3419 | -384.1531 | -455.8644 | 0.38632 | 0 | 0 | 0 | 22.7071 | 0 | 0 | 0
4 | 16 | 13 | 535.5181 | 537.8259 | 542.655 | 546.8782 | 0 | 0 | 0 | 0 | 140.863 | 225.2486 | 0 | 0 | 0 | 0 | 0 | 0 | 351.5425 | 651.4813 | 1301.3001 | 1354.5161 | 0 | 0 | 0 | 0 | 0 | -51.75 | -336.4085 | -337.7346 | 0 | 0 | 0 | 0 | 43.1126 | -287.1541 | -422.2366 | -469.9033 | 0.38495 | 0 | 0 | 0 | 16.5963 | 0 | 0 | 0
4 | 16 | 14 | 533.7014 | 536.8737 | 542.6809 | 547.8091 | 0 | 0 | 0 | 0 | 144.1701 | 226.4632 | 0 | 0 | 0 | 0 | 0 | 0 | 361.3125 | 632.4787 | 1282.4524 | 1331.551 | 0 | 0 | 0 | 0 | 0 | -51.7282 | -312.7438 | -262.649 | 0 | 0 | 0 | 0 | 28.2189 | -270.3399 | -427.0277 | -521.0929 | 0.38305 | 0 | 0 | 0 | 10.8091 | 0 | 0 | 0
4 | 16 | 15 | 530.6154 | 534.7037 | 541.4839 | 547.4455 | 0 | 0 | 0 | 0 | 145.8189 | 226.1156 | 0 | 0 | 0 | 0 | 0 | 0 | 344.4895 | 609.1289 | 1259.8076 | 1305.8246 | 0 | 0 | 0 | 0 | 0 | -49.4468 | -271.9521 | -242.9597 | 0 | 0 | 0 | 0 | 40.3069 | -251.094 | -446.3715 | -515.4194 | 0.38528 | 0 | 0 | 0 | 15.5296 | 0 | 0 | 0
4 | 16 | 16 | 526.3732 | 532.5234 | 541.5704 | 549.5526 | 0 | 0 | 0 | 0 | 156.3745 | 238.6017 | 0 | 0 | 0 | 0 | 0 | 0 | 347.5131 | 565.8075 | 1210.5623 | 1247.2995 | 0 | 0 | 0 | 0 | 0 | -26.4016 | -45.2129 | -152.7415 | 0 | 0 | 0 | 0 | 22.4856 | -245.4843 | -623.779 | -545.0055 | 0.41156 | 0 | 0.007326 | 0 | 9.2541 | 0 | -4.5698 | 0
4 | 16 | 17 | 518.1655 | 526.3545 | 537.5872 | 547.4721 | 0 | 0 | 0 | 0 | 172.2085 | 239.253 | 0 | 0 | 0 | 0 | 0 | 0 | 309.6479 | 428.2539 | 998.0296 | 1020.623 | 0 | 0 | 0 | 0 | 0 | -3.1579 | -6.8525 | 95.0296 | 0 | 0 | 0 | 0 | 36.3091 | -137.9945 | -453.5899 | -568.1805 | 0.40997 | 0.23762 | 0.31375 | 0.26988 | 14.8857 | -32.7902 | -142.312 | -153.3433
4 | 16 | 18 | 513.8214 | 524.2972 | 538.0306 | 550.1253 | 0 | 0 | 0 | 0 | 199.0263 | 280.7747 | 0 | 0 | 0 | 0 | 0 | 0 | 262.1833 | 227.5124 | 639.3383 | 644.1299 | 0 | 0 | 0 | 0 | 0 | -7.4445 | -20.8685 | 33.7189 | 0 | 0 | 0 | 0 | 52.6118 | 23.4547 | -80.4393 | -127.7235 | 0.41329 | 0.42469 | 0.41897 | 0.40593 | 21.7438 | 9.961 | -33.7014 | -51.8466
4 | 16 | 19 | 534.5722 | 546.627 | 562.1366 | 575.7371 | 0 | 0 | 0 | 0 | 219.5113 | 319.9313 | 0 | 0 | 0 | 0 | 0 | 0 | 239.7713 | 115.6241 | 348.3017 | 348.3094 | 0 | 0 | 0 | 0 | 0 | 16.9194 | 211.5778 | 166.3666 | 0 | 0 | 0 | 0 | 75.2896 | 94.1521 | 2.2572 | 61.0612 | 0.4157 | 0.42239 | 0.41303 | 0.40197 | 31.2976 | 39.7687 | 0.93229 | 24.5445
4 | 16 | 20 | 558.2577 | 571.92 | 589.195 | 604.2297 | 0 | 0 | 0 | 0 | 217.3314 | 330.1777 | 0 | 0 | 0 | 0 | 0 | 0 | 212.2519 | 100.6409 | 328.7144 | 328.7144 | 0 | 0 | 0 | 0 | 0 | 22.6577 | 148.7068 | 314.2364 | 0 | 0 | 0 | 0 | 128.6745 | 118.4437 | 111.7739 | -38.7212 | 0.42087 | 0.43174 | 0.42154 | 0.40469 | 54.1559 | 51.1373 | 47.1167 | -15.6699
4 | 16 | 21 | 528.8873 | 542.1948 | 558.8598 | 573.2447 | 0 | 0 | 0 | 0 | 222.1689 | 341.1131 | 0 | 0 | 0 | 0 | 0 | 0 | 202.0311 | 95.0171 | 336.5735 | 336.5735 | 0 | 0 | 0 | 0 | 0 | 31.9569 | 33.5758 | 120.0615 | 0 | 0 | 0 | 0 | 104.6872 | 74.1077 | 188.7105 | 116.6096 | 0.41808 | 0.42369 | 0.41303 | 0.4036 | 43.7678 | 31.3986 | 77.9438 | 47.0641
4 | 16 | 22 | 479.7178 | 492.3183 | 507.9884 | 521.4906 | 0 | 0 | 0 | 0 | 224.7409 | 339.6164 | 0 | 0 | 0 | 0 | 0 | 0 | 228.5576 | 114.2319 | 340.0087 | 340.0087 | 0 | 0 | 0 | 0 | 0 | 16.6541 | 71.2168 | 149.1286 | 0 | 0 | 0 | 0 | 26.4193 | 21.8159 | 96.7628 | 32.3533 | 0.41431 | 0.4215 | 0.41126 | 0.40084 | 10.9457 | 9.1954 | 39.7945 | 12.9684
4 | 16 | 23 | 431.6251 | 443.2076 | 457.5444 | 469.8635 | 0 | 0 | 0 | 0 | 219.8898 | 360.1708 | 0 | 0 | 0 | 0 | 0 | 0 | 238.1803 | 120.7285 | 350.4784 | 350.4784 | 0 | 0 | 0 | 0 | 0 | 20.3703 | 241.0122 | 111.5794 | 0 | 0 | 0 | 0 | -26.445 | -58.062 | -133.9462 | 7.8058 | 0.41263 | 0.42045 | 0.41146 | 0.39726 | -10.9121 | -24.4123 | -55.1129 | 3.1009
4 | 16 | 24 | 400.4292 | 409.557 | 421.0091 | 430.7226 | 0 | 0 | 0 | 0 | 212.0126 | 339.1402 | 0 | 0 | 0 | 0 | 0 | 0 | 224.9593 | 109.6537 | 358.7306 | 358.7306 | 0 | 0 | 0 | 0 | 0 | 8.664 | 91.366 | 96.8974 | 0 | 0 | 0 | 0 | -36.5427 | -47.9009 | -29.0874 | -24.9053 | 0.41183 | 0.4219 | 0.41161 | 0.39624 | -15.0492 | -20.2092 | -11.9726 | -9.8685
4 | 17 | 1 | 379.9518 | 386.5063 | 394.9583 | 401.9273 | 0 | 0 | 0 | 0 | 207.7209 | 354.0473 | 0 | 0 | 0 | 0 | 0 | 0 | 218.4491 | 101.0989 | 357.1624 | 357.1624 | 0 | 0 | 0 | 0 | 0 | 17.2174 | 80.4937 | 92.7827 | 0 | 0 | 0 | 0 | -46.2182 | -85.8573 | -42.6977 | -48.0178 | 0.4113 | 0.42149 | 0.41495 | 0.39673 | -19.0095 | -36.188 | -17.7174 | -19.0503
4 | 17 | 2 | 369.5021 | 374.0874 | 380.3378 | 385.3763 | 0 | 0 | 0 | 0 | 200.0932 | 368.195 | 0 | 0 | 0 | 0 | 0 | 0 | 214.4356 | 92.3827 | 354.0097 | 354.0097 | 0 | 0 | 0 | 0 | 0 | 10.784 | 101.2072 | 32.3793 | 0 | 0 | 0 | 0 | -45.0267 | -97.2744 | -74.8791 | -1.0127 | 0.41115 | 0.42158 | 0.41337 | 0.39654 | -18.5127 | -41.0086 | -30.9524 | -0.40158
4 | 17 | 3 | 365.998 | 368.8545 | 373.2055 | 376.5893 | 0 | 0 | 0 | 0 | 195.5159 | 336.6699 | 0 | 0 | 0 | 0 | 0 | 0 | 217.8722 | 87.6879 | 343.793 | 343.793 | 0 | 0 | 0 | 0 | 0 | 29.525 | 87.3319 | 2.284 | 0 | 0 | 0 | 0 | -47.3901 | -85.0284 | -57.9194 | 30.5124 | 0.41121 | 0.42135 | 0.41593 | 0.39646 | -19.4871 | -35.8263 | -24.0902 | 12.097
4 | 17 | 4 | 373.2728 | 374.6604 | 377.4128 | 379.3689 | 0 | 0 | 0 | 0 | 202.8388 | 338.5673 | 0 | 0 | 0 | 0 | 0 | 0 | 215.5949 | 96.5756 | 356.3053 | 356.3053 | 0 | 0 | 0 | 0 | 0 | 27.7899 | 64.9992 | -0.58569 | 0 | 0 | 0 | 0 | -45.1609 | -88.2724 | -43.8916 | 23.6493 | 0.41164 | 0.4221 | 0.41529 | 0.39674 | -18.5899 | -37.2594 | -18.2277 | 9.3825
4 | 17 | 5 | 403.625 | 403.606 | 404.9104 | 405.5489 | 0 | 0 | 0 | 0 | 216.0697 | 317.6746 | 0 | 0 | 0 | 0 | 0 | 0 | 191.9955 | 95.0437 | 380.8996 | 380.8996 | 0 | 0 | 0 | 0 | 0 | 39.6625 | 160.8982 | 15.7924 | 0 | 0 | 0 | 0 | -4.4402 | -48.7747 | -136.8875 | 8.8569 | 0.41274 | 0.42228 | 0.41522 | 0.39874 | -1.8327 | -20.5967 | -56.8388 | 3.5317
4 | 17 | 6 | 452.0049 | 451.6281 | 452.7716 | 453.2971 | 0 | 0 | 0 | 0 | 215.8877 | 312.759 | 0 | 0 | 0 | 0 | 0 | 0 | 187.2777 | 118.3477 | 421.2505 | 421.2699 | 0 | 0 | 0 | 0 | 0 | 35.1494 | 126.1792 | 130.0965 | 0 | 0 | 0 | 0 | 48.8395 | -14.628 | -94.6581 | -98.0693 | 0.41319 | 0.42246 | 0.41499 | 0.39779 | 20.18 | -6.1797 | -39.2822 | -39.0114
4 | 17 | 7 | 487.7336 | 486.7385 | 487.5443 | 487.9977 | 0 | 0 | 0 | 0 | 201.3115 | 277.6825 | 0 | 0 | 0 | 0 | 0 | 0 | 215.0306 | 250.0451 | 741.8226 | 743.4355 | 0 | 0 | 0 | 0 | 0 | 1.7698 | -14.1387 | -4.1349 | 0 | 0 | 0 | 0 | 71.3915 | -42.7588 | -240.1396 | -251.3029 | 0.41464 | 0.33736 | 0.33191 | 0.39149 | 29.6019 | -14.425 | -79.7037 | -98.3815
4 | 17 | 8 | 501.9828 | 501.1466 | 502.606 | 504.138 | 0 | 0 | 0 | 0 | 175.757 | 238.4806 | 0 | 0 | 0 | 0 | 0 | 0 | 272.8932 | 422.7674 | 1078.8454 | 1094.8024 | 0 | 0 | 0 | 0 | 0 | -20.2091 | -108.5869 | 144.8219 | 0 | 0 | 0 | 0 | 53.3326 | -139.8923 | -467.6524 | -735.4863 | 0.41395 | 0.28029 | 0.32029 | 0.31141 | 22.0768 | -39.2109 | -149.7835 | -229.0369
4 | 17 | 9 | 519.3115 | 519.6181 | 522.8116 | 526.3582 | 0 | 0 | 0 | 0 | 158.3816 | 233.9566 | 0 | 0 | 0 | 0 | 0 | 0 | 348.1541 | 573.131 | 1322.4701 | 1353.8375 | 0 | 0 | 0 | 0 | 0 | -23.3262 | -133.2001 | -295.1736 | 0 | 0 | 0 | 0 | 12.7758 | -264.1432 | -666.4584 | -532.3057 | 0.39087 | 0 | 0.0068178 | 0 | 4.9937 | 0 | -4.5438 | 0
4 | 17 | 10 | 529.2724 | 529.923 | 533.4868 | 537.2991 | 0 | 0 | 0 | 0 | 149.6048 | 221.0261 | 0 | 0 | 0 | 0 | 0 | 0 | 401.223 | 676.1778 | 1445.273 | 1487.9658 | 0 | 0 | 0 | 0 | 0 | -49.185 | -189.6622 | -311.133 | 0 | 0 | 0 | 0 | -21.5554 | -318.0959 | -722.124 | -639.5337 | 0.39163 | 0 | 0 | 0 | -8.4416 | 0 | 0 | 0
4 | 17 | 11 | 534.5776 | 535.4964 | 539.0842 | 542.5632 | 0 | 0 | 0 | 0 | 149.7512 | 224.9438 | 0 | 0 | 0 | 0 | 0 | 0 | 423.7808 | 712.9004 | 1463.348 | 1511.1811 | 0 | 0 | 0 | 0 | 0 | -51.5209 | -279.6756 | -321.2397 | 0 | 0 | 0 | 0 | -38.9544 | -350.8268 | -644.5883 | -647.3781 | 0.38888 | 0 | 0 | 0 | -15.1487 | 0 | 0 | 0
4 | 17 | 12 | 533.9561 | 535.1547 | 538.8358 | 542.1412 | 0 | 0 | 0 | 0 | 147.239 | 216.5953 | 0 | 0 | 0 | 0 | 0 | 0 | 431.4516 | 697.6988 | 1453.3728 | 1503.5008 | 0 | 0 | 0 | 0 | 0 | -53.0414 | -343.5826 | -318.603 | 0 | 0 | 0 | 0 | -44.7345 | -326.098 | -570.9544 | -642.7566 | 0.38632 | 0 | 0 | 0 | -17.2817 | 0 | 0 | 0
4 | 17 | 13 | 539.869 | 542.3192 | 547.3211 | 551.6936 | 0 | 0 | 0 | 0 | 140.863 | 225.2486 | 0 | 0 | 0 | 0 | 0 | 0 | 440.7845 | 707.1615 | 1471.018 | 1521.9794 | 0 | 0 | 0 | 0 | 0 | -51.75 | -336.4085 | -337.7346 | 0 | 0 | 0 | 0 | -41.7784 | -338.3409 | -587.2884 | -632.5512 | 0.38495 | 0 | 0 | 0 | -16.0827 | 0 | 0 | 0
4 | 17 | 14 | 535.2061 | 538.4277 | 544.2945 | 549.4744 | 0 | 0 | 0 | 0 | 144.1701 | 226.4632 | 0 | 0 | 0 | 0 | 0 | 0 | 467.1976 | 713.0519 | 1444.7904 | 1493.0095 | 0 | 0 | 0 | 0 | 0 | -51.7282 | -312.7438 | -262.649 | 0 | 0 | 0 | 0 | -76.1616 | -349.3592 | -587.752 | -680.8861 | 0.38305 | 0 | 0 | 0 | -29.1734 | 0 | 0 | 0
4 | 17 | 15 | 526.065 | 530.0044 | 536.604 | 542.4094 | 0 | 0 | 0 | 0 | 145.8189 | 226.1156 | 0 | 0 | 0 | 0 | 0 | 0 | 484.1534 | 688.5674 | 1359.8678 | 1401.6526 | 0 | 0 | 0 | 0 | 0 | -49.4468 | -271.9521 | -242.9597 | 0 | 0 | 0 | 0 | -103.9073 | -335.2318 | -551.3117 | -616.2836 | 0.38528 | 0 | 0 | 0 | -40.0337 | 0 | 0 | 0
4 | 17 | 16 | 519.2305 | 525.1468 | 533.9103 | 541.6472 | 0 | 0 | 0 | 0 | 156.3745 | 238.6017 | 0 | 0 | 0 | 0 | 0 | 0 | 476.65 | 609.5746 | 1227.0354 | 1259.5579 | 0 | 0 | 0 | 0 | 0 | -26.4016 | -45.2129 | -152.7415 | 0 | 0 | 0 | 0 | -113.7941 | -296.628 | -647.9123 | -565.1692 | 0.41156 | 0 | 0.007326 | 0 | -46.8326 | 0 | -4.7466 | 0
4 | 17 | 17 | 507.9771 | 515.8325 | 526.6608 | 536.1959 | 0 | 0 | 0 | 0 | 172.2085 | 239.253 | 0 | 0 | 0 | 0 | 0 | 0 | 452.901 | 485.1003 | 1000.5487 | 1019.7403 | 0 | 0 | 0 | 0 | 0 | -3.1579 | -6.8525 | 95.0296 | 0 | 0 | 0 | 0 | -117.1325 | -205.3629 | -467.0353 | -578.574 | 0.40997 | 0.23762 | 0.31375 | 0.26988 | -48.0211 | -48.7983 | -146.5305 | -156.1483
4 | 17 | 18 | 509.7242 | 520.066 | 533.6367 | 545.5908 | 0 | 0 | 0 | 0 | 199.0263 | 280.7747 | 0 | 0 | 0 | 0 | 0 | 0 | 378.4328 | 311.7637 | 702.6487 | 706.7625 | 0 | 0 | 0 | 0 | 0 | -7.4445 | -20.8685 | 33.7189 | 0 | 0 | 0 | 0 | -67.7349 | -65.0279 | -148.1435 | -194.8906 | 0.41329 | 0.42469 | 0.41897 | 0.40593 | -27.994 | -27.6169 | -62.0672 | -79.1116
4 | 17 | 19 | 534.7716 | 546.8329 | 562.3505 | 575.9578 | 0 | 0 | 0 | 0 | 219.5113 | 319.9313 | 0 | 0 | 0 | 0 | 0 | 0 | 320.7456 | 204.4157 | 425.2956 | 425.3049 | 0 | 0 | 0 | 0 | 0 | 16.9194 | 211.5778 | 166.3666 | 0 | 0 | 0 | 0 | -5.4853 | 5.5665 | -74.5228 | -15.7136 | 0.4157 | 0.42239 | 0.41303 | 0.40197 | -2.2802 | 2.3512 | -30.7799 | -6.3163
4 | 17 | 20 | 556.753 | 570.366 | 587.5813 | 602.5643 | 0 | 0 | 0 | 0 | 217.3314 | 330.1777 | 0 | 0 | 0 | 0 | 0 | 0 | 309.1958 | 202.9008 | 415.1331 | 415.1331 | 0 | 0 | 0 | 0 | 0 | 22.6577 | 148.7068 | 314.2364 | 0 | 0 | 0 | 0 | 30.2259 | 14.6298 | 23.7415 | -126.8052 | 0.42087 | 0.43174 | 0.42154 | 0.40469 | 12.7213 | 6.3163 | 10.0079 | -51.3164
4 | 17 | 21 | 529.0504 | 542.3633 | 559.0347 | 573.4253 | 0 | 0 | 0 | 0 | 222.1689 | 341.1131 | 0 | 0 | 0 | 0 | 0 | 0 | 286.6981 | 181.0152 | 392.6819 | 392.6819 | 0 | 0 | 0 | 0 | 0 | 31.9569 | 33.5758 | 120.0615 | 0 | 0 | 0 | 0 | 20.1834 | -11.7219 | 132.7771 | 60.6819 | 0.41808 | 0.42369 | 0.41303 | 0.4036 | 8.4383 | -4.9664 | 54.8414 | 24.4915
4 | 17 | 22 | 480.733 | 493.3668 | 509.0772 | 522.6142 | 0 | 0 | 0 | 0 | 224.7409 | 339.6164 | 0 | 0 | 0 | 0 | 0 | 0 | 288.6468 | 157.6878 | 350.2065 | 350.2065 | 0 | 0 | 0 | 0 | 0 | 16.6541 | 71.2168 | 149.1286 | 0 | 0 | 0 | 0 | -32.6547 | -20.5915 | 87.6538 | 23.2791 | 0.41431 | 0.4215 | 0.41126 | 0.40084 | -13.5291 | -8.6793 | 36.0483 | 9.3312
4 | 17 | 23 | 434.8158 | 446.5028 | 460.9662 | 473.3949 | 0 | 0 | 0 | 0 | 219.8898 | 360.1708 | 0 | 0 | 0 | 0 | 0 | 0 | 304.2258 | 148.3127 | 316.4122 | 316.4122 | 0 | 0 | 0 | 0 | 0 | 20.3703 | 241.0122 | 111.5794 | 0 | 0 | 0 | 0 | -89.2998 | -82.3511 | -96.4583 | 45.4033 | 0.41263 | 0.42045 | 0.41146 | 0.39726 | -36.8482 | -34.6248 | -39.6883 | 18.0369
4 | 17 | 24 | 405.7953 | 415.0988 | 426.7639 | 436.6617 | 0 | 0 | 0 | 0 | 212.0126 | 339.1402 | 0 | 0 | 0 | 0 | 0 | 0 | 317.6615 | 139.5368 | 299.6128 | 299.6128 | 0 | 0 | 0 | 0 | 0 | 8.664 | 91.366 | 96.8974 | 0 | 0 | 0 | 0 | -123.8788 | -72.2422 | 35.7851 | 40.1515 | 0.41183 | 0.4219 | 0.41161 | 0.39624 | -51.0165 | -30.4788 | 14.7294 | 15.9097
4 | 18 | 1 | 382.2723 | 388.9027 | 397.4469 | 404.4955 | 0 | 0 | 0 | 0 | 207.7209 | 354.0473 | 0 | 0 | 0 | 0 | 0 | 0 | 294.5667 | 131.3869 | 300.4462 | 300.4462 | 0 | 0 | 0 | 0 | 0 | 17.2174 | 80.4937 | 92.7827 | 0 | 0 | 0 | 0 | -120.0152 | -113.7489 | 16.5071 | 11.2667 | 0.4113 | 0.42149 | 0.41495 | 0.39673 | -49.3622 | -47.944 | 6.8496 | 4.4699
4 | 18 | 2 | 374.1068 | 378.8428 | 385.276 | 390.4726 | 0 | 0 | 0 | 0 | 200.0932 | 368.195 | 0 | 0 | 0 | 0 | 0 | 0 | 263.9016 | 117.3371 | 300.109 | 300.109 | 0 | 0 | 0 | 0 | 0 | 10.784 | 101.2072 | 32.3793 | 0 | 0 | 0 | 0 | -89.888 | -117.4734 | -16.0402 | 57.9843 | 0.41115 | 0.42158 | 0.41337 | 0.39654 | -36.9575 | -49.524 | -6.6305 | 22.9928
4 | 18 | 3 | 370.367 | 373.3666 | 377.891 | 381.4248 | 0 | 0 | 0 | 0 | 195.5159 | 336.6699 | 0 | 0 | 0 | 0 | 0 | 0 | 275.5761 | 126.2127 | 295.7739 | 295.7739 | 0 | 0 | 0 | 0 | 0 | 29.525 | 87.3319 | 2.284 | 0 | 0 | 0 | 0 | -100.7249 | -119.0411 | -5.2148 | 83.367 | 0.41121 | 0.42135 | 0.41593 | 0.39646 | -41.4187 | -50.1575 | -2.169 | 33.0519
4 | 18 | 4 | 378.9834 | 380.5579 | 383.537 | 385.6891 | 0 | 0 | 0 | 0 | 202.8388 | 338.5673 | 0 | 0 | 0 | 0 | 0 | 0 | 306.0766 | 151.4948 | 310.6093 | 310.6093 | 0 | 0 | 0 | 0 | 0 | 27.7899 | 64.9992 | -0.58569 | 0 | 0 | 0 | 0 | -129.932 | -137.2941 | 7.9286 | 75.6656 | 0.41164 | 0.4221 | 0.41529 | 0.39674 | -53.4848 | -57.9512 | 3.2926 | 30.0193
4 | 18 | 5 | 408.9186 | 409.0729 | 410.5874 | 411.4077 | 0 | 0 | 0 | 0 | 216.0697 | 317.6746 | 0 | 0 | 0 | 0 | 0 | 0 | 317.9463 | 167.2424 | 315.6221 | 315.6221 | 0 | 0 | 0 | 0 | 0 | 39.6625 | 160.8982 | 15.7924 | 0 | 0 | 0 | 0 | -125.0974 | -115.5065 | -65.9329 | 79.9932 | 0.41274 | 0.42228 | 0.41522 | 0.39874 | -51.6326 | -48.7763 | -27.3768 | 31.8969
4 | 18 | 6 | 452.1862 | 451.8154 | 452.966 | 453.4977 | 0 | 0 | 0 | 0 | 215.8877 | 312.759 | 0 | 0 | 0 | 0 | 0 | 0 | 321.3074 | 173.1161 | 291.7878 | 291.8104 | 0 | 0 | 0 | 0 | 0 | 35.1494 | 126.1792 | 130.0965 | 0 | 0 | 0 | 0 | -85.0089 | -69.2091 | 34.999 | 31.5909 | 0.41319 | 0.42246 | 0.41499 | 0.39779 | -35.1249 | -29.2382 | 14.5243 | 12.5667
4 | 18 | 7 | 490.3079 | 489.3971 | 490.3051 | 490.8468 | 0 | 0 | 0 | 0 | 201.3115 | 277.6825 | 0 | 0 | 0 | 0 | 0 | 0 | 339.2508 | 279.2314 | 590.6517 | 592.2828 | 0 | 0 | 0 | 0 | 0 | 1.7698 | -14.1387 | -4.1349 | 0 | 0 | 0 | 0 | -50.2544 | -69.2866 | -86.2079 | -97.3011 | 0.41464 | 0.33736 | 0.33191 | 0.39149 | -20.8376 | -23.3744 | -28.6129 | -38.092
4 | 18 | 8 | 503.3062 | 502.5133 | 504.0253 | 505.6027 | 0 | 0 | 0 | 0 | 175.757 | 238.4806 | 0 | 0 | 0 | 0 | 0 | 0 | 416.9296 | 439.0657 | 891.9664 | 907.9648 | 0 | 0 | 0 | 0 | 0 | -20.2091 | -108.5869 | 144.8219 | 0 | 0 | 0 | 0 | -89.3804 | -154.8239 | -279.3542 | -547.184 | 0.41395 | 0.28029 | 0.32029 | 0.31141 | -36.9987 | -43.3961 | -89.4738 | -170.3979
4 | 18 | 9 | 515.3956 | 515.5741 | 518.6121 | 522.0243 | 0 | 0 | 0 | 0 | 158.3816 | 233.9566 | 0 | 0 | 0 | 0 | 0 | 0 | 469.1582 | 559.912 | 1094.926 | 1126.2306 | 0 | 0 | 0 | 0 | 0 | -23.3262 | -133.2001 | -295.1736 | 0 | 0 | 0 | 0 | -112.1442 | -254.9683 | -443.1137 | -309.0327 | 0.39087 | 0 | 0.0068178 | 0 | -43.8339 | 0 | -3.0211 | 0
4 | 18 | 10 | 526.4081 | 526.9649 | 530.415 | 534.1289 | 0 | 0 | 0 | 0 | 149.6048 | 221.0261 | 0 | 0 | 0 | 0 | 0 | 0 | 517.3854 | 646.9974 | 1195.8865 | 1238.6437 | 0 | 0 | 0 | 0 | 0 | -49.185 | -189.6622 | -311.133 | 0 | 0 | 0 | 0 | -140.5821 | -291.8737 | -475.8092 | -393.3818 | 0.39163 | 0 | 0 | 0 | -55.0556 | 0 | 0 | 0
4 | 18 | 11 | 527.0178 | 527.6892 | 530.9769 | 534.1964 | 0 | 0 | 0 | 0 | 149.7512 | 224.9438 | 0 | 0 | 0 | 0 | 0 | 0 | 578.8433 | 709.424 | 1229.2503 | 1278.2578 | 0 | 0 | 0 | 0 | 0 | -51.5209 | -279.6756 | -321.2397 | 0 | 0 | 0 | 0 | -201.5766 | -355.1577 | -418.5978 | -422.8218 | 0.38888 | 0 | 0 | 0 | -78.3896 | 0 | 0 | 0
4 | 18 | 12 | 525.78 | 526.711 | 530.0675 | 533.0922 | 0 | 0 | 0 | 0 | 147.239 | 216.5953 | 0 | 0 | 0 | 0 | 0 | 0 | 619.7163 | 753.3499 | 1247.9136 | 1300.2898 | 0 | 0 | 0 | 0 | 0 | -53.0414 | -343.5826 | -318.603 | 0 | 0 | 0 | 0 | -241.1753 | -390.1928 | -374.2635 | -448.5946 | 0.38632 | 0 | 0 | 0 | -93.1701 | 0 | 0 | 0
4 | 18 | 13 | 525.7285 | 527.7158 | 532.1564 | 536.0434 | 0 | 0 | 0 | 0 | 140.863 | 225.2486 | 0 | 0 | 0 | 0 | 0 | 0 | 631.8502 | 779.8363 | 1273.9576 | 1327.1831 | 0 | 0 | 0 | 0 | 0 | -51.75 | -336.4085 | -337.7346 | 0 | 0 | 0 | 0 | -246.9846 | -425.6192 | -405.3927 | -453.4051 | 0.38495 | 0 | 0 | 0 | -95.0773 | 0 | 0 | 0
4 | 18 | 14 | 520.6486 | 523.3937 | 528.6827 | 533.3627 | 0 | 0 | 0 | 0 | 144.1701 | 226.4632 | 0 | 0 | 0 | 0 | 0 | 0 | 621.5268 | 781.8676 | 1265.601 | 1317.9054 | 0 | 0 | 0 | 0 | 0 | -51.7282 | -312.7438 | -262.649 | 0 | 0 | 0 | 0 | -245.0483 | -433.2088 | -424.1745 | -521.8937 | 0.38305 | 0 | 0 | 0 | -93.8649 | 0 | 0 | 0
4 | 18 | 15 | 515.4959 | 519.0893 | 525.2694 | 530.7118 | 0 | 0 | 0 | 0 | 145.8189 | 226.1156 | 0 | 0 | 0 | 0 | 0 | 0 | 579.8249 | 729.7199 | 1223.4117 | 1269.9749 | 0 | 0 | 0 | 0 | 0 | -49.4468 | -271.9521 | -242.9597 | 0 | 0 | 0 | 0 | -210.1479 | -387.2995 | -426.1902 | -496.3034 | 0.38528 | 0 | 0 | 0 | -80.9664 | 0 | 0 | 0
4 | 18 | 16 | 508.7701 | 514.344 | 522.6923 | 530.0701 | 0 | 0 | 0 | 0 | 156.3745 | 238.6017 | 0 | 0 | 0 | 0 | 0 | 0 | 539.2802 | 661.7787 | 1200.8402 | 1237.6743 | 0 | 0 | 0 | 0 | 0 | -26.4016 | -45.2129 | -152.7415 | 0 | 0 | 0 | 0 | -186.8846 | -359.6348 | -632.935 | -554.8628 | 0.41156 | 0 | 0.007326 | 0 | -76.9135 | 0 | -4.6369 | 0
4 | 18 | 17 | 502.4115 | 510.0848 | 520.6922 | 530.0362 | 0 | 0 | 0 | 0 | 172.2085 | 239.253 | 0 | 0 | 0 | 0 | 0 | 0 | 472.6044 | 541.3236 | 1045.5551 | 1068.3847 | 0 | 0 | 0 | 0 | 0 | -3.1579 | -6.8525 | 95.0296 | 0 | 0 | 0 | 0 | -142.4014 | -267.3339 | -518.0104 | -633.3781 | 0.40997 | 0.23762 | 0.31375 | 0.26988 | -58.3806 | -63.5238 | -162.5237 | -170.9391
4 | 18 | 18 | 498.6293 | 508.6079 | 521.7383 | 533.3114 | 0 | 0 | 0 | 0 | 199.0263 | 280.7747 | 0 | 0 | 0 | 0 | 0 | 0 | 373.8412 | 338.7772 | 732.0091 | 737.0633 | 0 | 0 | 0 | 0 | 0 | -7.4445 | -20.8685 | 33.7189 | 0 | 0 | 0 | 0 | -74.2382 | -103.4994 | -189.4023 | -237.4708 | 0.41329 | 0.42469 | 0.41897 | 0.40593 | -30.6817 | -43.9555 | -79.3533 | -96.3961
4 | 18 | 19 | 522.5165 | 534.1766 | 549.2078 | 562.3943 | 0 | 0 | 0 | 0 | 219.5113 | 319.9313 | 0 | 0 | 0 | 0 | 0 | 0 | 318.3688 | 199.0038 | 420.6358 | 420.6438 | 0 | 0 | 0 | 0 | 0 | 16.9194 | 211.5778 | 166.3666 | 0 | 0 | 0 | 0 | -15.3636 | -1.6779 | -83.0058 | -24.6161 | 0.4157 | 0.42239 | 0.41303 | 0.40197 | -6.3866 | -0.70873 | -34.2836 | -9.8948
4 | 18 | 20 | 555.1396 | 568.6997 | 585.851 | 600.7786 | 0 | 0 | 0 | 0 | 217.3314 | 330.1777 | 0 | 0 | 0 | 0 | 0 | 0 | 284.5142 | 161.1425 | 386.6143 | 386.6143 | 0 | 0 | 0 | 0 | 0 | 22.6577 | 148.7068 | 314.2364 | 0 | 0 | 0 | 0 | 53.294 | 54.7218 | 50.53 | -100.0721 | 0.42087 | 0.43174 | 0.42154 | 0.40469 | 22.4301 | 23.6258 | 21.3002 | -40.4978
4 | 18 | 21 | 530.7727 | 544.1419 | 560.8817 | 575.3314 | 0 | 0 | 0 | 0 | 222.1689 | 341.1131 | 0 | 0 | 0 | 0 | 0 | 0 | 280.6401 | 157.3721 | 376.874 | 376.874 | 0 | 0 | 0 | 0 | 0 | 31.9569 | 33.5758 | 120.0615 | 0 | 0 | 0 | 0 | 27.9636 | 13.6998 | 150.4319 | 78.3959 | 0.41808 | 0.42369 | 0.41303 | 0.4036 | 11.6911 | 5.8044 | 62.1335 | 31.6409
4 | 18 | 22 | 484.4675 | 497.2236 | 513.0822 | 526.7475 | 0 | 0 | 0 | 0 | 224.7409 | 339.6164 | 0 | 0 | 0 | 0 | 0 | 0 | 252.1844 | 133.8228 | 362.4548 | 362.4548 | 0 | 0 | 0 | 0 | 0 | 16.6541 | 71.2168 | 149.1286 | 0 | 0 | 0 | 0 | 7.5423 | 7.1302 | 79.4105 | 15.1641 | 0.41431 | 0.4215 | 0.41126 | 0.40084 | 3.1248 | 3.0054 | 32.6582 | 6.0783
4 | 18 | 23 | 439.8556 | 451.7076 | 466.371 | 478.9728 | 0 | 0 | 0 | 0 | 219.8898 | 360.1708 | 0 | 0 | 0 | 0 | 0 | 0 | 229.7618 | 122.9481 | 375.6422 | 375.6422 | 0 | 0 | 0 | 0 | 0 | 20.3703 | 241.0122 | 111.5794 | 0 | 0 | 0 | 0 | -9.796 | -51.7817 | -150.2834 | -8.2488 | 0.41263 | 0.42045 | 0.41146 | 0.39726 | -4.0422 | -21.7718 | -61.835 | -3.2769
4 | 18 | 24 | 406.3211 | 415.6417 | 427.3277 | 437.2436 | 0 | 0 | 0 | 0 | 212.0126 | 339.1402 | 0 | 0 | 0 | 0 | 0 | 0 | 213.4997 | 114.8738 | 379.6791 | 379.6791 | 0 | 0 | 0 | 0 | 0 | 8.664 | 91.366 | 96.8974 | 0 | 0 | 0 | 0 | -19.1912 | -47.0362 | -43.7173 | -39.3329 | 0.41183 | 0.4219 | 0.41161 | 0.39624 | -7.9034 | -19.8444 | -17.9944 | -15.5853
4 | 19 | 1 | 385.88 | 392.6285 | 401.3158 | 408.4884 | 0 | 0 | 0 | 0 | 207.7209 | 354.0473 | 0 | 0 | 0 | 0 | 0 | 0 | 199.7833 | 106.8816 | 386.8888 | 386.8888 | 0 | 0 | 0 | 0 | 0 | 17.2174 | 80.4937 | 92.7827 | 0 | 0 | 0 | 0 | -21.6241 | -85.5178 | -66.0666 | -71.1831 | 0.4113 | 0.42149 | 0.41495 | 0.39673 | -8.894 | -36.0449 | -27.4143 | -28.2408
4 | 19 | 2 | 378.8385 | 383.7294 | 390.3504 | 395.7094 | 0 | 0 | 0 | 0 | 200.0932 | 368.195 | 0 | 0 | 0 | 0 | 0 | 0 | 185.8148 | 95.1186 | 388.6509 | 388.6509 | 0 | 0 | 0 | 0 | 0 | 10.784 | 101.2072 | 32.3793 | 0 | 0 | 0 | 0 | -7.0695 | -90.3683 | -99.5078 | -25.3209 | 0.41115 | 0.42158 | 0.41337 | 0.39654 | -2.9066 | -38.0972 | -41.1331 | -10.0406
4 | 19 | 3 | 374.5004 | 377.6353 | 382.3237 | 385.9995 | 0 | 0 | 0 | 0 | 195.5159 | 336.6699 | 0 | 0 | 0 | 0 | 0 | 0 | 180.0706 | 76.8964 | 362.2972 | 362.2972 | 0 | 0 | 0 | 0 | 0 | 29.525 | 87.3319 | 2.284 | 0 | 0 | 0 | 0 | -1.0861 | -65.4561 | -67.3054 | 21.4183 | 0.41121 | 0.42135 | 0.41593 | 0.39646 | -0.44661 | -27.5796 | -27.9941 | 8.4916
4 | 19 | 4 | 385.111 | 386.8861 | 390.1084 | 392.4709 | 0 | 0 | 0 | 0 | 202.8388 | 338.5673 | 0 | 0 | 0 | 0 | 0 | 0 | 177.8717 | 55.1368 | 316.2009 | 316.2009 | 0 | 0 | 0 | 0 | 0 | 27.7899 | 64.9992 | -0.58569 | 0 | 0 | 0 | 0 | 4.4005 | -34.6079 | 8.9082 | 76.8557 | 0.41164 | 0.4221 | 0.41529 | 0.39674 | 1.8114 | -14.6079 | 3.6995 | 30.4914
4 | 19 | 5 | 415.8983 | 416.281 | 418.0725 | 419.1325 | 0 | 0 | 0 | 0 | 216.0697 | 317.6746 | 0 | 0 | 0 | 0 | 0 | 0 | 176.4086 | 51.1215 | 301.3338 | 301.3338 | 0 | 0 | 0 | 0 | 0 | 39.6625 | 160.8982 | 15.7924 | 0 | 0 | 0 | 0 | 23.4199 | 7.8225 | -44.1595 | 102.0063 | 0.41274 | 0.42228 | 0.41522 | 0.39874 | 9.6663 | 3.3033 | -18.336 | 40.6745
4 | 19 | 6 | 459.8366 | 459.7162 | 461.1705 | 461.9649 | 0 | 0 | 0 | 0 | 215.8877 | 312.759 | 0 | 0 | 0 | 0 | 0 | 0 | 174.9129 | 58.6003 | 306.233 | 306.2563 | 0 | 0 | 0 | 0 | 0 | 35.1494 | 126.1792 | 130.0965 | 0 | 0 | 0 | 0 | 69.036 | 53.2075 | 28.7583 | 25.6121 | 0.41319 | 0.42246 | 0.41499 | 0.39779 | 28.5251 | 22.4781 | 11.9344 | 10.1884
4 | 19 | 7 | 498.756 | 498.1217 | 499.365 | 500.1969 | 0 | 0 | 0 | 0 | 201.3115 | 277.6825 | 0 | 0 | 0 | 0 | 0 | 0 | 183.5138 | 135.9135 | 537.1854 | 538.6375 | 0 | 0 | 0 | 0 | 0 | 1.7698 | -14.1387 | -4.1349 | 0 | 0 | 0 | 0 | 113.9308 | 82.7559 | -23.6817 | -34.3058 | 0.41464 | 0.33736 | 0.33191 | 0.39149 | 47.2405 | 27.9184 | -7.8601 | -13.4302
4 | 19 | 8 | 512.5882 | 512.0992 | 513.9795 | 515.8757 | 0 | 0 | 0 | 0 | 175.757 | 238.4806 | 0 | 0 | 0 | 0 | 0 | 0 | 221.5848 | 278.1768 | 796.2777 | 810.5559 | 0 | 0 | 0 | 0 | 0 | -20.2091 | -108.5869 | 144.8219 | 0 | 0 | 0 | 0 | 115.2464 | 15.6508 | -173.7113 | -439.5022 | 0.41395 | 0.28029 | 0.32029 | 0.31141 | 47.7058 | 4.3868 | -55.6377 | -136.8648
4 | 19 | 9 | 526.7624 | 527.313 | 530.8022 | 534.6046 | 0 | 0 | 0 | 0 | 158.3816 | 233.9566 | 0 | 0 | 0 | 0 | 0 | 0 | 266.7833 | 398.2949 | 935.6909 | 963.1672 | 0 | 0 | 0 | 0 | 0 | -23.3262 | -133.2001 | -295.1736 | 0 | 0 | 0 | 0 | 101.5975 | -81.6122 | -271.6886 | -133.389 | 0.39087 | 0 | 0.0068178 | 0 | 39.7115 | 0 | -1.8523 | 0
4 | 19 | 10 | 534.7655 | 535.5959 | 539.3777 | 543.3786 | 0 | 0 | 0 | 0 | 149.6048 | 221.0261 | 0 | 0 | 0 | 0 | 0 | 0 | 292.0059 | 486.6073 | 1005.7208 | 1042.9281 | 0 | 0 | 0 | 0 | 0 | -49.185 | -189.6622 | -311.133 | 0 | 0 | 0 | 0 | 93.1548 | -122.8526 | -276.6809 | -188.4165 | 0.39163 | 0 | 0 | 0 | 36.4818 | 0 | 0 | 0
4 | 19 | 11 | 530.8974 | 531.6958 | 535.1375 | 538.4902 | 0 | 0 | 0 | 0 | 149.7512 | 224.9438 | 0 | 0 | 0 | 0 | 0 | 0 | 304.1432 | 529.5086 | 1006.3407 | 1049.7918 | 0 | 0 | 0 | 0 | 0 | -51.5209 | -279.6756 | -321.2397 | 0 | 0 | 0 | 0 | 77.0031 | -171.2357 | -191.5277 | -190.062 | 0.38888 | 0 | 0 | 0 | 29.9451 | 0 | 0 | 0
4 | 19 | 12 | 531.8169 | 532.9455 | 536.5416 | 539.7736 | 0 | 0 | 0 | 0 | 147.239 | 216.5953 | 0 | 0 | 0 | 0 | 0 | 0 | 307.4288 | 547.4126 | 1002.7983 | 1048.7696 | 0 | 0 | 0 | 0 | 0 | -53.0414 | -343.5826 | -318.603 | 0 | 0 | 0 | 0 | 77.1491 | -178.021 | -122.6741 | -190.393 | 0.38632 | 0 | 0 | 0 | 29.804 | 0 | 0 | 0
4 | 19 | 13 | 532.1824 | 534.381 | 539.0777 | 543.1863 | 0 | 0 | 0 | 0 | 140.863 | 225.2486 | 0 | 0 | 0 | 0 | 0 | 0 | 296.6531 | 521.7474 | 906.6638 | 950.6511 | 0 | 0 | 0 | 0 | 0 | -51.75 | -336.4085 | -337.7346 | 0 | 0 | 0 | 0 | 94.6663 | -160.8651 | -31.1775 | -69.7302 | 0.38495 | 0 | 0 | 0 | 36.442 | 0 | 0 | 0
4 | 19 | 14 | 528.0452 | 531.0324 | 536.615 | 541.549 | 0 | 0 | 0 | 0 | 144.1701 | 226.4632 | 0 | 0 | 0 | 0 | 0 | 0 | 278.8041 | 491.9537 | 807.436 | 847.2893 | 0 | 0 | 0 | 0 | 0 | -51.7282 | -312.7438 | -262.649 | 0 | 0 | 0 | 0 | 105.071 | -135.6563 | 41.9229 | -43.0913 | 0.38305 | 0 | 0 | 0 | 40.2471 | 0 | 0 | 0
4 | 19 | 15 | 518.324 | 522.01 | 528.3023 | 533.8419 | 0 | 0 | 0 | 0 | 145.8189 | 226.1156 | 0 | 0 | 0 | 0 | 0 | 0 | 270.2415 | 444.9251 | 649.0295 | 682.4144 | 0 | 0 | 0 | 0 | 0 | -49.4468 | -271.9521 | -242.9597 | 0 | 0 | 0 | 0 | 102.2636 | -99.5839 | 151.2249 | 94.3872 | 0.38528 | 0 | 0 | 0 | 39.4004 | 0 | 0 | 0
4 | 19 | 16 | 513.2298 | 518.9497 | 527.475 | 535.0059 | 0 | 0 | 0 | 0 | 156.3745 | 238.6017 | 0 | 0 | 0 | 0 | 0 | 0 | 254.2626 | 368.7351 | 495.7873 | 519.0777 | 0 | 0 | 0 | 0 | 0 | -26.4016 | -45.2129 | -152.7415 | 0 | 0 | 0 | 0 | 102.5927 | -61.9856 | 76.9006 | 168.6697 | 0.41156 | 0 | 0.007326 | 0 | 42.2226 | 0 | 0.56337 | 0
4 | 19 | 17 | 508.1765 | 516.0385 | 526.8747 | 536.4166 | 0 | 0 | 0 | 0 | 172.2085 | 239.253 | 0 | 0 | 0 | 0 | 0 | 0 | 218.012 | 272.597 | 384.1351 | 396.4661 | 0 | 0 | 0 | 0 | 0 | -3.1579 | -6.8525 | 95.0296 | 0 | 0 | 0 | 0 | 117.956 | 7.3464 | 149.5921 | 44.921 | 0.40997 | 0.23762 | 0.31375 | 0.26988 | 48.3587 | 1.7457 | 46.9339 | 12.1235
4 | 19 | 18 | 509.4342 | 519.7664 | 533.3256 | 545.2698 | 0 | 0 | 0 | 0 | 199.0263 | 280.7747 | 0 | 0 | 0 | 0 | 0 | 0 | 174.7991 | 163.7755 | 250.8318 | 253.6509 | 0 | 0 | 0 | 0 | 0 | -7.4445 | -20.8685 | 33.7189 | 0 | 0 | 0 | 0 | 135.6087 | 82.6608 | 303.3624 | 257.9 | 0.41329 | 0.42469 | 0.41897 | 0.40593 | 56.0454 | 35.1055 | 127.0988 | 104.6889
4 | 19 | 19 | 538.9413 | 551.139 | 566.8221 | 580.5727 | 0 | 0 | 0 | 0 | 219.5113 | 319.9313 | 0 | 0 | 0 | 0 | 0 | 0 | 154.8102 | 95.7212 | 153.1805 | 153.1903 | 0 | 0 | 0 | 0 | 0 | 16.9194 | 211.5778 | 166.3666 | 0 | 0 | 0 | 0 | 164.6197 | 118.5671 | 202.0639 | 261.0157 | 0.4157 | 0.42239 | 0.41303 | 0.40197 | 68.4318 | 50.0813 | 83.4579 | 104.9192
4 | 19 | 20 | 556.1911 | 569.7856 | 586.9786 | 601.9423 | 0 | 0 | 0 | 0 | 217.3314 | 330.1777 | 0 | 0 | 0 | 0 | 0 | 0 | 172.1475 | 105.7349 | 139.9851 | 139.9851 | 0 | 0 | 0 | 0 | 0 | 22.6577 | 148.7068 | 314.2364 | 0 | 0 | 0 | 0 | 166.7121 | 111.2153 | 298.2868 | 147.7208 | 0.42087 | 0.43174 | 0.42154 | 0.40469 | 70.165 | 48.0164 | 125.7386 | 59.7806
4 | 19 | 21 | 529.0142 | 542.3258 | 558.9959 | 573.3852 | 0 | 0 | 0 | 0 | 222.1689 | 341.1131 | 0 | 0 | 0 | 0 | 0 | 0 | 178.424 | 105.2961 | 140.1378 | 140.1378 | 0 | 0 | 0 | 0 | 0 | 31.9569 | 33.5758 | 120.0615 | 0 | 0 | 0 | 0 | 128.4213 | 63.9597 | 385.2823 | 313.1858 | 0.41808 | 0.42369 | 0.41303 | 0.4036 | 53.6905 | 27.099 | 159.1347 | 126.4031
4 | 19 | 22 | 484.4494 | 497.2048 | 513.0627 | 526.7274 | 0 | 0 | 0 | 0 | 224.7409 | 339.6164 | 0 | 0 | 0 | 0 | 0 | 0 | 176.2767 | 113.3296 | 161.0164 | 161.0164 | 0 | 0 | 0 | 0 | 0 | 16.6541 | 71.2168 | 149.1286 | 0 | 0 | 0 | 0 | 83.4318 | 27.6048 | 280.8295 | 216.5824 | 0.41431 | 0.4215 | 0.41126 | 0.40084 | 34.5664 | 11.6354 | 115.4934 | 86.8145
4 | 19 | 23 | 440.1457 | 452.0071 | 466.6821 | 479.2938 | 0 | 0 | 0 | 0 | 219.8898 | 360.1708 | 0 | 0 | 0 | 0 | 0 | 0 | 153.7232 | 111.6757 | 185.498 | 185.498 | 0 | 0 | 0 | 0 | 0 | 20.3703 | 241.0122 | 111.5794 | 0 | 0 | 0 | 0 | 66.5326 | -40.2096 | 40.1719 | 182.2165 | 0.41263 | 0.42045 | 0.41146 | 0.39726 | 27.4536 | -16.9063 | 16.5289 | 72.3874
4 | 19 | 24 | 409.7293 | 419.1615 | 430.9828 | 441.0157 | 0 | 0 | 0 | 0 | 212.0126 | 339.1402 | 0 | 0 | 0 | 0 | 0 | 0 | 142.4097 | 95.7003 | 175.4969 | 175.4969 | 0 | 0 | 0 | 0 | 0 | 8.664 | 91.366 | 96.8974 | 0 | 0 | 0 | 0 | 55.307 | -24.3429 | 164.12 | 168.6214 | 0.41183 | 0.4219 | 0.41161 | 0.39624 | 22.7768 | -10.2702 | 67.5531 | 66.8147
4 | 20 | 1 | 386.8952 | 393.6769 | 402.4046 | 409.612 | 0 | 0 | 0 | 0 | 207.7209 | 354.0473 | 0 | 0 | 0 | 0 | 0 | 0 | 165.6932 | 114.0728 | 181.4623 | 181.4623 | 0 | 0 | 0 | 0 | 0 | 17.2174 | 80.4937 | 92.7827 | 0 | 0 | 0 | 0 | 13.4811 | -91.6605 | 140.4486 | 135.367 | 0.4113 | 0.42149 | 0.41495 | 0.39673 | 5.5448 | -38.634 | 58.2791 | 53.7047
4 | 20 | 2 | 379.1285 | 384.0289 | 390.6614 | 396.0304 | 0 | 0 | 0 | 0 | 200.0932 | 368.195 | 0 | 0 | 0 | 0 | 0 | 0 | 179.2954 | 128.23 | 184.6722 | 184.6722 | 0 | 0 | 0 | 0 | 0 | 10.784 | 101.2072 | 32.3793 | 0 | 0 | 0 | 0 | -0.26008 | -123.1801 | 104.782 | 178.979 | 0.41115 | 0.42158 | 0.41337 | 0.39654 | -0.10693 | -51.9298 | 43.3133 | 70.9716
4 | 20 | 3 | 373.4308 | 376.5306 | 381.1766 | 384.8157 | 0 | 0 | 0 | 0 | 195.5159 | 336.6699 | 0 | 0 | 0 | 0 | 0 | 0 | 166.3378 | 124.6876 | 189.13 | 189.13 | 0 | 0 | 0 | 0 | 0 | 29.525 | 87.3319 | 2.284 | 0 | 0 | 0 | 0 | 11.5771 | -114.352 | 104.7147 | 193.4017 | 0.41121 | 0.42135 | 0.41593 | 0.39646 | 4.7606 | -48.1817 | 43.5537 | 76.6765
4 | 20 | 4 | 381.9747 | 383.6471 | 386.7449 | 388.9998 | 0 | 0 | 0 | 0 | 202.8388 | 338.5673 | 0 | 0 | 0 | 0 | 0 | 0 | 171.2969 | 132.2508 | 204.1281 | 204.1281 | 0 | 0 | 0 | 0 | 0 | 27.7899 | 64.9992 | -0.58569 | 0 | 0 | 0 | 0 | 7.839 | -114.9608 | 117.6176 | 185.4573 | 0.41164 | 0.4221 | 0.41529 | 0.39674 | 3.2268 | -48.5244 | 48.8453 | 73.5776
4 | 20 | 5 | 408.9005 | 409.0542 | 410.568 | 411.3877 | 0 | 0 | 0 | 0 | 216.0697 | 317.6746 | 0 | 0 | 0 | 0 | 0 | 0 | 185.0571 | 148.2833 | 228.6172 | 228.6172 | 0 | 0 | 0 | 0 | 0 | 39.6625 | 160.8982 | 15.7924 | 0 | 0 | 0 | 0 | 7.7737 | -96.5662 | 21.0526 | 166.9781 | 0.41274 | 0.42228 | 0.41522 | 0.39874 | 3.2085 | -40.7781 | 8.7415 | 66.5816
4 | 20 | 6 | 450.5546 | 450.1304 | 451.2162 | 451.692 | 0 | 0 | 0 | 0 | 215.8877 | 312.759 | 0 | 0 | 0 | 0 | 0 | 0 | 182.49 | 157.9673 | 239.0887 | 239.0959 | 0 | 0 | 0 | 0 | 0 | 35.1494 | 126.1792 | 130.0965 | 0 | 0 | 0 | 0 | 52.1769 | -55.7453 | 85.9483 | 82.4996 | 0.41319 | 0.42246 | 0.41499 | 0.39779 | 21.559 | -23.5502 | 35.6677 | 32.8179
4 | 20 | 7 | 487.643 | 486.6449 | 487.4471 | 487.8974 | 0 | 0 | 0 | 0 | 201.3115 | 277.6825 | 0 | 0 | 0 | 0 | 0 | 0 | 167.5506 | 168.4253 | 268.7267 | 269.4973 | 0 | 0 | 0 | 0 | 0 | 1.7698 | -14.1387 | -4.1349 | 0 | 0 | 0 | 0 | 118.7809 | 38.7673 | 232.8591 | 222.535 | 0.41464 | 0.33736 | 0.33191 | 0.39149 | 49.2516 | 13.0785 | 77.2872 | 87.1193
4 | 20 | 8 | 506.2612 | 505.5651 | 507.1943 | 508.8732 | 0 | 0 | 0 | 0 | 175.757 | 238.4806 | 0 | 0 | 0 | 0 | 0 | 0 | 203.1486 | 258.7917 | 396.0774 | 402.4012 | 0 | 0 | 0 | 0 | 0 | -20.2091 | -108.5869 | 144.8219 | 0 | 0 | 0 | 0 | 127.3556 | 28.5018 | 219.7039 | -38.3499 | 0.41395 | 0.28029 | 0.32029 | 0.31141 | 52.7183 | 7.9889 | 70.3685 | -11.9425
4 | 20 | 9 | 520.3811 | 520.7227 | 523.9587 | 527.542 | 0 | 0 | 0 | 0 | 158.3816 | 233.9566 | 0 | 0 | 0 | 0 | 0 | 0 | 241.4707 | 347.6238 | 551.6218 | 564.9831 | 0 | 0 | 0 | 0 | 0 | -23.3262 | -133.2001 | -295.1736 | 0 | 0 | 0 | 0 | 120.5288 | -37.5314 | 105.537 | 257.7324 | 0.39087 | 0 | 0.0068178 | 0 | 47.1112 | 0 | 0.71953 | 0
4 | 20 | 10 | 529.3449 | 529.9979 | 533.5646 | 537.3793 | 0 | 0 | 0 | 0 | 149.6048 | 221.0261 | 0 | 0 | 0 | 0 | 0 | 0 | 246.2055 | 378.7986 | 661.0732 | 679.7393 | 0 | 0 | 0 | 0 | 0 | -49.185 | -189.6622 | -311.133 | 0 | 0 | 0 | 0 | 133.5347 | -20.6419 | 62.1536 | 168.7731 | 0.39163 | 0 | 0 | 0 | 52.2956 | 0 | 0 | 0
4 | 20 | 11 | 529.0845 | 529.8236 | 533.1933 | 536.4837 | 0 | 0 | 0 | 0 | 149.7512 | 224.9438 | 0 | 0 | 0 | 0 | 0 | 0 | 271.4483 | 410.9505 | 655.6619 | 677.7613 | 0 | 0 | 0 | 0 | 0 | -51.5209 | -279.6756 | -321.2397 | 0 | 0 | 0 | 0 | 107.8851 | -54.5498 | 157.207 | 179.9621 | 0.38888 | 0 | 0 | 0 | 41.9546 | 0 | 0 | 0
4 | 20 | 12 | 525.3449 | 526.2616 | 529.6009 | 532.6106 | 0 | 0 | 0 | 0 | 147.239 | 216.5953 | 0 | 0 | 0 | 0 | 0 | 0 | 335.6342 | 478.2123 | 740.4015 | 765.8452 | 0 | 0 | 0 | 0 | 0 | -53.0414 | -343.5826 | -318.603 | 0 | 0 | 0 | 0 | 42.4716 | -115.5046 | 132.782 | 85.3684 | 0.38632 | 0 | 0 | 0 | 16.4075 | 0 | 0 | 0
4 | 20 | 13 | 521.2869 | 523.1288 | 527.3931 | 531.1276 | 0 | 0 | 0 | 0 | 140.863 | 225.2486 | 0 | 0 | 0 | 0 | 0 | 0 | 330.8004 | 471.1813 | 805.7601 | 831.5837 | 0 | 0 | 0 | 0 | 0 | -51.75 | -336.4085 | -337.7346 | 0 | 0 | 0 | 0 | 49.6236 | -121.5511 | 58.0415 | 37.2785 | 0.38495 | 0 | 0 | 0 | 19.1027 | 0 | 0 | 0
4 | 20 | 14 | 514.086 | 516.6162 | 521.6447 | 526.0994 | 0 | 0 | 0 | 0 | 144.1701 | 226.4632 | 0 | 0 | 0 | 0 | 0 | 0 | 334.6114 | 478.0649 | 861.2552 | 886.3346 | 0 | 0 | 0 | 0 | 0 | -51.7282 | -312.7438 | -262.649 | 0 | 0 | 0 | 0 | 35.3045 | -136.1836 | -26.8666 | -97.5861 | 0.38305 | 0 | 0 | 0 | 13.5233 | 0 | 0 | 0
4 | 20 | 15 | 506.9209 | 510.2337 | 516.0734 | 521.2214 | 0 | 0 | 0 | 0 | 145.8189 | 226.1156 | 0 | 0 | 0 | 0 | 0 | 0 | 344.4052 | 468.6804 | 799.9892 | 823.4854 | 0 | 0 | 0 | 0 | 0 | -49.4468 | -271.9521 | -242.9597 | 0 | 0 | 0 | 0 | 16.6968 | -135.1156 | -11.9637 | -59.3044 | 0.38528 | 0 | 0 | 0 | 6.433 | 0 | 0 | 0
4 | 20 | 16 | 502.3706 | 507.735 | 515.8293 | 522.9873 | 0 | 0 | 0 | 0 | 156.3745 | 238.6017 | 0 | 0 | 0 | 0 | 0 | 0 | 312.3965 | 440.2796 | 864.5402 | 883.4333 | 0 | 0 | 0 | 0 | 0 | -26.4016 | -45.2129 | -152.7415 | 0 | 0 | 0 | 0 | 33.5996 | -144.7447 | -303.498 | -207.7044 | 0.41156 | 0 | 0.007326 | 0 | 13.8281 | 0 | -2.2234 | 0
4 | 20 | 17 | 495.16 | 502.5958 | 512.9154 | 522.0104 | 0 | 0 | 0 | 0 | 172.2085 | 239.253 | 0 | 0 | 0 | 0 | 0 | 0 | 294.8565 | 404.4084 | 847.4766 | 860.6947 | 0 | 0 | 0 | 0 | 0 | -3.1579 | -6.8525 | 95.0296 | 0 | 0 | 0 | 0 | 28.095 | -137.9077 | -327.7087 | -433.7139 | 0.40997 | 0.23762 | 0.31375 | 0.26988 | 11.5182 | -32.7696 | -102.8173 | -117.0528
4 | 20 | 18 | 495.2392 | 505.1068 | 518.1026 | 529.5593 | 0 | 0 | 0 | 0 | 199.0263 | 280.7747 | 0 | 0 | 0 | 0 | 0 | 0 | 232.2068 | 275.7382 | 665.0213 | 669.2011 | 0 | 0 | 0 | 0 | 0 | -7.4445 | -20.8685 | 33.7189 | 0 | 0 | 0 | 0 | 64.0061 | -43.9615 | -126.0501 | -173.3607 | 0.41329 | 0.42469 | 0.41897 | 0.40593 | 26.4529 | -18.6702 | -52.8108 | -70.372
4 | 20 | 19 | 511.1497 | 522.4377 | 537.0177 | 549.814 | 0 | 0 | 0 | 0 | 219.5113 | 319.9313 | 0 | 0 | 0 | 0 | 0 | 0 | 177.332 | 149.3297 | 402.3774 | 402.3874 | 0 | 0 | 0 | 0 | 0 | 16.9194 | 211.5778 | 166.3666 | 0 | 0 | 0 | 0 | 114.3064 | 36.2573 | -76.9375 | -18.9401 | 0.4157 | 0.42239 | 0.41303 | 0.40197 | 47.5167 | 15.3146 | -31.7773 | -7.6132
4 | 20 | 20 | 531.6989 | 544.4918 | 560.7127 | 574.8354 | 0 | 0 | 0 | 0 | 217.3314 | 330.1777 | 0 | 0 | 0 | 0 | 0 | 0 | 194.9849 | 141.362 | 352.973 | 352.973 | 0 | 0 | 0 | 0 | 0 | 22.6577 | 148.7068 | 314.2364 | 0 | 0 | 0 | 0 | 119.3826 | 50.2944 | 59.0329 | -92.3741 | 0.42087 | 0.43174 | 0.42154 | 0.40469 | 50.2452 | 21.7143 | 24.8845 | -37.3826
4 | 20 | 21 | 511.7192 | 524.4647 | 540.4483 | 554.2437 | 0 | 0 | 0 | 0 | 222.1689 | 341.1131 | 0 | 0 | 0 | 0 | 0 | 0 | 197.5002 | 164.2678 | 392.7962 | 392.7962 | 0 | 0 | 0 | 0 | 0 | 31.9569 | 33.5758 | 120.0615 | 0 | 0 | 0 | 0 | 92.05 | -12.8731 | 114.0763 | 41.386 | 0.41808 | 0.42369 | 0.41303 | 0.4036 | 38.4844 | -5.4542 | 47.1174 | 16.7036
4 | 20 | 22 | 480.0985 | 492.7115 | 508.3967 | 521.912 | 0 | 0 | 0 | 0 | 224.7409 | 339.6164 | 0 | 0 | 0 | 0 | 0 | 0 | 205.0311 | 167.8557 | 392.2369 | 392.2369 | 0 | 0 | 0 | 0 | 0 | 16.6541 | 71.2168 | 149.1286 | 0 | 0 | 0 | 0 | 50.3265 | -31.4147 | 44.9429 | -19.4535 | 0.41431 | 0.4215 | 0.41126 | 0.40084 | 20.8507 | -13.2412 | 18.4831 | -7.7977
4 | 20 | 23 | 439.348 | 451.1833 | 465.8266 | 478.411 | 0 | 0 | 0 | 0 | 219.8898 | 360.1708 | 0 | 0 | 0 | 0 | 0 | 0 | 186.6321 | 160.9348 | 410.1973 | 410.1973 | 0 | 0 | 0 | 0 | 0 | 20.3703 | 241.0122 | 111.5794 | 0 | 0 | 0 | 0 | 32.8261 | -90.2926 | -185.3828 | -43.3657 | 0.41263 | 0.42045 | 0.41146 | 0.39726 | 13.5452 | -37.9638 | -76.2768 | -17.2275
4 | 20 | 24 | 411.5966 | 421.0899 | 432.9853 | 443.0823 | 0 | 0 | 0 | 0 | 212.0126 | 339.1402 | 0 | 0 | 0 | 0 | 0 | 0 | 171.6548 | 153.3288 | 426.768 | 426.768 | 0 | 0 | 0 | 0 | 0 | 8.664 | 91.366 | 96.8974 | 0 | 0 | 0 | 0 | 27.9292 | -80.043 | -85.1486 | -80.5831 | 0.41183 | 0.4219 | 0.41161 | 0.39624 | 11.502 | -33.7699 | -35.0479 | -31.9303
4 | 21 | 1 | 391.6268 | 398.5634 | 407.4789 | 414.8488 | 0 | 0 | 0 | 0 | 207.7209 | 354.0473 | 0 | 0 | 0 | 0 | 0 | 0 | 177.0575 | 159.4512 | 435.9965 | 435.9965 | 0 | 0 | 0 | 0 | 0 | 17.2174 | 80.4937 | 92.7827 | 0 | 0 | 0 | 0 | 6.8485 | -132.1525 | -109.0113 | -113.9305 | 0.4113 | 0.42149 | 0.41495 | 0.39673 | 2.8168 | -55.7009 | -45.2342 | -45.2001
4 | 21 | 2 | 379.0742 | 383.9727 | 390.6031 | 395.9703 | 0 | 0 | 0 | 0 | 200.0932 | 368.195 | 0 | 0 | 0 | 0 | 0 | 0 | 164.7217 | 154.6309 | 421.7414 | 421.7414 | 0 | 0 | 0 | 0 | 0 | 10.784 | 101.2072 | 32.3793 | 0 | 0 | 0 | 0 | 14.2592 | -149.6372 | -132.3455 | -58.1504 | 0.41115 | 0.42158 | 0.41337 | 0.39654 | 5.8627 | -63.0835 | -54.707 | -23.0587
4 | 21 | 3 | 373.0682 | 376.1562 | 380.7878 | 384.4144 | 0 | 0 | 0 | 0 | 195.5159 | 336.6699 | 0 | 0 | 0 | 0 | 0 | 0 | 146.0591 | 139.2045 | 398.6509 | 398.6509 | 0 | 0 | 0 | 0 | 0 | 29.525 | 87.3319 | 2.284 | 0 | 0 | 0 | 0 | 31.4932 | -129.2432 | -105.195 | -16.5205 | 0.41121 | 0.42135 | 0.41593 | 0.39646 | 12.9502 | -54.4561 | -43.7534 | -6.5498
4 | 21 | 4 | 368.4687 | 369.699 | 372.2607 | 374.0518 | 0 | 0 | 0 | 0 | 202.8388 | 338.5673 | 0 | 0 | 0 | 0 | 0 | 0 | 141.7486 | 156.1338 | 424.2688 | 424.2688 | 0 | 0 | 0 | 0 | 0 | 27.7899 | 64.9992 | -0.58569 | 0 | 0 | 0 | 0 | 23.8813 | -152.792 | -117.0073 | -49.6313 | 0.41164 | 0.4221 | 0.41529 | 0.39674 | 9.8304 | -64.4928 | -48.5918 | -19.6905
4 | 21 | 5 | 381.3083 | 380.5588 | 380.9774 | 380.8497 | 0 | 0 | 0 | 0 | 216.0697 | 317.6746 | 0 | 0 | 0 | 0 | 0 | 0 | 124.551 | 142.4851 | 408.0831 | 408.0831 | 0 | 0 | 0 | 0 | 0 | 39.6625 | 160.8982 | 15.7924 | 0 | 0 | 0 | 0 | 40.6876 | -119.2633 | -188.0039 | -43.0258 | 0.41274 | 0.42228 | 0.41522 | 0.39874 | 16.7934 | -50.3627 | -78.0635 | -17.1563
4 | 21 | 6 | 385.9976 | 383.4601 | 381.9837 | 380.2427 | 0 | 0 | 0 | 0 | 215.8877 | 312.759 | 0 | 0 | 0 | 0 | 0 | 0 | 113.0166 | 138.3379 | 390.5796 | 390.6142 | 0 | 0 | 0 | 0 | 0 | 35.1494 | 126.1792 | 130.0965 | 0 | 0 | 0 | 0 | 57.0934 | -102.7861 | -134.7751 | -140.4681 | 0.41319 | 0.42246 | 0.41499 | 0.39779 | 23.5905 | -43.4231 | -55.9304 | -55.8775
4 | 21 | 7 | 404.0325 | 400.2975 | 397.7811 | 395.3604 | 0 | 0 | 0 | 0 | 201.3115 | 277.6825 | 0 | 0 | 0 | 0 | 0 | 0 | 143.2164 | 231.0073 | 627.9902 | 630.004 | 0 | 0 | 0 | 0 | 0 | 1.7698 | -14.1387 | -4.1349 | 0 | 0 | 0 | 0 | 59.5046 | -110.1621 | -216.0704 | -230.5087 | 0.41464 | 0.33736 | 0.33191 | 0.39149 | 24.6731 | -37.1641 | -71.715 | -90.2409
4 | 21 | 8 | 429.286 | 426.0701 | 424.6441 | 423.6798 | 0 | 0 | 0 | 0 | 175.757 | 238.4806 | 0 | 0 | 0 | 0 | 0 | 0 | 190.3607 | 378.9548 | 941.9214 | 958.0365 | 0 | 0 | 0 | 0 | 0 | -20.2091 | -108.5869 | 144.8219 | 0 | 0 | 0 | 0 | 63.1682 | -171.1563 | -408.6904 | -679.1786 | 0.41395 | 0.28029 | 0.32029 | 0.31141 | 26.1482 | -47.974 | -130.8987 | -211.5022
4 | 21 | 9 | 451.5638 | 449.6528 | 450.1573 | 451.3776 | 0 | 0 | 0 | 0 | 158.3816 | 233.9566 | 0 | 0 | 0 | 0 | 0 | 0 | 229.3364 | 515.5822 | 1220.0484 | 1250.251 | 0 | 0 | 0 | 0 | 0 | -23.3262 | -133.2001 | -295.1736 | 0 | 0 | 0 | 0 | 63.8458 | -276.5598 | -636.691 | -503.6999 | 0.39087 | 0 | 0.0068178 | 0 | 24.9555 | 0 | -4.3408 | 0
4 | 21 | 10 | 464.2441 | 462.766 | 463.7488 | 465.3281 | 0 | 0 | 0 | 0 | 149.6048 | 221.0261 | 0 | 0 | 0 | 0 | 0 | 0 | 255.7427 | 573.0636 | 1283.9567 | 1323.9299 | 0 | 0 | 0 | 0 | 0 | -49.185 | -189.6622 | -311.133 | 0 | 0 | 0 | 0 | 58.8966 | -282.1387 | -630.5457 | -547.4687 | 0.39163 | 0 | 0 | 0 | 23.0654 | 0 | 0 | 0
4 | 21 | 11 | 465.017 | 463.6589 | 464.4857 | 465.5762 | 0 | 0 | 0 | 0 | 149.7512 | 224.9438 | 0 | 0 | 0 | 0 | 0 | 0 | 260.2418 | 576.7692 | 1269.5051 | 1312.5688 | 0 | 0 | 0 | 0 | 0 | -51.5209 | -279.6756 | -321.2397 | 0 | 0 | 0 | 0 | 55.024 | -286.5332 | -525.3438 | -525.753 | 0.38888 | 0 | 0 | 0 | 21.3979 | 0 | 0 | 0
4 | 21 | 12 | 462.1113 | 460.9582 | 461.7876 | 462.6261 | 0 | 0 | 0 | 0 | 147.239 | 216.5953 | 0 | 0 | 0 | 0 | 0 | 0 | 265.3771 | 570.0592 | 1226.1658 | 1270.0414 | 0 | 0 | 0 | 0 | 0 | -53.0414 | -343.5826 | -318.603 | 0 | 0 | 0 | 0 | 49.4952 | -272.655 | -420.7956 | -488.8123 | 0.38632 | 0 | 0 | 0 | 19.1208 | 0 | 0 | 0
4 | 21 | 13 | 456.1679 | 455.8782 | 457.5579 | 459.0564 | 0 | 0 | 0 | 0 | 140.863 | 225.2486 | 0 | 0 | 0 | 0 | 0 | 0 | 272.8853 | 560.5943 | 1137.8634 | 1179.6111 | 0 | 0 | 0 | 0 | 0 | -51.75 | -336.4085 | -337.7346 | 0 | 0 | 0 | 0 | 42.4197 | -278.2147 | -343.897 | -382.8201 | 0.38495 | 0 | 0 | 0 | 16.3296 | 0 | 0 | 0
4 | 21 | 14 | 448.55 | 448.935 | 451.3623 | 453.5667 | 0 | 0 | 0 | 0 | 144.1701 | 226.4632 | 0 | 0 | 0 | 0 | 0 | 0 | 277.7692 | 549.0645 | 1129.2316 | 1168.6312 | 0 | 0 | 0 | 0 | 0 | -51.7282 | -312.7438 | -262.649 | 0 | 0 | 0 | 0 | 26.6107 | -274.8644 | -365.1255 | -452.4156 | 0.38305 | 0 | 0 | 0 | 10.1931 | 0 | 0 | 0
4 | 21 | 15 | 447.6213 | 448.9929 | 452.479 | 455.5908 | 0 | 0 | 0 | 0 | 145.8189 | 226.1156 | 0 | 0 | 0 | 0 | 0 | 0 | 274.0354 | 504.7536 | 998.1438 | 1031.6744 | 0 | 0 | 0 | 0 | 0 | -49.4468 | -271.9521 | -242.9597 | 0 | 0 | 0 | 0 | 27.7669 | -232.4295 | -273.7127 | -333.124 | 0.38528 | 0 | 0 | 0 | 10.6981 | 0 | 0 | 0
4 | 21 | 16 | 447.712 | 451.2872 | 457.212 | 462.4932 | 0 | 0 | 0 | 0 | 156.3745 | 238.6017 | 0 | 0 | 0 | 0 | 0 | 0 | 253.6738 | 436.5819 | 847.2729 | 873.0106 | 0 | 0 | 0 | 0 | 0 | -26.4016 | -45.2129 | -152.7415 | 0 | 0 | 0 | 0 | 37.6637 | -197.4948 | -344.8479 | -257.776 | 0.41156 | 0 | 0.007326 | 0 | 15.5007 | 0 | -2.5263 | 0
4 | 21 | 17 | 452.3214 | 458.355 | 466.9742 | 474.5983 | 0 | 0 | 0 | 0 | 172.2085 | 239.253 | 0 | 0 | 0 | 0 | 0 | 0 | 215.5037 | 346.4589 | 690.7094 | 704.6485 | 0 | 0 | 0 | 0 | 0 | -3.1579 | -6.8525 | 95.0296 | 0 | 0 | 0 | 0 | 64.6092 | -124.199 | -216.8826 | -325.0798 | 0.40997 | 0.23762 | 0.31375 | 0.26988 | 26.488 | -29.5121 | -68.0461 | -87.7341
4 | 21 | 18 | 460.5224 | 469.2536 | 480.8714 | 491.136 | 0 | 0 | 0 | 0 | 199.0263 | 280.7747 | 0 | 0 | 0 | 0 | 0 | 0 | 182.2552 | 242.3128 | 469.1763 | 471.7993 | 0 | 0 | 0 | 0 | 0 | -7.4445 | -20.8685 | 33.7189 | 0 | 0 | 0 | 0 | 79.2409 | -46.3893 | 32.5636 | -14.3822 | 0.41329 | 0.42469 | 0.41897 | 0.40593 | 32.7493 | -19.7012 | 13.6431 | -5.8381
4 | 21 | 19 | 480.82 | 491.1153 | 504.4915 | 516.2462 | 0 | 0 | 0 | 0 | 219.5113 | 319.9313 | 0 | 0 | 0 | 0 | 0 | 0 | 163.4139 | 178.2608 | 284.6909 | 284.6984 | 0 | 0 | 0 | 0 | 0 | 16.9194 | 211.5778 | 166.3666 | 0 | 0 | 0 | 0 | 97.8948 | -23.9963 | 8.2228 | 65.1812 | 0.4157 | 0.42239 | 0.41303 | 0.40197 | 40.6945 | -10.1357 | 3.3962 | 26.2006
4 | 21 | 20 | 501.8769 | 513.6935 | 528.7308 | 541.8294 | 0 | 0 | 0 | 0 | 217.3314 | 330.1777 | 0 | 0 | 0 | 0 | 0 | 0 | 173.082 | 189.2975 | 283.261 | 283.261 | 0 | 0 | 0 | 0 | 0 | 22.6577 | 148.7068 | 314.2364 | 0 | 0 | 0 | 0 | 111.4635 | -28.4394 | 96.763 | -55.668 | 0.42087 | 0.43174 | 0.42154 | 0.40469 | 46.9122 | -12.2785 | 40.7891 | -22.5281
4 | 21 | 21 | 485.3054 | 497.1863 | 512.1215 | 525.0099 | 0 | 0 | 0 | 0 | 222.1689 | 341.1131 | 0 | 0 | 0 | 0 | 0 | 0 | 180.2017 | 191.6456 | 277.7542 | 277.7542 | 0 | 0 | 0 | 0 | 0 | 31.9569 | 33.5758 | 120.0615 | 0 | 0 | 0 | 0 | 82.9348 | -67.5293 | 200.7916 | 127.1943 | 0.41808 | 0.42369 | 0.41303 | 0.4036 | 34.6735 | -28.6114 | 82.9337 | 51.3361
4 | 21 | 22 | 458.6701 | 470.5817 | 485.4164 | 498.1959 | 0 | 0 | 0 | 0 | 224.7409 | 339.6164 | 0 | 0 | 0 | 0 | 0 | 0 | 184.6873 | 186.1875 | 262.556 | 262.556 | 0 | 0 | 0 | 0 | 0 | 16.6541 | 71.2168 | 149.1286 | 0 | 0 | 0 | 0 | 49.2419 | -71.8764 | 151.6436 | 86.5113 | 0.41431 | 0.4215 | 0.41126 | 0.40084 | 20.4013 | -30.2958 | 62.3646 | 34.677
4 | 21 | 23 | 424.6092 | 435.9621 | 450.0204 | 462.0986 | 0 | 0 | 0 | 0 | 219.8898 | 360.1708 | 0 | 0 | 0 | 0 | 0 | 0 | 185.9071 | 183.5162 | 266.1457 | 266.1457 | 0 | 0 | 0 | 0 | 0 | 20.3703 | 241.0122 | 111.5794 | 0 | 0 | 0 | 0 | 18.8123 | -128.0952 | -57.1375 | 84.3736 | 0.41263 | 0.42045 | 0.41146 | 0.39726 | 7.7626 | -53.858 | -23.5096 | 33.5183
4 | 21 | 24 | 395.2987 | 404.2586 | 415.5071 | 425.0444 | 0 | 0 | 0 | 0 | 212.0126 | 339.1402 | 0 | 0 | 0 | 0 | 0 | 0 | 178.0914 | 175.9779 | 278.2477 | 278.2477 | 0 | 0 | 0 | 0 | 0 | 8.664 | 91.366 | 96.8974 | 0 | 0 | 0 | 0 | 5.1947 | -119.5235 | 45.8934 | 49.8994 | 0.41183 | 0.4219 | 0.41161 | 0.39624 | 2.1393 | -50.4266 | 18.8901 | 19.7722
4 | 22 | 1 | 374.9301 | 381.3202 | 389.5729 | 396.3695 | 0 | 0 | 0 | 0 | 207.7209 | 354.0473 | 0 | 0 | 0 | 0 | 0 | 0 | 158.2174 | 155.9186 | 286.5919 | 286.5919 | 0 | 0 | 0 | 0 | 0 | 17.2174 | 80.4937 | 92.7827 | 0 | 0 | 0 | 0 | 8.9919 | -145.8631 | 22.4873 | 16.9948 | 0.4113 | 0.42149 | 0.41495 | 0.39673 | 3.6984 | -61.4799 | 9.3311 | 6.7424
4 | 22 | 2 | 363.8821 | 368.2834 | 374.3108 | 379.1563 | 0 | 0 | 0 | 0 | 200.0932 | 368.195 | 0 | 0 | 0 | 0 | 0 | 0 | 154.3942 | 147.9507 | 285.4566 | 285.4566 | 0 | 0 | 0 | 0 | 0 | 10.784 | 101.2072 | 32.3793 | 0 | 0 | 0 | 0 | 9.3947 | -158.6463 | -12.3531 | 61.3203 | 0.41115 | 0.42158 | 0.41337 | 0.39654 | 3.8626 | -66.8815 | -5.1063 | 24.3157
4 | 22 | 3 | 356.9335 | 359.4933 | 363.4845 | 366.5571 | 0 | 0 | 0 | 0 | 195.5159 | 336.6699 | 0 | 0 | 0 | 0 | 0 | 0 | 204.1621 | 174.6612 | 268.1592 | 268.1592 | 0 | 0 | 0 | 0 | 0 | 29.525 | 87.3319 | 2.284 | 0 | 0 | 0 | 0 | -42.7444 | -181.3628 | 7.9934 | 96.1139 | 0.41121 | 0.42135 | 0.41593 | 0.39646 | -17.5768 | -76.4164 | 3.3247 | 38.1056
4 | 22 | 4 | 355.1983 | 355.9942 | 358.0293 | 359.3647 | 0 | 0 | 0 | 0 | 202.8388 | 338.5673 | 0 | 0 | 0 | 0 | 0 | 0 | 216.1972 | 170.383 | 260.6238 | 260.6238 | 0 | 0 | 0 | 0 | 0 | 27.7899 | 64.9992 | -0.58569 | 0 | 0 | 0 | 0 | -63.8377 | -180.746 | 32.4063 | 99.3266 | 0.41164 | 0.4221 | 0.41529 | 0.39674 | -26.278 | -76.2921 | 13.458 | 39.4064
4 | 22 | 5 | 358.9554 | 357.4742 | 357.0056 | 356.1103 | 0 | 0 | 0 | 0 | 216.0697 | 317.6746 | 0 | 0 | 0 | 0 | 0 | 0 | 230.0773 | 173.5298 | 260.6753 | 260.6753 | 0 | 0 | 0 | 0 | 0 | 39.6625 | 160.8982 | 15.7924 | 0 | 0 | 0 | 0 | -87.1917 | -173.3926 | -64.568 | 79.6426 | 0.41274 | 0.42228 | 0.41522 | 0.39874 | -35.9874 | -73.2205 | -26.8101 | 31.757
4 | 22 | 6 | 363.3728 | 360.0947 | 357.7202 | 355.2023 | 0 | 0 | 0 | 0 | 215.8877 | 312.759 | 0 | 0 | 0 | 0 | 0 | 0 | 209.6386 | 158.6323 | 239.2676 | 239.2861 | 0 | 0 | 0 | 0 | 0 | 35.1494 | 126.1792 | 130.0965 | 0 | 0 | 0 | 0 | -62.1535 | -146.446 | -7.7266 | -14.1803 | 0.41319 | 0.42246 | 0.41499 | 0.39779 | -25.6813 | -61.8677 | -3.2065 | -5.6408
4 | 22 | 7 | 376.0234 | 371.3715 | 367.7434 | 364.361 | 0 | 0 | 0 | 0 | 201.3115 | 277.6825 | 0 | 0 | 0 | 0 | 0 | 0 | 212.4779 | 195.4467 | 266.5037 | 267.7981 | 0 | 0 | 0 | 0 | 0 | 1.7698 | -14.1387 | -4.1349 | 0 | 0 | 0 | 0 | -37.766 | -103.5275 | 115.3784 | 100.6978 | 0.41464 | 0.33736 | 0.33191 | 0.39149 | -15.6594 | -34.9258 | 38.2947 | 39.4217
4 | 22 | 8 | 399.5546 | 395.3655 | 392.7594 | 390.7743 | 0 | 0 | 0 | 0 | 175.757 | 238.4806 | 0 | 0 | 0 | 0 | 0 | 0 | 315.4541 | 316.935 | 322.3489 | 330.3566 | 0 | 0 | 0 | 0 | 0 | -20.2091 | -108.5869 | 144.8219 | 0 | 0 | 0 | 0 | -91.6566 | -139.8411 | 178.9974 | -84.4043 | 0.41395 | 0.28029 | 0.32029 | 0.31141 | -37.9409 | -39.1966 | 57.3307 | -26.2842
4 | 22 | 9 | 419.5844 | 416.6266 | 415.8618 | 415.984 | 0 | 0 | 0 | 0 | 158.3816 | 233.9566 | 0 | 0 | 0 | 0 | 0 | 0 | 396.1846 | 445.1055 | 501.5795 | 519.6959 | 0 | 0 | 0 | 0 | 0 | -23.3262 | -133.2001 | -295.1736 | 0 | 0 | 0 | 0 | -134.9818 | -239.1093 | 47.4824 | 191.4617 | 0.39087 | 0 | 0.0068178 | 0 | -52.7605 | 0 | 0.32373 | 0
4 | 22 | 10 | 431.4852 | 428.9348 | 428.6173 | 429.0718 | 0 | 0 | 0 | 0 | 149.6048 | 221.0261 | 0 | 0 | 0 | 0 | 0 | 0 | 429.0659 | 516.2724 | 627.4954 | 652.5338 | 0 | 0 | 0 | 0 | 0 | -49.185 | -189.6622 | -311.133 | 0 | 0 | 0 | 0 | -147.1855 | -259.1788 | -9.2159 | 87.6711 | 0.39163 | 0 | 0 | 0 | -57.6417 | 0 | 0 | 0
4 | 22 | 11 | 437.0985 | 434.8265 | 434.5452 | 434.677 | 0 | 0 | 0 | 0 | 149.7512 | 224.9438 | 0 | 0 | 0 | 0 | 0 | 0 | 446.1986 | 535.2297 | 681.3107 | 710.1485 | 0 | 0 | 0 | 0 | 0 | -51.5209 | -279.6756 | -321.2397 | 0 | 0 | 0 | 0 | -158.8512 | -273.8261 | 32.9101 | 45.7682 | 0.38888 | 0 | 0 | 0 | -61.7744 | 0 | 0 | 0
4 | 22 | 12 | 437.2203 | 435.2524 | 435.0939 | 435.0777 | 0 | 0 | 0 | 0 | 147.239 | 216.5953 | 0 | 0 | 0 | 0 | 0 | 0 | 476.317 | 600.0645 | 830.4309 | 865.7294 | 0 | 0 | 0 | 0 | 0 | -53.0414 | -343.5826 | -318.603 | 0 | 0 | 0 | 0 | -186.3356 | -328.3661 | -51.7544 | -112.0488 | 0.38632 | 0 | 0 | 0 | -71.9846 | 0 | 0 | 0
4 | 22 | 13 | 434.8484 | 433.8608 | 434.6942 | 435.4607 | 0 | 0 | 0 | 0 | 140.863 | 225.2486 | 0 | 0 | 0 | 0 | 0 | 0 | 478.43 | 600.4721 | 936.3613 | 970.3335 | 0 | 0 | 0 | 0 | 0 | -51.75 | -336.4085 | -337.7346 | 0 | 0 | 0 | 0 | -184.4446 | -340.11 | -165.2585 | -197.1383 | 0.38495 | 0 | 0 | 0 | -71.0024 | 0 | 0 | 0
4 | 22 | 14 | 430.82 | 430.6245 | 432.3482 | 433.9437 | 0 | 0 | 0 | 0 | 144.1701 | 226.4632 | 0 | 0 | 0 | 0 | 0 | 0 | 479.0563 | 609.8845 | 956.0752 | 990.4064 | 0 | 0 | 0 | 0 | 0 | -51.7282 | -312.7438 | -262.649 | 0 | 0 | 0 | 0 | -192.4064 | -353.9949 | -210.9832 | -293.8136 | 0.38305 | 0 | 0 | 0 | -73.7006 | 0 | 0 | 0
4 | 22 | 15 | 429.7281 | 430.514 | 433.2898 | 435.7872 | 0 | 0 | 0 | 0 | 145.8189 | 226.1156 | 0 | 0 | 0 | 0 | 0 | 0 | 457.523 | 580.1423 | 1016.6584 | 1045.7957 | 0 | 0 | 0 | 0 | 0 | -49.4468 | -271.9521 | -242.9597 | 0 | 0 | 0 | 0 | -173.6139 | -326.2972 | -311.4164 | -367.0487 | 0.38528 | 0 | 0 | 0 | -66.8904 | 0 | 0 | 0
4 | 22 | 16 | 431.0878 | 434.1188 | 439.3838 | 444.0942 | 0 | 0 | 0 | 0 | 156.3745 | 238.6017 | 0 | 0 | 0 | 0 | 0 | 0 | 459.3003 | 570.3284 | 1022.7267 | 1048.8349 | 0 | 0 | 0 | 0 | 0 | -26.4016 | -45.2129 | -152.7415 | 0 | 0 | 0 | 0 | -184.587 | -348.4097 | -538.13 | -451.9992 | 0.41156 | 0 | 0.007326 | 0 | -75.9679 | 0 | -3.9423 | 0
4 | 22 | 17 | 439.0511 | 444.6502 | 452.7428 | 459.9111 | 0 | 0 | 0 | 0 | 172.2085 | 239.253 | 0 | 0 | 0 | 0 | 0 | 0 | 440.5171 | 500.4377 | 949.5182 | 966.3949 | 0 | 0 | 0 | 0 | 0 | -3.1579 | -6.8525 | 95.0296 | 0 | 0 | 0 | 0 | -173.6746 | -291.8825 | -489.9229 | -601.5133 | 0.40997 | 0.23762 | 0.31375 | 0.26988 | -71.2018 | -69.3571 | -153.7114 | -162.3393
4 | 22 | 18 | 451.8024 | 460.2481 | 471.5199 | 481.4851 | 0 | 0 | 0 | 0 | 199.0263 | 280.7747 | 0 | 0 | 0 | 0 | 0 | 0 | 397.4195 | 347.4907 | 656.9763 | 661.1601 | 0 | 0 | 0 | 0 | 0 | -7.4445 | -20.8685 | 33.7189 | 0 | 0 | 0 | 0 | -144.6434 | -160.5727 | -164.5879 | -213.3939 | 0.41329 | 0.42469 | 0.41897 | 0.40593 | -59.7793 | -68.1941 | -68.9569 | -86.6226
4 | 22 | 19 | 480.258 | 490.5349 | 503.8888 | 515.6242 | 0 | 0 | 0 | 0 | 219.5113 | 319.9313 | 0 | 0 | 0 | 0 | 0 | 0 | 342.4944 | 217.7787 | 418.078 | 418.0916 | 0 | 0 | 0 | 0 | 0 | 16.9194 | 211.5778 | 166.3666 | 0 | 0 | 0 | 0 | -81.7477 | -64.0945 | -125.767 | -68.834 | 0.4157 | 0.42239 | 0.41303 | 0.40197 | -33.9822 | -27.0728 | -51.9452 | -27.6688
4 | 22 | 20 | 504.5962 | 516.5019 | 531.647 | 544.8391 | 0 | 0 | 0 | 0 | 217.3314 | 330.1777 | 0 | 0 | 0 | 0 | 0 | 0 | 337.2052 | 201.3992 | 382.7341 | 382.7341 | 0 | 0 | 0 | 0 | 0 | 22.6577 | 148.7068 | 314.2364 | 0 | 0 | 0 | 0 | -49.9404 | -37.7328 | 0.20617 | -152.1315 | 0.42087 | 0.43174 | 0.42154 | 0.40469 | -21.0187 | -16.2909 | 0.086907 | -61.5655
4 | 22 | 21 | 483.692 | 495.52 | 510.3911 | 523.2242 | 0 | 0 | 0 | 0 | 222.1689 | 341.1131 | 0 | 0 | 0 | 0 | 0 | 0 | 329.3842 | 201.64 | 378.1399 | 378.1399 | 0 | 0 | 0 | 0 | 0 | 31.9569 | 33.5758 | 120.0615 | 0 | 0 | 0 | 0 | -67.8612 | -79.1899 | 98.6755 | 25.0228 | 0.41808 | 0.42369 | 0.41303 | 0.4036 | -28.3715 | -33.5518 | 40.7563 | 10.0993
4 | 22 | 22 | 448.7174 | 460.3031 | 474.7428 | 487.1805 | 0 | 0 | 0 | 0 | 224.7409 | 339.6164 | 0 | 0 | 0 | 0 | 0 | 0 | 280.304 | 174.2816 | 374.4717 | 374.4717 | 0 | 0 | 0 | 0 | 0 | 16.6541 | 71.2168 | 149.1286 | 0 | 0 | 0 | 0 | -56.3275 | -70.2489 | 29.0542 | -36.4198 | 0.41431 | 0.4215 | 0.41126 | 0.40084 | -23.3369 | -29.6098 | 11.9488 | -14.5984
4 | 22 | 23 | 407.6768 | 418.4754 | 431.8617 | 443.3585 | 0 | 0 | 0 | 0 | 219.8898 | 360.1708 | 0 | 0 | 0 | 0 | 0 | 0 | 260.0999 | 165.2224 | 363.1967 | 363.1967 | 0 | 0 | 0 | 0 | 0 | 20.3703 | 241.0122 | 111.5794 | 0 | 0 | 0 | 0 | -72.3129 | -127.2881 | -172.3472 | -31.4175 | 0.41263 | 0.42045 | 0.41146 | 0.39726 | -29.8388 | -53.5187 | -70.9132 | -12.4809
4 | 22 | 24 | 381.6476 | 390.1606 | 400.8673 | 409.9359 | 0 | 0 | 0 | 0 | 212.0126 | 339.1402 | 0 | 0 | 0 | 0 | 0 | 0 | 248.7928 | 158.1967 | 335.025 | 335.025 | 0 | 0 | 0 | 0 | 0 | 8.664 | 91.366 | 96.8974 | 0 | 0 | 0 | 0 | -79.1577 | -115.8402 | -25.5237 | -21.9865 | 0.41183 | 0.4219 | 0.41161 | 0.39624 | -32.5992 | -48.8726 | -10.5058 | -8.7119
4 | 23 | 1 | 367.2072 | 373.3445 | 381.2907 | 387.822 | 0 | 0 | 0 | 0 | 207.7209 | 354.0473 | 0 | 0 | 0 | 0 | 0 | 0 | 239.063 | 154.3558 | 312.5716 | 312.5716 | 0 | 0 | 0 | 0 | 0 | 17.2174 | 80.4937 | 92.7827 | 0 | 0 | 0 | 0 | -79.5766 | -152.276 | -11.7746 | -17.5323 | 0.4113 | 0.42149 | 0.41495 | 0.39673 | -32.7298 | -64.1828 | -4.8859 | -6.9557
4 | 23 | 2 | 358.6066 | 362.8352 | 368.6532 | 373.3176 | 0 | 0 | 0 | 0 | 200.0932 | 368.195 | 0 | 0 | 0 | 0 | 0 | 0 | 230.3176 | 146.0873 | 272.2904 | 272.2904 | 0 | 0 | 0 | 0 | 0 | 10.784 | 101.2072 | 32.3793 | 0 | 0 | 0 | 0 | -71.8042 | -162.2311 | -4.8445 | 68.6478 | 0.41115 | 0.42158 | 0.41337 | 0.39654 | -29.5223 | -68.3928 | -2.0025 | 27.2213
4 | 23 | 3 | 356.2627 | 358.8006 | 362.7652 | 365.8147 | 0 | 0 | 0 | 0 | 195.5159 | 336.6699 | 0 | 0 | 0 | 0 | 0 | 0 | 236.6071 | 138.7468 | 226.8882 | 226.8882 | 0 | 0 | 0 | 0 | 0 | 29.525 | 87.3319 | 2.284 | 0 | 0 | 0 | 0 | -75.8602 | -146.1411 | 48.5451 | 136.6426 | 0.41121 | 0.42135 | 0.41593 | 0.39646 | -31.1942 | -61.5759 | 20.1912 | 54.1737
4 | 23 | 4 | 369.7014 | 370.9721 | 373.5828 | 375.4162 | 0 | 0 | 0 | 0 | 202.8388 | 338.5673 | 0 | 0 | 0 | 0 | 0 | 0 | 241.7373 | 137.9104 | 198.3589 | 198.3589 | 0 | 0 | 0 | 0 | 0 | 27.7899 | 64.9992 | -0.58569 | 0 | 0 | 0 | 0 | -74.8747 | -133.2955 | 110.2246 | 177.6429 | 0.41164 | 0.4221 | 0.41529 | 0.39674 | -30.8212 | -56.2634 | 45.775 | 70.4774
4 | 23 | 5 | 396.0109 | 395.7426 | 396.7448 | 397.1219 | 0 | 0 | 0 | 0 | 216.0697 | 317.6746 | 0 | 0 | 0 | 0 | 0 | 0 | 220.8468 | 125.4823 | 177.1498 | 177.1498 | 0 | 0 | 0 | 0 | 0 | 39.6625 | 160.8982 | 15.7924 | 0 | 0 | 0 | 0 | -40.9057 | -87.0767 | 58.6967 | 204.1797 | 0.41274 | 0.42228 | 0.41522 | 0.39874 | -16.8834 | -36.7709 | 24.3722 | 81.4155
4 | 23 | 6 | 442.3241 | 441.6304 | 442.3896 | 442.5827 | 0 | 0 | 0 | 0 | 215.8877 | 312.759 | 0 | 0 | 0 | 0 | 0 | 0 | 204.7512 | 125.8808 | 185.4778 | 185.5184 | 0 | 0 | 0 | 0 | 0 | 35.1494 | 126.1792 | 130.0965 | 0 | 0 | 0 | 0 | 21.6852 | -32.1588 | 130.7326 | 126.9679 | 0.41319 | 0.42246 | 0.41499 | 0.39779 | 8.9601 | -13.5858 | 54.2528 | 50.5071
4 | 23 | 7 | 480.3189 | 479.0811 | 479.5926 | 479.7914 | 0 | 0 | 0 | 0 | 201.3115 | 277.6825 | 0 | 0 | 0 | 0 | 0 | 0 | 222.5188 | 246.7807 | 522.7089 | 524.336 | 0 | 0 | 0 | 0 | 0 | 1.7698 | -14.1387 | -4.1349 | 0 | 0 | 0 | 0 | 56.4886 | -47.1519 | -28.9776 | -40.4098 | 0.41464 | 0.33736 | 0.33191 | 0.39149 | 23.4226 | -15.9071 | -9.6178 | -15.8199
4 | 23 | 8 | 497.5231 | 496.5409 | 497.8233 | 499.2022 | 0 | 0 | 0 | 0 | 175.757 | 238.4806 | 0 | 0 | 0 | 0 | 0 | 0 | 246.6838 | 374.1938 | 841.0394 | 855.7881 | 0 | 0 | 0 | 0 | 0 | -20.2091 | -108.5869 | 144.8219 | 0 | 0 | 0 | 0 | 75.0822 | -95.9244 | -234.6291 | -501.4079 | 0.41395 | 0.28029 | 0.32029 | 0.31141 | 31.08 | -26.887 | -75.1489 | -156.1428
4 | 23 | 9 | 510.9359 | 510.9684 | 513.8294 | 517.0884 | 0 | 0 | 0 | 0 | 158.3816 | 233.9566 | 0 | 0 | 0 | 0 | 0 | 0 | 269.7868 | 498.8277 | 1084.318 | 1115.1077 | 0 | 0 | 0 | 0 | 0 | -23.3262 | -133.2001 | -295.1736 | 0 | 0 | 0 | 0 | 82.7674 | -198.4896 | -437.2884 | -302.8457 | 0.39087 | 0 | 0.0068178 | 0 | 32.3514 | 0 | -2.9814 | 0
4 | 23 | 10 | 517.7787 | 518.053 | 521.1607 | 524.5783 | 0 | 0 | 0 | 0 | 149.6048 | 221.0261 | 0 | 0 | 0 | 0 | 0 | 0 | 277.6739 | 576.4132 | 1217.2692 | 1259.2985 | 0 | 0 | 0 | 0 | 0 | -49.185 | -189.6622 | -311.133 | 0 | 0 | 0 | 0 | 90.5001 | -230.2013 | -506.4463 | -423.5872 | 0.39163 | 0 | 0 | 0 | 35.4422 | 0 | 0 | 0
4 | 23 | 11 | 523.4464 | 524.0009 | 527.1469 | 530.2437 | 0 | 0 | 0 | 0 | 149.7512 | 224.9438 | 0 | 0 | 0 | 0 | 0 | 0 | 299.6083 | 641.9748 | 1316.3451 | 1366.5426 | 0 | 0 | 0 | 0 | 0 | -51.5209 | -279.6756 | -321.2397 | 0 | 0 | 0 | 0 | 74.087 | -291.3967 | -509.5226 | -515.0592 | 0.38888 | 0 | 0 | 0 | 28.8111 | 0 | 0 | 0
4 | 23 | 12 | 523.115 | 523.9588 | 527.2095 | 530.1427 | 0 | 0 | 0 | 0 | 147.239 | 216.5953 | 0 | 0 | 0 | 0 | 0 | 0 | 305.2897 | 657.588 | 1355.8964 | 1407.0801 | 0 | 0 | 0 | 0 | 0 | -53.0414 | -343.5826 | -318.603 | 0 | 0 | 0 | 0 | 70.5864 | -297.1832 | -485.1043 | -558.3344 | 0.38632 | 0 | 0 | 0 | 27.2687 | 0 | 0 | 0
4 | 23 | 13 | 526.9975 | 529.0264 | 533.5173 | 537.4479 | 0 | 0 | 0 | 0 | 140.863 | 225.2486 | 0 | 0 | 0 | 0 | 0 | 0 | 323.5289 | 687.0583 | 1372.7751 | 1425.469 | 0 | 0 | 0 | 0 | 0 | -51.75 | -336.4085 | -337.7346 | 0 | 0 | 0 | 0 | 62.6057 | -331.5306 | -502.8493 | -550.2865 | 0.38495 | 0 | 0 | 0 | 24.1002 | 0 | 0 | 0
4 | 23 | 14 | 523.5855 | 526.4267 | 531.8323 | 536.6131 | 0 | 0 | 0 | 0 | 144.1701 | 226.4632 | 0 | 0 | 0 | 0 | 0 | 0 | 338.3444 | 696.9674 | 1387.0257 | 1438.3005 | 0 | 0 | 0 | 0 | 0 | -51.7282 | -312.7438 | -262.649 | 0 | 0 | 0 | 0 | 41.071 | -345.2757 | -542.4495 | -639.0384 | 0.38305 | 0 | 0 | 0 | 15.7321 | 0 | 0 | 0
4 | 23 | 15 | 517.5626 | 521.2237 | 527.4858 | 532.9992 | 0 | 0 | 0 | 0 | 145.8189 | 226.1156 | 0 | 0 | 0 | 0 | 0 | 0 | 319.466 | 651.673 | 1323.4533 | 1367.218 | 0 | 0 | 0 | 0 | 0 | -49.4468 | -271.9521 | -242.9597 | 0 | 0 | 0 | 0 | 52.2776 | -307.1182 | -524.0154 | -591.2592 | 0.38528 | 0 | 0 | 0 | 20.1417 | 0 | 0 | 0
4 | 23 | 16 | 512.4503 | 518.1447 | 526.639 | 534.1431 | 0 | 0 | 0 | 0 | 156.3745 | 238.6017 | 0 | 0 | 0 | 0 | 0 | 0 | 309.2631 | 607.7406 | 1258.3298 | 1294.0039 | 0 | 0 | 0 | 0 | 0 | -26.4016 | -45.2129 | -152.7415 | 0 | 0 | 0 | 0 | 46.8126 | -301.7961 | -686.4779 | -607.1193 | 0.41156 | 0 | 0.007326 | 0 | 19.266 | 0 | -5.0291 | 0
4 | 23 | 17 | 504.6051 | 512.3502 | 523.0446 | 532.464 | 0 | 0 | 0 | 0 | 172.2085 | 239.253 | 0 | 0 | 0 | 0 | 0 | 0 | 273.0123 | 508.0041 | 1102.8263 | 1124.9403 | 0 | 0 | 0 | 0 | 0 | -3.1579 | -6.8525 | 95.0296 | 0 | 0 | 0 | 0 | 59.3843 | -231.749 | -572.9291 | -687.506 | 0.40997 | 0.23762 | 0.31375 | 0.26988 | 24.3459 | -55.0681 | -179.7542 | -185.5474
4 | 23 | 18 | 499.8259 | 509.8436 | 523.0214 | 534.6356 | 0 | 0 | 0 | 0 | 199.0263 | 280.7747 | 0 | 0 | 0 | 0 | 0 | 0 | 205.2252 | 325.5044 | 800.9389 | 806.8589 | 0 | 0 | 0 | 0 | 0 | -7.4445 | -20.8685 | 33.7189 | 0 | 0 | 0 | 0 | 95.5743 | -88.991 | -257.0489 | -305.9422 | 0.41329 | 0.42469 | 0.41897 | 0.40593 | 39.4997 | -37.7938 | -107.695 | -124.1906
4 | 23 | 19 | 517.3135 | 528.8033 | 543.628 | 556.6358 | 0 | 0 | 0 | 0 | 219.5113 | 319.9313 | 0 | 0 | 0 | 0 | 0 | 0 | 183.5584 | 189.3553 | 482.3435 | 482.3551 | 0 | 0 | 0 | 0 | 0 | 16.9194 | 211.5778 | 166.3666 | 0 | 0 | 0 | 0 | 114.2438 | 2.5973 | -150.2933 | -92.0859 | 0.4157 | 0.42239 | 0.41303 | 0.40197 | 47.4907 | 1.0971 | -62.0752 | -37.0153
4 | 23 | 20 | 546.5284 | 559.8066 | 576.6161 | 591.248 | 0 | 0 | 0 | 0 | 217.3314 | 330.1777 | 0 | 0 | 0 | 0 | 0 | 0 | 202.397 | 167.8928 | 416.5577 | 416.5577 | 0 | 0 | 0 | 0 | 0 | 22.6577 | 148.7068 | 314.2364 | 0 | 0 | 0 | 0 | 126.8 | 39.0784 | 11.3516 | -139.5462 | 0.42087 | 0.43174 | 0.42154 | 0.40469 | 53.367 | 16.8718 | 4.7851 | -56.4724
4 | 23 | 21 | 519.5328 | 532.5341 | 548.8278 | 562.8915 | 0 | 0 | 0 | 0 | 222.1689 | 341.1131 | 0 | 0 | 0 | 0 | 0 | 0 | 205.4793 | 176.6043 | 431.0467 | 431.0467 | 0 | 0 | 0 | 0 | 0 | 31.9569 | 33.5758 | 120.0615 | 0 | 0 | 0 | 0 | 91.8846 | -17.1403 | 84.2053 | 11.7833 | 0.41808 | 0.42369 | 0.41303 | 0.4036 | 38.4152 | -7.2621 | 34.7797 | 4.7558
4 | 23 | 22 | 473.5539 | 485.9527 | 501.3782 | 514.6687 | 0 | 0 | 0 | 0 | 224.7409 | 339.6164 | 0 | 0 | 0 | 0 | 0 | 0 | 184.6822 | 171.2259 | 443.6614 | 443.6614 | 0 | 0 | 0 | 0 | 0 | 16.6541 | 71.2168 | 149.1286 | 0 | 0 | 0 | 0 | 64.1309 | -41.5437 | -13.5001 | -78.1213 | 0.41431 | 0.4215 | 0.41126 | 0.40084 | 26.5699 | -17.5106 | -5.552 | -31.314
4 | 23 | 23 | 429.0145 | 440.5116 | 454.7448 | 466.9743 | 0 | 0 | 0 | 0 | 219.8898 | 360.1708 | 0 | 0 | 0 | 0 | 0 | 0 | 167.1535 | 157.0553 | 442.1826 | 442.1826 | 0 | 0 | 0 | 0 | 0 | 20.3703 | 241.0122 | 111.5794 | 0 | 0 | 0 | 0 | 41.9712 | -97.0848 | -228.4501 | -86.7877 | 0.41263 | 0.42045 | 0.41146 | 0.39726 | 17.3187 | -40.8196 | -93.9971 | -34.4773
4 | 23 | 24 | 398.997 | 408.0779 | 419.4732 | 429.1376 | 0 | 0 | 0 | 0 | 212.0126 | 339.1402 | 0 | 0 | 0 | 0 | 0 | 0 | 166.7414 | 163.087 | 456.7955 | 456.7955 | 0 | 0 | 0 | 0 | 0 | 8.664 | 91.366 | 96.8974 | 0 | 0 | 0 | 0 | 20.243 | -102.8132 | -128.6883 | -124.5554 | 0.41183 | 0.4219 | 0.41161 | 0.39624 | 8.3366 | -43.3766 | -52.9691 | -49.3539
4 | 24 | 1 | 375.057 | 381.4512 | 389.709 | 396.5099 | 0 | 0 | 0 | 0 | 207.7209 | 354.0473 | 0 | 0 | 0 | 0 | 0 | 0 | 170.1047 | 168.6361 | 457.9552 | 457.9552 | 0 | 0 | 0 | 0 | 0 | 17.2174 | 80.4937 | 92.7827 | 0 | 0 | 0 | 0 | -2.7686 | -158.4495 | -148.7399 | -154.228 | 0.4113 | 0.42149 | 0.41495 | 0.39673 | -1.1387 | -66.7849 | -61.7196 | -61.1875
4 | 24 | 2 | 367.7799 | 372.3087 | 378.4908 | 383.4701 | 0 | 0 | 0 | 0 | 200.0932 | 368.195 | 0 | 0 | 0 | 0 | 0 | 0 | 159.9305 | 157.9448 | 443.8524 | 443.8524 | 0 | 0 | 0 | 0 | 0 | 10.784 | 101.2072 | 32.3793 | 0 | 0 | 0 | 0 | 7.7561 | -164.6151 | -166.5689 | -92.7616 | 0.41115 | 0.42158 | 0.41337 | 0.39654 | 3.1889 | -69.3978 | -68.8538 | -36.7833
4 | 24 | 3 | 363.9313 | 366.7201 | 370.9891 | 374.302 | 0 | 0 | 0 | 0 | 195.5159 | 336.6699 | 0 | 0 | 0 | 0 | 0 | 0 | 146.125 | 133.7185 | 418.2167 | 418.2167 | 0 | 0 | 0 | 0 | 0 | 29.525 | 87.3319 | 2.284 | 0 | 0 | 0 | 0 | 22.2904 | -133.1933 | -134.5595 | -46.1987 | 0.41121 | 0.42135 | 0.41593 | 0.39646 | 9.1659 | -56.1204 | -55.9669 | -18.3161
4 | 24 | 4 | 373.581 | 374.9787 | 377.7433 | 379.71 | 0 | 0 | 0 | 0 | 202.8388 | 338.5673 | 0 | 0 | 0 | 0 | 0 | 0 | 129.6635 | 108.6629 | 398.0699 | 398.0699 | 0 | 0 | 0 | 0 | 0 | 27.7899 | 64.9992 | -0.58569 | 0 | 0 | 0 | 0 | 41.0787 | -100.0414 | -85.3257 | -17.7742 | 0.41164 | 0.4221 | 0.41529 | 0.39674 | 16.9095 | -42.227 | -35.4348 | -7.0517
4 | 24 | 5 | 401.8665 | 401.79 | 403.0245 | 403.6027 | 0 | 0 | 0 | 0 | 216.0697 | 317.6746 | 0 | 0 | 0 | 0 | 0 | 0 | 110.1134 | 94.861 | 375.7819 | 375.7819 | 0 | 0 | 0 | 0 | 0 | 39.6625 | 160.8982 | 15.7924 | 0 | 0 | 0 | 0 | 75.6833 | -50.408 | -133.6556 | 12.0284 | 0.41274 | 0.42228 | 0.41522 | 0.39874 | 31.2375 | -21.2864 | -55.4968 | 4.7963
4 | 24 | 6 | 441.8346 | 441.1249 | 441.8647 | 442.041 | 0 | 0 | 0 | 0 | 215.8877 | 312.759 | 0 | 0 | 0 | 0 | 0 | 0 | 104.2618 | 110.6715 | 388.0667 | 388.1244 | 0 | 0 | 0 | 0 | 0 | 35.1494 | 126.1792 | 130.0965 | 0 | 0 | 0 | 0 | 121.6852 | -17.455 | -72.3812 | -76.1799 | 0.41319 | 0.42246 | 0.41499 | 0.39779 | 50.2792 | -7.374 | -30.0375 | -30.304
4 | 24 | 7 | 476.4212 | 475.0558 | 475.4126 | 475.4775 | 0 | 0 | 0 | 0 | 201.3115 | 277.6825 | 0 | 0 | 0 | 0 | 0 | 0 | 143.7627 | 254.9753 | 764.1021 | 766.0798 | 0 | 0 | 0 | 0 | 0 | 1.7698 | -14.1387 | -4.1349 | 0 | 0 | 0 | 0 | 131.3471 | -59.3719 | -274.5508 | -286.4674 | 0.41464 | 0.33736 | 0.33191 | 0.39149 | 54.462 | -20.0296 | -91.1249 | -112.1479
4 | 24 | 8 | 493.1359 | 492.0101 | 493.1184 | 494.3466 | 0 | 0 | 0 | 0 | 175.757 | 238.4806 | 0 | 0 | 0 | 0 | 0 | 0 | 207.7844 | 425.1547 | 1065.4875 | 1082.8064 | 0 | 0 | 0 | 0 | 0 | -20.2091 | -108.5869 | 144.8219 | 0 | 0 | 0 | 0 | 109.5945 | -151.4161 | -463.7822 | -733.2817 | 0.41395 | 0.28029 | 0.32029 | 0.31141 | 45.3662 | -42.441 | -148.5439 | -228.3504
4 | 24 | 9 | 510.664 | 510.6876 | 513.5378 | 516.7875 | 0 | 0 | 0 | 0 | 158.3816 | 233.9566 | 0 | 0 | 0 | 0 | 0 | 0 | 277.9764 | 561.3029 | 1271.1593 | 1304.2209 | 0 | 0 | 0 | 0 | 0 | -23.3262 | -133.2001 | -295.1736 | 0 | 0 | 0 | 0 | 74.306 | -261.2458 | -624.4214 | -492.2599 | 0.39087 | 0 | 0.0068178 | 0 | 29.0441 | 0 | -4.2572 | 0
4 | 24 | 10 | 523.5074 | 523.9693 | 527.3043 | 530.9186 | 0 | 0 | 0 | 0 | 149.6048 | 221.0261 | 0 | 0 | 0 | 0 | 0 | 0 | 345.4516 | 657.0055 | 1379.3052 | 1423.8557 | 0 | 0 | 0 | 0 | 0 | -49.185 | -189.6622 | -311.133 | 0 | 0 | 0 | 0 | 28.4511 | -304.8773 | -662.3387 | -581.8041 | 0.39163 | 0 | 0 | 0 | 11.1422 | 0 | 0 | 0
4 | 24 | 11 | 528.1237 | 528.8313 | 532.1629 | 535.4203 | 0 | 0 | 0 | 0 | 149.7512 | 224.9438 | 0 | 0 | 0 | 0 | 0 | 0 | 397.6017 | 713.672 | 1418.8974 | 1470.1843 | 0 | 0 | 0 | 0 | 0 | -51.5209 | -279.6756 | -321.2397 | 0 | 0 | 0 | 0 | -19.2292 | -358.2636 | -607.0589 | -613.5243 | 0.38888 | 0 | 0 | 0 | -7.4779 | 0 | 0 | 0
4 | 24 | 12 | 531.3999 | 532.5149 | 536.0945 | 539.3121 | 0 | 0 | 0 | 0 | 147.239 | 216.5953 | 0 | 0 | 0 | 0 | 0 | 0 | 416.3775 | 728.5874 | 1435.1466 | 1489.6966 | 0 | 0 | 0 | 0 | 0 | -53.0414 | -343.5826 | -318.603 | 0 | 0 | 0 | 0 | -32.2165 | -359.6264 | -555.4695 | -631.7815 | 0.38632 | 0 | 0 | 0 | -12.4458 | 0 | 0 | 0
4 | 24 | 13 | 538.9807 | 541.4018 | 546.3684 | 550.7105 | 0 | 0 | 0 | 0 | 140.863 | 225.2486 | 0 | 0 | 0 | 0 | 0 | 0 | 433.7222 | 728.5664 | 1431.0383 | 1485.6763 | 0 | 0 | 0 | 0 | 0 | -51.75 | -336.4085 | -337.7346 | 0 | 0 | 0 | 0 | -35.6044 | -360.6632 | -548.2614 | -597.2312 | 0.38495 | 0 | 0 | 0 | -13.706 | 0 | 0 | 0
4 | 24 | 14 | 538.3062 | 541.6292 | 547.6191 | 552.9054 | 0 | 0 | 0 | 0 | 144.1701 | 226.4632 | 0 | 0 | 0 | 0 | 0 | 0 | 450.0325 | 719.3583 | 1414.0081 | 1466.2559 | 0 | 0 | 0 | 0 | 0 | -51.7282 | -312.7438 | -262.649 | 0 | 0 | 0 | 0 | -55.8964 | -352.464 | -553.6452 | -650.7015 | 0.38305 | 0 | 0 | 0 | -21.4109 | 0 | 0 | 0
4 | 24 | 15 | 532.6458 | 536.8006 | 543.6614 | 549.6927 | 0 | 0 | 0 | 0 | 145.8189 | 226.1156 | 0 | 0 | 0 | 0 | 0 | 0 | 441.5949 | 679.4911 | 1375.5416 | 1422.1304 | 0 | 0 | 0 | 0 | 0 | -49.4468 | -271.9521 | -242.9597 | 0 | 0 | 0 | 0 | -54.768 | -319.3593 | -559.928 | -629.478 | 0.38528 | 0 | 0 | 0 | -21.1012 | 0 | 0 | 0
4 | 24 | 16 | 525.9019 | 532.0366 | 541.0649 | 549.0309 | 0 | 0 | 0 | 0 | 156.3745 | 238.6017 | 0 | 0 | 0 | 0 | 0 | 0 | 423.3133 | 616.8409 | 1283.7147 | 1320.9393 | 0 | 0 | 0 | 0 | 0 | -26.4016 | -45.2129 | -152.7415 | 0 | 0 | 0 | 0 | -53.7859 | -297.0044 | -697.4369 | -619.167 | 0.41156 | 0 | 0.007326 | 0 | -22.1359 | 0 | -5.1094 | 0
4 | 24 | 17 | 516.6608 | 524.8005 | 535.9735 | 545.8068 | 0 | 0 | 0 | 0 | 172.2085 | 239.253 | 0 | 0 | 0 | 0 | 0 | 0 | 391.8611 | 509.0157 | 1069.5647 | 1092.2038 | 0 | 0 | 0 | 0 | 0 | -3.1579 | -6.8525 | 95.0296 | 0 | 0 | 0 | 0 | -47.4088 | -220.3103 | -526.7386 | -641.4267 | 0.40997 | 0.23762 | 0.31375 | 0.26988 | -19.4363 | -52.3501 | -165.2621 | -173.1113
4 | 24 | 18 | 510.2681 | 520.6276 | 534.22 | 546.1927 | 0 | 0 | 0 | 0 | 199.0263 | 280.7747 | 0 | 0 | 0 | 0 | 0 | 0 | 322.1288 | 337.4253 | 760.4773 | 766.087 | 0 | 0 | 0 | 0 | 0 | -7.4445 | -20.8685 | 33.7189 | 0 | 0 | 0 | 0 | -10.8871 | -90.1278 | -205.3889 | -253.6132 | 0.41329 | 0.42469 | 0.41897 | 0.40593 | -4.4995 | -38.2766 | -86.0511 | -102.9487
4 | 24 | 19 | 523.3323 | 535.0191 | 550.0827 | 563.2972 | 0 | 0 | 0 | 0 | 219.5113 | 319.9313 | 0 | 0 | 0 | 0 | 0 | 0 | 278.3752 | 210.9021 | 473.5203 | 473.5333 | 0 | 0 | 0 | 0 | 0 | 16.9194 | 211.5778 | 166.3666 | 0 | 0 | 0 | 0 | 25.4458 | -12.7337 | -135.0153 | -76.6027 | 0.4157 | 0.42239 | 0.41303 | 0.40197 | 10.5777 | -5.3786 | -55.765 | -30.7916
4 | 24 | 20 | 550.6617 | 564.0753 | 581.0489 | 595.8227 | 0 | 0 | 0 | 0 | 217.3314 | 330.1777 | 0 | 0 | 0 | 0 | 0 | 0 | 251.6696 | 178.3838 | 433.0551 | 433.0551 | 0 | 0 | 0 | 0 | 0 | 22.6577 | 148.7068 | 314.2364 | 0 | 0 | 0 | 0 | 81.6607 | 32.8561 | -0.71302 | -151.4689 | 0.42087 | 0.43174 | 0.42154 | 0.40469 | 34.3689 | 14.1854 | -0.30056 | -61.2974
4 | 24 | 21 | 524.8808 | 538.0572 | 554.5631 | 568.8105 | 0 | 0 | 0 | 0 | 222.1689 | 341.1131 | 0 | 0 | 0 | 0 | 0 | 0 | 217.0745 | 142.9442 | 411.7588 | 411.7588 | 0 | 0 | 0 | 0 | 0 | 31.9569 | 33.5758 | 120.0615 | 0 | 0 | 0 | 0 | 85.6374 | 22.0429 | 109.2285 | 36.9901 | 0.41808 | 0.42369 | 0.41303 | 0.4036 | 35.8034 | 9.3393 | 45.1151 | 14.9294
4 | 24 | 22 | 481.9839 | 494.6586 | 510.4186 | 523.9987 | 0 | 0 | 0 | 0 | 224.7409 | 339.6164 | 0 | 0 | 0 | 0 | 0 | 0 | 187.8366 | 120.6827 | 395.5796 | 395.5796 | 0 | 0 | 0 | 0 | 0 | 16.6541 | 71.2168 | 149.1286 | 0 | 0 | 0 | 0 | 69.4064 | 17.7054 | 43.6222 | -20.7095 | 0.41431 | 0.4215 | 0.41126 | 0.40084 | 28.7556 | 7.4628 | 17.94 | -8.3012
4 | 24 | 23 | 437.0094 | 448.7682 | 463.3186 | 475.8227 | 0 | 0 | 0 | 0 | 219.8898 | 360.1708 | 0 | 0 | 0 | 0 | 0 | 0 | 177.859 | 119.5256 | 391.3438 | 391.3438 | 0 | 0 | 0 | 0 | 0 | 20.3703 | 241.0122 | 111.5794 | 0 | 0 | 0 | 0 | 39.2606 | -51.2986 | -169.0374 | -27.1005 | 0.41263 | 0.42045 | 0.41146 | 0.39726 | 16.2003 | -21.5686 | -69.5514 | -10.7659
4 | 24 | 24 | 406.9012 | 416.2409 | 427.9499 | 437.8856 | 0 | 0 | 0 | 0 | 212.0126 | 339.1402 | 0 | 0 | 0 | 0 | 0 | 0 | 156.0138 | 116.2398 | 397.5905 | 397.5905 | 0 | 0 | 0 | 0 | 0 | 8.664 | 91.366 | 96.8974 | 0 | 0 | 0 | 0 | 38.8748 | -47.8031 | -61.0066 | -56.6023 | 0.41183 | 0.4219 | 0.41161 | 0.39624 | 16.0096 | -20.168 | -25.1108 | -22.4281
4 | 25 | 1 | 376.3442 | 382.7805 | 391.0894 | 397.9345 | 0 | 0 | 0 | 0 | 207.7209 | 354.0473 | 0 | 0 | 0 | 0 | 0 | 0 | 143.0868 | 110.7255 | 392.4577 | 392.4577 | 0 | 0 | 0 | 0 | 0 | 17.2174 | 80.4937 | 92.7827 | 0 | 0 | 0 | 0 | 25.5365 | -99.2097 | -81.862 | -87.3059 | 0.4113 | 0.42149 | 0.41495 | 0.39673 | 10.5032 | -41.8159 | -33.9686 | -34.6372
4 | 25 | 2 | 361.3078 | 365.6249 | 371.5501 | 376.3072 | 0 | 0 | 0 | 0 | 200.0932 | 368.195 | 0 | 0 | 0 | 0 | 0 | 0 | 126.4649 | 84.379 | 359.765 | 359.765 | 0 | 0 | 0 | 0 | 0 | 10.784 | 101.2072 | 32.3793 | 0 | 0 | 0 | 0 | 34.7498 | -97.7331 | -89.4221 | -15.8371 | 0.41115 | 0.42158 | 0.41337 | 0.39654 | 14.2874 | -41.202 | -36.964 | -6.28
4 | 25 | 3 | 362.4266 | 365.1662 | 369.3754 | 372.6366 | 0 | 0 | 0 | 0 | 195.5159 | 336.6699 | 0 | 0 | 0 | 0 | 0 | 0 | 105.5576 | 70.4422 | 352.9827 | 352.9827 | 0 | 0 | 0 | 0 | 0 | 29.525 | 87.3319 | 2.284 | 0 | 0 | 0 | 0 | 61.3531 | -71.471 | -70.9391 | 17.37 | 0.41121 | 0.42135 | 0.41593 | 0.39646 | 25.2288 | -30.114 | -29.5055 | 6.8865
4 | 25 | 4 | 376.6267 | 378.124 | 381.0096 | 383.0808 | 0 | 0 | 0 | 0 | 202.8388 | 338.5673 | 0 | 0 | 0 | 0 | 0 | 0 | 95.8004 | 52.8373 | 333.2784 | 333.2784 | 0 | 0 | 0 | 0 | 0 | 27.7899 | 64.9992 | -0.58569 | 0 | 0 | 0 | 0 | 77.9874 | -41.0705 | -17.268 | 50.3881 | 0.41164 | 0.4221 | 0.41529 | 0.39674 | 32.1025 | -17.3357 | -7.1712 | 19.9908
4 | 25 | 5 | 409.3719 | 409.541 | 411.0735 | 411.9093 | 0 | 0 | 0 | 0 | 216.0697 | 317.6746 | 0 | 0 | 0 | 0 | 0 | 0 | 98.3878 | 57.8306 | 351.675 | 351.675 | 0 | 0 | 0 | 0 | 0 | 39.6625 | 160.8982 | 15.7924 | 0 | 0 | 0 | 0 | 94.9143 | -5.6266 | -101.4997 | 44.442 | 0.41274 | 0.42228 | 0.41522 | 0.39874 | 39.1748 | -2.376 | -42.145 | 17.721
4 | 25 | 6 | 447.6902 | 447.1722 | 448.1444 | 448.5218 | 0 | 0 | 0 | 0 | 215.8877 | 312.759 | 0 | 0 | 0 | 0 | 0 | 0 | 116.6717 | 74.7319 | 367.1048 | 367.1714 | 0 | 0 | 0 | 0 | 0 | 35.1494 | 126.1792 | 130.0965 | 0 | 0 | 0 | 0 | 115.1309 | 24.532 | -45.1396 | -48.7461 | 0.41319 | 0.42246 | 0.41499 | 0.39779 | 47.5711 | 10.3638 | -18.7325 | -19.391
4 | 25 | 7 | 485.4675 | 484.3982 | 485.1141 | 485.4897 | 0 | 0 | 0 | 0 | 201.3115 | 277.6825 | 0 | 0 | 0 | 0 | 0 | 0 | 167.4458 | 199.584 | 719.0605 | 721.1185 | 0 | 0 | 0 | 0 | 0 | 1.7698 | -14.1387 | -4.1349 | 0 | 0 | 0 | 0 | 116.7102 | 5.3619 | -219.8077 | -231.494 | 0.41464 | 0.33736 | 0.33191 | 0.39149 | 48.393 | 1.8089 | -72.9554 | -90.6266
4 | 25 | 8 | 505.5905 | 504.8723 | 506.475 | 508.1308 | 0 | 0 | 0 | 0 | 175.757 | 238.4806 | 0 | 0 | 0 | 0 | 0 | 0 | 233.2246 | 351.3719 | 1012.6297 | 1029.6782 | 0 | 0 | 0 | 0 | 0 | -20.2091 | -108.5869 | 144.8219 | 0 | 0 | 0 | 0 | 96.6088 | -64.7711 | -397.5679 | -666.3693 | 0.41395 | 0.28029 | 0.32029 | 0.31141 | 39.9908 | -18.1549 | -127.3362 | -207.5132
4 | 25 | 9 | 524.8952 | 525.3846 | 528.7997 | 532.538 | 0 | 0 | 0 | 0 | 158.3816 | 233.9566 | 0 | 0 | 0 | 0 | 0 | 0 | 288.3686 | 460.3696 | 1179.0929 | 1210.808 | 0 | 0 | 0 | 0 | 0 | -23.3262 | -133.2001 | -295.1736 | 0 | 0 | 0 | 0 | 78.1449 | -145.6154 | -517.0931 | -383.0965 | 0.39087 | 0 | 0.0068178 | 0 | 30.5446 | 0 | -3.5254 | 0
4 | 25 | 10 | 540.3129 | 541.3249 | 545.3269 | 549.5183 | 0 | 0 | 0 | 0 | 149.6048 | 221.0261 | 0 | 0 | 0 | 0 | 0 | 0 | 330.1833 | 540.9591 | 1286.3663 | 1328.6987 | 0 | 0 | 0 | 0 | 0 | -49.185 | -189.6622 | -311.133 | 0 | 0 | 0 | 0 | 60.5249 | -171.4753 | -551.3771 | -468.0474 | 0.39163 | 0 | 0 | 0 | 23.7031 | 0 | 0 | 0
4 | 25 | 11 | 548.5912 | 549.9688 | 554.1128 | 558.073 | 0 | 0 | 0 | 0 | 149.7512 | 224.9438 | 0 | 0 | 0 | 0 | 0 | 0 | 353.8913 | 584.412 | 1324.7268 | 1373.1721 | 0 | 0 | 0 | 0 | 0 | -51.5209 | -279.6756 | -321.2397 | 0 | 0 | 0 | 0 | 44.9487 | -207.8661 | -490.9385 | -493.8594 | 0.38888 | 0 | 0 | 0 | 17.4798 | 0 | 0 | 0
4 | 25 | 12 | 551.0879 | 552.8473 | 557.2084 | 561.1021 | 0 | 0 | 0 | 0 | 147.239 | 216.5953 | 0 | 0 | 0 | 0 | 0 | 0 | 375.553 | 597.8902 | 1333.0262 | 1384.05 | 0 | 0 | 0 | 0 | 0 | -53.0414 | -343.5826 | -318.603 | 0 | 0 | 0 | 0 | 28.2959 | -208.5968 | -432.2353 | -504.345 | 0.38632 | 0 | 0 | 0 | 10.9312 | 0 | 0 | 0
4 | 25 | 13 | 559.557 | 562.6517 | 568.4349 | 573.4836 | 0 | 0 | 0 | 0 | 140.863 | 225.2486 | 0 | 0 | 0 | 0 | 0 | 0 | 379.6527 | 579.6522 | 1303.5781 | 1353.3101 | 0 | 0 | 0 | 0 | 0 | -51.75 | -336.4085 | -337.7346 | 0 | 0 | 0 | 0 | 39.0413 | -190.4992 | -398.7346 | -442.092 | 0.38495 | 0 | 0 | 0 | 15.029 | 0 | 0 | 0
4 | 25 | 14 | 558.955 | 562.954 | 569.7634 | 575.7588 | 0 | 0 | 0 | 0 | 144.1701 | 226.4632 | 0 | 0 | 0 | 0 | 0 | 0 | 378.8352 | 533.5303 | 1231.7385 | 1278.0416 | 0 | 0 | 0 | 0 | 0 | -51.7282 | -312.7438 | -262.649 | 0 | 0 | 0 | 0 | 35.9497 | -145.3113 | -349.2313 | -439.6338 | 0.38305 | 0 | 0 | 0 | 13.7704 | 0 | 0 | 0
4 | 25 | 15 | 555.8508 | 560.7652 | 568.547 | 575.3752 | 0 | 0 | 0 | 0 | 145.8189 | 226.1156 | 0 | 0 | 0 | 0 | 0 | 0 | 387.7342 | 509.345 | 1190.1538 | 1229.8355 | 0 | 0 | 0 | 0 | 0 | -49.4468 | -271.9521 | -242.9597 | 0 | 0 | 0 | 0 | 22.2977 | -125.2486 | -349.6546 | -411.5007 | 0.38528 | 0 | 0 | 0 | 8.5909 | 0 | 0 | 0
4 | 25 | 16 | 549.1613 | 556.0574 | 566.0088 | 574.7735 | 0 | 0 | 0 | 0 | 156.3745 | 238.6017 | 0 | 0 | 0 | 0 | 0 | 0 | 379.6627 | 438.5363 | 1040.6121 | 1071.4739 | 0 | 0 | 0 | 0 | 0 | -26.4016 | -45.2129 | -152.7415 | 0 | 0 | 0 | 0 | 13.124 | -94.6791 | -429.3904 | -343.9589 | 0.41156 | 0 | 0.007326 | 0 | 5.4013 | 0 | -3.1457 | 0
4 | 25 | 17 | 538.7781 | 547.6418 | 559.6926 | 570.2853 | 0 | 0 | 0 | 0 | 172.2085 | 239.253 | 0 | 0 | 0 | 0 | 0 | 0 | 356.5576 | 368.8306 | 908.8644 | 928.5064 | 0 | 0 | 0 | 0 | 0 | -3.1579 | -6.8525 | 95.0296 | 0 | 0 | 0 | 0 | 10.0119 | -57.2839 | -342.3193 | -453.2507 | 0.40997 | 0.23762 | 0.31375 | 0.26988 | 4.1046 | -13.6118 | -107.4013 | -122.3255
4 | 25 | 18 | 527.0373 | 537.9458 | 552.2037 | 564.7523 | 0 | 0 | 0 | 0 | 199.0263 | 280.7747 | 0 | 0 | 0 | 0 | 0 | 0 | 311.1815 | 236.9498 | 647.3556 | 652.1848 | 0 | 0 | 0 | 0 | 0 | -7.4445 | -20.8685 | 33.7189 | 0 | 0 | 0 | 0 | 16.8295 | 27.6659 | -74.2834 | -121.1514 | 0.41329 | 0.42469 | 0.41897 | 0.40593 | 6.9554 | 11.7495 | -31.1223 | -49.1788
4 | 25 | 19 | 540.4822 | 552.7304 | 568.4747 | 582.2781 | 0 | 0 | 0 | 0 | 219.5113 | 319.9313 | 0 | 0 | 0 | 0 | 0 | 0 | 282.1157 | 138.2709 | 389.8904 | 389.909 | 0 | 0 | 0 | 0 | 0 | 16.9194 | 211.5778 | 166.3666 | 0 | 0 | 0 | 0 | 38.8552 | 77.6089 | -32.9934 | 26.0025 | 0.4157 | 0.42239 | 0.41303 | 0.40197 | 16.1519 | 32.7811 | -13.6272 | 10.4521
4 | 25 | 20 | 567.576 | 581.5432 | 599.1882 | 614.5428 | 0 | 0 | 0 | 0 | 217.3314 | 330.1777 | 0 | 0 | 0 | 0 | 0 | 0 | 276.8659 | 123.1003 | 349.393 | 349.393 | 0 | 0 | 0 | 0 | 0 | 22.6577 | 148.7068 | 314.2364 | 0 | 0 | 0 | 0 | 73.3787 | 105.6076 | 101.0884 | -49.0867 | 0.42087 | 0.43174 | 0.42154 | 0.40469 | 30.8832 | 45.5954 | 42.6124 | -19.8647
4 | 25 | 21 | 541.4143 | 555.1319 | 572.2941 | 587.1092 | 0 | 0 | 0 | 0 | 222.1689 | 341.1131 | 0 | 0 | 0 | 0 | 0 | 0 | 267.014 | 121.2509 | 353.5632 | 353.5632 | 0 | 0 | 0 | 0 | 0 | 31.9569 | 33.5758 | 120.0615 | 0 | 0 | 0 | 0 | 52.2314 | 60.811 | 185.1552 | 113.4845 | 0.41808 | 0.42369 | 0.41303 | 0.4036 | 21.837 | 25.7649 | 76.4754 | 45.8028
4 | 25 | 22 | 492.4986 | 505.5176 | 521.6949 | 535.636 | 0 | 0 | 0 | 0 | 224.7409 | 339.6164 | 0 | 0 | 0 | 0 | 0 | 0 | 260.8161 | 107.9547 | 330.9169 | 330.9169 | 0 | 0 | 0 | 0 | 0 | 16.6541 | 71.2168 | 149.1286 | 0 | 0 | 0 | 0 | 6.9417 | 41.2923 | 119.5612 | 55.5905 | 0.41431 | 0.4215 | 0.41126 | 0.40084 | 2.876 | 17.4047 | 49.1705 | 22.2828
4 | 25 | 23 | 446.0738 | 458.1293 | 473.0396 | 485.8549 | 0 | 0 | 0 | 0 | 219.8898 | 360.1708 | 0 | 0 | 0 | 0 | 0 | 0 | 247.4116 | 96.8212 | 287.1699 | 287.1699 | 0 | 0 | 0 | 0 | 0 | 20.3703 | 241.0122 | 111.5794 | 0 | 0 | 0 | 0 | -21.2276 | -19.233 | -55.1426 | 87.1056 | 0.41263 | 0.42045 | 0.41146 | 0.39726 | -8.7592 | -8.0866 | -22.6887 | 34.6036
4 | 25 | 24 | 410.4544 | 419.9104 | 431.7605 | 441.8182 | 0 | 0 | 0 | 0 | 212.0126 | 339.1402 | 0 | 0 | 0 | 0 | 0 | 0 | 240.2113 | 96.1536 | 230.3641 | 230.3641 | 0 | 0 | 0 | 0 | 0 | 8.664 | 91.366 | 96.8974 | 0 | 0 | 0 | 0 | -41.7694 | -24.0473 | 110.0304 | 114.5568 | 0.41183 | 0.4219 | 0.41161 | 0.39624 | -17.2017 | -10.1455 | 45.2894 | 45.3921
4 | 26 | 1 | 390.6479 | 397.5524 | 406.429 | 413.7653 | 0 | 0 | 0 | 0 | 207.7209 | 354.0473 | 0 | 0 | 0 | 0 | 0 | 0 | 218.2492 | 83.5126 | 188.4042 | 188.4042 | 0 | 0 | 0 | 0 | 0 | 17.2174 | 80.4937 | 92.7827 | 0 | 0 | 0 | 0 | -35.3222 | -57.2249 | 137.5312 | 132.5784 | 0.4113 | 0.42149 | 0.41495 | 0.39673 | -14.528 | -24.1197 | 57.0685 | 52.5984
4 | 26 | 2 | 379.0923 | 383.9915 | 390.6226 | 395.9903 | 0 | 0 | 0 | 0 | 200.0932 | 368.195 | 0 | 0 | 0 | 0 | 0 | 0 | 212.9076 | 73.456 | 154.0966 | 154.0966 | 0 | 0 | 0 | 0 | 0 | 10.784 | 101.2072 | 32.3793 | 0 | 0 | 0 | 0 | -33.9085 | -68.4436 | 135.3187 | 209.5143 | 0.41115 | 0.42158 | 0.41337 | 0.39654 | -13.9415 | -28.8542 | 55.9361 | 83.0799
4 | 26 | 3 | 375.1531 | 378.3093 | 383.0236 | 386.7218 | 0 | 0 | 0 | 0 | 195.5159 | 336.6699 | 0 | 0 | 0 | 0 | 0 | 0 | 231.7915 | 77.0404 | 146.2671 | 146.2671 | 0 | 0 | 0 | 0 | 0 | 29.525 | 87.3319 | 2.284 | 0 | 0 | 0 | 0 | -52.1543 | -64.9261 | 149.4246 | 238.1707 | 0.41121 | 0.42135 | 0.41593 | 0.39646 | -21.4462 | -27.3563 | 62.1497 | 94.4258
4 | 26 | 4 | 382.9355 | 384.6394 | 387.7753 | 390.0632 | 0 | 0 | 0 | 0 | 202.8388 | 338.5673 | 0 | 0 | 0 | 0 | 0 | 0 | 225.7273 | 76.324 | 165.0955 | 165.0955 | 0 | 0 | 0 | 0 | 0 | 27.7899 | 64.9992 | -0.58569 | 0 | 0 | 0 | 0 | -45.6306 | -58.0418 | 157.6807 | 225.5534 | 0.41164 | 0.4221 | 0.41529 | 0.39674 | -18.7832 | -24.4992 | 65.483 | 89.4852
4 | 26 | 5 | 409.5894 | 409.7657 | 411.3068 | 412.1501 | 0 | 0 | 0 | 0 | 216.0697 | 317.6746 | 0 | 0 | 0 | 0 | 0 | 0 | 212.2408 | 69.9083 | 185.4776 | 185.4776 | 0 | 0 | 0 | 0 | 0 | 39.6625 | 160.8982 | 15.7924 | 0 | 0 | 0 | 0 | -18.7211 | -17.4796 | 64.9309 | 210.8801 | 0.41274 | 0.42228 | 0.41522 | 0.39874 | -7.7269 | -7.3813 | 26.9608 | 84.0873
4 | 26 | 6 | 452.3494 | 451.9839 | 453.141 | 453.6783 | 0 | 0 | 0 | 0 | 215.8877 | 312.759 | 0 | 0 | 0 | 0 | 0 | 0 | 227.8596 | 98.8744 | 204.515 | 204.587 | 0 | 0 | 0 | 0 | 0 | 35.1494 | 126.1792 | 130.0965 | 0 | 0 | 0 | 0 | 8.6021 | 5.2011 | 122.4468 | 118.9948 | 0.41319 | 0.42246 | 0.41499 | 0.39779 | 3.5543 | 2.1972 | 50.8142 | 47.3355
4 | 26 | 7 | 487.2985 | 486.2892 | 487.0777 | 487.5162 | 0 | 0 | 0 | 0 | 201.3115 | 277.6825 | 0 | 0 | 0 | 0 | 0 | 0 | 219.8772 | 208.7351 | 554.5546 | 556.5754 | 0 | 0 | 0 | 0 | 0 | 1.7698 | -14.1387 | -4.1349 | 0 | 0 | 0 | 0 | 66.1098 | -1.8983 | -53.3382 | -64.9243 | 0.41464 | 0.33736 | 0.33191 | 0.39149 | 27.4119 | -0.6404 | -17.7032 | -25.417
4 | 26 | 8 | 505.5723 | 504.8536 | 506.4555 | 508.1108 | 0 | 0 | 0 | 0 | 175.757 | 238.4806 | 0 | 0 | 0 | 0 | 0 | 0 | 269.3623 | 366.8373 | 882.1209 | 898.8071 | 0 | 0 | 0 | 0 | 0 | -20.2091 | -108.5869 | 144.8219 | 0 | 0 | 0 | 0 | 60.453 | -80.2553 | -267.0785 | -535.5183 | 0.41395 | 0.28029 | 0.32029 | 0.31141 | 25.0243 | -22.495 | -85.5421 | -166.7651
4 | 26 | 9 | 520.8887 | 521.247 | 524.503 | 528.1038 | 0 | 0 | 0 | 0 | 158.3816 | 233.9566 | 0 | 0 | 0 | 0 | 0 | 0 | 340.7754 | 507.6903 | 1095.2699 | 1127.3926 | 0 | 0 | 0 | 0 | 0 | -23.3262 | -133.2001 | -295.1736 | 0 | 0 | 0 | 0 | 21.7316 | -197.0737 | -437.5667 | -304.1153 | 0.39087 | 0 | 0.0068178 | 0 | 8.4943 | 0 | -2.9833 | 0
4 | 26 | 10 | 536.524 | 537.4119 | 541.2636 | 545.3248 | 0 | 0 | 0 | 0 | 149.6048 | 221.0261 | 0 | 0 | 0 | 0 | 0 | 0 | 358.7075 | 583.0349 | 1199.1858 | 1241.8503 | 0 | 0 | 0 | 0 | 0 | -49.185 | -189.6622 | -311.133 | 0 | 0 | 0 | 0 | 28.2117 | -217.4642 | -468.2599 | -385.3924 | 0.39163 | 0 | 0 | 0 | 11.0484 | 0 | 0 | 0
4 | 26 | 11 | 544.6572 | 545.9061 | 549.8939 | 553.719 | 0 | 0 | 0 | 0 | 149.7512 | 224.9438 | 0 | 0 | 0 | 0 | 0 | 0 | 355.2479 | 611.7143 | 1240.1106 | 1289.393 | 0 | 0 | 0 | 0 | 0 | -51.5209 | -279.6756 | -321.2397 | 0 | 0 | 0 | 0 | 39.6582 | -239.2311 | -410.5411 | -414.4343 | 0.38888 | 0 | 0 | 0 | 15.4224 | 0 | 0 | 0
4 | 26 | 12 | 554.333 | 556.1986 | 560.6885 | 564.6936 | 0 | 0 | 0 | 0 | 147.239 | 216.5953 | 0 | 0 | 0 | 0 | 0 | 0 | 361.7732 | 628.2834 | 1256.062 | 1308.4232 | 0 | 0 | 0 | 0 | 0 | -53.0414 | -343.5826 | -318.603 | 0 | 0 | 0 | 0 | 45.3207 | -235.6386 | -351.791 | -425.1266 | 0.38632 | 0 | 0 | 0 | 17.5082 | 0 | 0 | 0
4 | 26 | 13 | 557.726 | 560.7607 | 566.4713 | 571.4571 | 0 | 0 | 0 | 0 | 140.863 | 225.2486 | 0 | 0 | 0 | 0 | 0 | 0 | 365.5293 | 618.4339 | 1245.546 | 1296.6828 | 0 | 0 | 0 | 0 | 0 | -51.75 | -336.4085 | -337.7346 | 0 | 0 | 0 | 0 | 51.3337 | -231.1718 | -342.6661 | -387.4912 | 0.38495 | 0 | 0 | 0 | 19.761 | 0 | 0 | 0
4 | 26 | 14 | 559.4807 | 563.4969 | 570.3272 | 576.3406 | 0 | 0 | 0 | 0 | 144.1701 | 226.4632 | 0 | 0 | 0 | 0 | 0 | 0 | 381.6888 | 627.0026 | 1239.2604 | 1289.5159 | 0 | 0 | 0 | 0 | 0 | -51.7282 | -312.7438 | -262.649 | 0 | 0 | 0 | 0 | 33.6218 | -238.2407 | -356.1893 | -450.5263 | 0.38305 | 0 | 0 | 0 | 12.8787 | 0 | 0 | 0
4 | 26 | 15 | 558.4795 | 563.48 | 571.3661 | 578.2845 | 0 | 0 | 0 | 0 | 145.8189 | 226.1156 | 0 | 0 | 0 | 0 | 0 | 0 | 373.7709 | 594.9072 | 1209.9464 | 1254.4756 | 0 | 0 | 0 | 0 | 0 | -49.4468 | -271.9521 | -242.9597 | 0 | 0 | 0 | 0 | 38.8897 | -208.0961 | -366.6282 | -433.2315 | 0.38528 | 0 | 0 | 0 | 14.9835 | 0 | 0 | 0
4 | 26 | 16 | 550.8291 | 557.7798 | 567.7975 | 576.6194 | 0 | 0 | 0 | 0 | 156.3745 | 238.6017 | 0 | 0 | 0 | 0 | 0 | 0 | 360.3064 | 544.4894 | 1147.3136 | 1183.6633 | 0 | 0 | 0 | 0 | 0 | -26.4016 | -45.2129 | -152.7415 | 0 | 0 | 0 | 0 | 34.1483 | -198.9097 | -534.3033 | -454.3024 | 0.41156 | 0 | 0.007326 | 0 | 14.0539 | 0 | -3.9143 | 0
4 | 26 | 17 | 540.3553 | 549.2706 | 561.384 | 572.0309 | 0 | 0 | 0 | 0 | 172.2085 | 239.253 | 0 | 0 | 0 | 0 | 0 | 0 | 328.3379 | 442.8618 | 1018.0394 | 1040.0458 | 0 | 0 | 0 | 0 | 0 | -3.1579 | -6.8525 | 95.0296 | 0 | 0 | 0 | 0 | 39.8089 | -129.6863 | -449.8029 | -563.0445 | 0.40997 | 0.23762 | 0.31375 | 0.26988 | 16.3205 | -30.816 | -141.1239 | -151.9571
4 | 26 | 18 | 527.5449 | 538.47 | 552.7481 | 565.3141 | 0 | 0 | 0 | 0 | 199.0263 | 280.7747 | 0 | 0 | 0 | 0 | 0 | 0 | 288.6291 | 284.4798 | 705.8115 | 711.2857 | 0 | 0 | 0 | 0 | 0 | -7.4445 | -20.8685 | 33.7189 | 0 | 0 | 0 | 0 | 39.8895 | -19.3399 | -132.1949 | -179.6906 | 0.41329 | 0.42469 | 0.41897 | 0.40593 | 16.4858 | -8.2135 | -55.3853 | -72.9415
4 | 26 | 19 | 538.6693 | 550.8582 | 566.5305 | 580.2717 | 0 | 0 | 0 | 0 | 219.5113 | 319.9313 | 0 | 0 | 0 | 0 | 0 | 0 | 261.3287 | 175.4386 | 422.5317 | 422.5462 | 0 | 0 | 0 | 0 | 0 | 16.9194 | 211.5778 | 166.3666 | 0 | 0 | 0 | 0 | 57.8293 | 38.5689 | -67.5789 | -8.6411 | 0.4157 | 0.42239 | 0.41303 | 0.40197 | 24.0394 | 16.2911 | -27.9119 | -3.4734
4 | 26 | 20 | 567.3584 | 581.3186 | 598.9549 | 614.302 | 0 | 0 | 0 | 0 | 217.3314 | 330.1777 | 0 | 0 | 0 | 0 | 0 | 0 | 268.6466 | 155.0589 | 333.1229 | 333.1229 | 0 | 0 | 0 | 0 | 0 | 22.6577 | 148.7068 | 314.2364 | 0 | 0 | 0 | 0 | 81.3805 | 73.4242 | 117.1252 | -33.0574 | 0.42087 | 0.43174 | 0.42154 | 0.40469 | 34.251 | 31.7004 | 49.3725 | -13.3779
4 | 26 | 21 | 539.2207 | 552.8665 | 569.9416 | 584.6814 | 0 | 0 | 0 | 0 | 222.1689 | 341.1131 | 0 | 0 | 0 | 0 | 0 | 0 | 262.9564 | 156.0966 | 341.828 | 341.828 | 0 | 0 | 0 | 0 | 0 | 31.9569 | 33.5758 | 120.0615 | 0 | 0 | 0 | 0 | 54.0954 | 23.6999 | 194.5379 | 122.7919 | 0.41808 | 0.42369 | 0.41303 | 0.4036 | 22.6163 | 10.0414 | 80.3508 | 49.5594
4 | 26 | 22 | 490.8308 | 503.7951 | 519.9063 | 533.7901 | 0 | 0 | 0 | 0 | 224.7409 | 339.6164 | 0 | 0 | 0 | 0 | 0 | 0 | 246.6351 | 137.769 | 320.4772 | 320.4772 | 0 | 0 | 0 | 0 | 0 | 16.6541 | 71.2168 | 149.1286 | 0 | 0 | 0 | 0 | 19.4547 | 9.7556 | 128.2122 | 64.1843 | 0.41431 | 0.4215 | 0.41126 | 0.40084 | 8.0603 | 4.112 | 52.7283 | 25.7275
4 | 26 | 23 | 439.8918 | 451.745 | 466.4099 | 479.0129 | 0 | 0 | 0 | 0 | 219.8898 | 360.1708 | 0 | 0 | 0 | 0 | 0 | 0 | 207.9919 | 83.8135 | 258.4598 | 258.4598 | 0 | 0 | 0 | 0 | 0 | 20.3703 | 241.0122 | 111.5794 | 0 | 0 | 0 | 0 | 12.0101 | -12.6096 | -33.0621 | 108.9737 | 0.41263 | 0.42045 | 0.41146 | 0.39726 | 4.9558 | -5.3018 | -13.6036 | 43.291
4 | 26 | 24 | 412.9744 | 422.5128 | 434.4629 | 444.6072 | 0 | 0 | 0 | 0 | 212.0126 | 339.1402 | 0 | 0 | 0 | 0 | 0 | 0 | 202.8305 | 66.0832 | 209.7433 | 209.7433 | 0 | 0 | 0 | 0 | 0 | 8.664 | 91.366 | 96.8974 | 0 | 0 | 0 | 0 | -1.8687 | 8.6255 | 133.3537 | 137.9666 | 0.41183 | 0.4219 | 0.41161 | 0.39624 | -0.76957 | 3.6391 | 54.8894 | 54.668
4 | 27 | 1 | 396.2135 | 403.3002 | 412.3977 | 419.9251 | 0 | 0 | 0 | 0 | 207.7209 | 354.0473 | 0 | 0 | 0 | 0 | 0 | 0 | 201.8301 | 65.9064 | 176.3396 | 176.3396 | 0 | 0 | 0 | 0 | 0 | 17.2174 | 80.4937 | 92.7827 | 0 | 0 | 0 | 0 | -13.3375 | -33.871 | 155.5644 | 150.8027 | 0.4113 | 0.42149 | 0.41495 | 0.39673 | -5.4857 | -14.2763 | 64.5514 | 59.8286
4 | 27 | 2 | 377.2794 | 382.1192 | 388.6784 | 393.9839 | 0 | 0 | 0 | 0 | 200.0932 | 368.195 | 0 | 0 | 0 | 0 | 0 | 0 | 161.0032 | 56.1787 | 159.723 | 159.723 | 0 | 0 | 0 | 0 | 0 | 10.784 | 101.2072 | 32.3793 | 0 | 0 | 0 | 0 | 16.1829 | -53.0385 | 127.7481 | 201.8815 | 0.41115 | 0.42158 | 0.41337 | 0.39654 | 6.6536 | -22.3598 | 52.8066 | 80.0533
4 | 27 | 3 | 370.5846 | 373.5912 | 378.1243 | 381.6656 | 0 | 0 | 0 | 0 | 195.5159 | 336.6699 | 0 | 0 | 0 | 0 | 0 | 0 | 119.5074 | 45.0555 | 154.987 | 154.987 | 0 | 0 | 0 | 0 | 0 | 29.525 | 87.3319 | 2.284 | 0 | 0 | 0 | 0 | 55.5612 | -37.6592 | 135.8054 | 224.3947 | 0.41121 | 0.42135 | 0.41593 | 0.39646 | 22.8471 | -15.8675 | 56.4851 | 88.9641
4 | 27 | 4 | 384.4946 | 386.2495 | 389.4473 | 391.7887 | 0 | 0 | 0 | 0 | 202.8388 | 338.5673 | 0 | 0 | 0 | 0 | 0 | 0 | 106.3253 | 43.2198 | 156.2636 | 156.2636 | 0 | 0 | 0 | 0 | 0 | 27.7899 | 64.9992 | -0.58569 | 0 | 0 | 0 | 0 | 75.3306 | -23.3274 | 168.1845 | 236.1108 | 0.41164 | 0.4221 | 0.41529 | 0.39674 | 31.0088 | -9.8464 | 69.8451 | 93.6737
4 | 27 | 5 | 411.9099 | 412.1621 | 413.7953 | 414.7183 | 0 | 0 | 0 | 0 | 216.0697 | 317.6746 | 0 | 0 | 0 | 0 | 0 | 0 | 103.2789 | 44.2975 | 159.9587 | 159.9587 | 0 | 0 | 0 | 0 | 0 | 39.6625 | 160.8982 | 15.7924 | 0 | 0 | 0 | 0 | 92.5613 | 10.5275 | 92.9385 | 238.9673 | 0.41274 | 0.42228 | 0.41522 | 0.39874 | 38.2037 | 4.4456 | 38.5902 | 95.2869
4 | 27 | 6 | 441.2363 | 440.5071 | 441.2231 | 441.3789 | 0 | 0 | 0 | 0 | 215.8877 | 312.759 | 0 | 0 | 0 | 0 | 0 | 0 | 109.669 | 77.1965 | 214.3411 | 214.4247 | 0 | 0 | 0 | 0 | 0 | 35.1494 | 126.1792 | 130.0965 | 0 | 0 | 0 | 0 | 115.6796 | 15.4022 | 100.7028 | 96.8577 | 0.41319 | 0.42246 | 0.41499 | 0.39779 | 47.7978 | 6.5068 | 41.7907 | 38.5295
4 | 27 | 7 | 484.6698 | 483.5744 | 484.2587 | 484.6068 | 0 | 0 | 0 | 0 | 201.3115 | 277.6825 | 0 | 0 | 0 | 0 | 0 | 0 | 140.5068 | 201.6766 | 588.6219 | 590.7864 | 0 | 0 | 0 | 0 | 0 | 1.7698 | -14.1387 | -4.1349 | 0 | 0 | 0 | 0 | 142.8516 | 2.4455 | -90.2246 | -102.0447 | 0.41464 | 0.33736 | 0.33191 | 0.39149 | 59.2323 | 0.82501 | -29.946 | -39.9491
4 | 27 | 8 | 507.0408 | 506.3701 | 508.0303 | 509.736 | 0 | 0 | 0 | 0 | 175.757 | 238.4806 | 0 | 0 | 0 | 0 | 0 | 0 | 207.0566 | 356.9497 | 895.2859 | 912.5293 | 0 | 0 | 0 | 0 | 0 | -20.2091 | -108.5869 | 144.8219 | 0 | 0 | 0 | 0 | 124.2271 | -68.8511 | -278.6687 | -547.6152 | 0.41395 | 0.28029 | 0.32029 | 0.31141 | 51.4233 | -19.2985 | -89.2543 | -170.5322
4 | 27 | 9 | 530.08 | 530.7392 | 534.3601 | 538.2764 | 0 | 0 | 0 | 0 | 158.3816 | 233.9566 | 0 | 0 | 0 | 0 | 0 | 0 | 266.0076 | 471.9429 | 1082.7498 | 1114.9935 | 0 | 0 | 0 | 0 | 0 | -23.3262 | -133.2001 | -295.1736 | 0 | 0 | 0 | 0 | 105.6908 | -151.8341 | -415.1896 | -281.5435 | 0.39087 | 0 | 0.0068178 | 0 | 41.3115 | 0 | -2.8307 | 0
4 | 27 | 10 | 553.0394 | 554.468 | 558.9751 | 563.6035 | 0 | 0 | 0 | 0 | 149.6048 | 221.0261 | 0 | 0 | 0 | 0 | 0 | 0 | 307.7974 | 547.5609 | 1187.8055 | 1230.8333 | 0 | 0 | 0 | 0 | 0 | -49.185 | -189.6622 | -311.133 | 0 | 0 | 0 | 0 | 95.6372 | -164.9341 | -439.1681 | -356.0967 | 0.39163 | 0 | 0 | 0 | 37.454 | 0 | 0 | 0
4 | 27 | 11 | 568.8412 | 570.8816 | 575.8294 | 580.4849 | 0 | 0 | 0 | 0 | 149.7512 | 224.9438 | 0 | 0 | 0 | 0 | 0 | 0 | 329.8492 | 582.2523 | 1227.9084 | 1276.7821 | 0 | 0 | 0 | 0 | 0 | -51.5209 | -279.6756 | -321.2397 | 0 | 0 | 0 | 0 | 89.2408 | -184.7935 | -372.4035 | -375.0575 | 0.38888 | 0 | 0 | 0 | 34.7042 | 0 | 0 | 0
4 | 27 | 12 | 579.1333 | 581.8108 | 587.285 | 592.1417 | 0 | 0 | 0 | 0 | 147.239 | 216.5953 | 0 | 0 | 0 | 0 | 0 | 0 | 349.4686 | 602.2645 | 1239.4532 | 1291.9878 | 0 | 0 | 0 | 0 | 0 | -53.0414 | -343.5826 | -318.603 | 0 | 0 | 0 | 0 | 82.4257 | -184.0076 | -308.5856 | -381.2432 | 0.38632 | 0 | 0 | 0 | 31.8424 | 0 | 0 | 0
4 | 27 | 13 | 592.0621 | 596.2208 | 603.2942 | 609.459 | 0 | 0 | 0 | 0 | 140.863 | 225.2486 | 0 | 0 | 0 | 0 | 0 | 0 | 352.3285 | 595.4967 | 1225.1996 | 1277.9698 | 0 | 0 | 0 | 0 | 0 | -51.75 | -336.4085 | -337.7346 | 0 | 0 | 0 | 0 | 98.8706 | -172.7745 | -285.4969 | -330.7762 | 0.38495 | 0 | 0 | 0 | 38.0605 | 0 | 0 | 0
4 | 27 | 14 | 598.9473 | 604.2554 | 612.6522 | 620.0208 | 0 | 0 | 0 | 0 | 144.1701 | 226.4632 | 0 | 0 | 0 | 0 | 0 | 0 | 352.1154 | 578.0514 | 1200.347 | 1250.5278 | 0 | 0 | 0 | 0 | 0 | -51.7282 | -312.7438 | -262.649 | 0 | 0 | 0 | 0 | 102.6618 | -148.5309 | -274.9509 | -367.858 | 0.38305 | 0 | 0 | 0 | 39.3243 | 0 | 0 | 0
4 | 27 | 15 | 600.611 | 606.9906 | 616.5491 | 624.9141 | 0 | 0 | 0 | 0 | 145.8189 | 226.1156 | 0 | 0 | 0 | 0 | 0 | 0 | 348.8261 | 543.4495 | 1160.5694 | 1205.5751 | 0 | 0 | 0 | 0 | 0 | -49.4468 | -271.9521 | -242.9597 | 0 | 0 | 0 | 0 | 105.966 | -113.1277 | -272.0683 | -337.7013 | 0.38528 | 0 | 0 | 0 | 40.8269 | 0 | 0 | 0
4 | 27 | 16 | 595.1905 | 603.5934 | 615.3718 | 625.717 | 0 | 0 | 0 | 0 | 156.3745 | 238.6017 | 0 | 0 | 0 | 0 | 0 | 0 | 326.7815 | 475.8815 | 1068.6258 | 1104.3369 | 0 | 0 | 0 | 0 | 0 | -26.4016 | -45.2129 | -152.7415 | 0 | 0 | 0 | 0 | 112.0345 | -84.4883 | -408.0412 | -325.8784 | 0.41156 | 0 | 0.007326 | 0 | 46.1085 | 0 | -2.9893 | 0
4 | 27 | 17 | 579.7131 | 589.9168 | 603.5924 | 615.5907 | 0 | 0 | 0 | 0 | 172.2085 | 239.253 | 0 | 0 | 0 | 0 | 0 | 0 | 277.2719 | 357.0703 | 876.1631 | 897.8786 | 0 | 0 | 0 | 0 | 0 | -3.1579 | -6.8525 | 95.0296 | 0 | 0 | 0 | 0 | 130.2327 | -3.2486 | -265.7182 | -377.3175 | 0.40997 | 0.23762 | 0.31375 | 0.26988 | 53.3918 | -0.77192 | -83.368 | -101.8323
4 | 27 | 18 | 561.6816 | 573.7242 | 589.3571 | 603.0953 | 0 | 0 | 0 | 0 | 199.0263 | 280.7747 | 0 | 0 | 0 | 0 | 0 | 0 | 202.3521 | 187.4969 | 542.7257 | 548.2393 | 0 | 0 | 0 | 0 | 0 | -7.4445 | -20.8685 | 33.7189 | 0 | 0 | 0 | 0 | 160.3032 | 112.8971 | 67.4999 | 21.1371 | 0.41329 | 0.42469 | 0.41897 | 0.40593 | 66.2513 | 47.9466 | 28.2802 | 8.5801
4 | 27 | 19 | 560.9497 | 573.8679 | 590.4246 | 604.9308 | 0 | 0 | 0 | 0 | 219.5113 | 319.9313 | 0 | 0 | 0 | 0 | 0 | 0 | 192.1139 | 103.6146 | 261.2039 | 261.2203 | 0 | 0 | 0 | 0 | 0 | 16.9194 | 211.5778 | 166.3666 | 0 | 0 | 0 | 0 | 149.3245 | 133.4026 | 117.643 | 177.3439 | 0.4157 | 0.42239 | 0.41303 | 0.40197 | 62.0736 | 56.3477 | 48.5897 | 71.286
4 | 27 | 20 | 579.0335 | 593.3758 | 611.4754 | 627.2235 | 0 | 0 | 0 | 0 | 217.3314 | 330.1777 | 0 | 0 | 0 | 0 | 0 | 0 | 181.1871 | 83.1753 | 210.9867 | 210.9867 | 0 | 0 | 0 | 0 | 0 | 22.6577 | 148.7068 | 314.2364 | 0 | 0 | 0 | 0 | 180.515 | 157.3651 | 251.782 | 102.0003 | 0.42087 | 0.43174 | 0.42154 | 0.40469 | 75.9742 | 67.9413 | 106.1352 | 41.2781
4 | 27 | 21 | 557.1684 | 571.4016 | 589.1891 | 604.5451 | 0 | 0 | 0 | 0 | 222.1689 | 341.1131 | 0 | 0 | 0 | 0 | 0 | 0 | 172.3547 | 80.9495 | 208.6355 | 208.6355 | 0 | 0 | 0 | 0 | 0 | 31.9569 | 33.5758 | 120.0615 | 0 | 0 | 0 | 0 | 162.6447 | 117.3821 | 346.9778 | 275.8481 | 0.41808 | 0.42369 | 0.41303 | 0.4036 | 67.9987 | 49.7334 | 143.3136 | 111.3335
4 | 27 | 22 | 512.6036 | 526.2806 | 543.256 | 557.8874 | 0 | 0 | 0 | 0 | 224.7409 | 339.6164 | 0 | 0 | 0 | 0 | 0 | 0 | 161.8496 | 75.0706 | 197.6614 | 197.6614 | 0 | 0 | 0 | 0 | 0 | 16.6541 | 71.2168 | 149.1286 | 0 | 0 | 0 | 0 | 126.0131 | 94.9395 | 274.3778 | 211.0975 | 0.41431 | 0.4215 | 0.41126 | 0.40084 | 52.2082 | 40.0168 | 112.84 | 84.6159
4 | 27 | 23 | 467.756 | 480.5212 | 496.2921 | 509.8519 | 0 | 0 | 0 | 0 | 219.8898 | 360.1708 | 0 | 0 | 0 | 0 | 0 | 0 | 156.5064 | 54.6619 | 171.0392 | 171.0392 | 0 | 0 | 0 | 0 | 0 | 20.3703 | 241.0122 | 111.5794 | 0 | 0 | 0 | 0 | 91.3598 | 45.3182 | 84.2407 | 227.2333 | 0.41263 | 0.42045 | 0.41146 | 0.39726 | 37.6982 | 19.0542 | 34.6613 | 90.2708
4 | 27 | 24 | 427.5681 | 437.5843 | 450.1136 | 460.759 | 0 | 0 | 0 | 0 | 212.0126 | 339.1402 | 0 | 0 | 0 | 0 | 0 | 0 | 154.582 | 42.8616 | 157.5387 | 157.5387 | 0 | 0 | 0 | 0 | 0 | 8.664 | 91.366 | 96.8974 | 0 | 0 | 0 | 0 | 60.9735 | 46.9185 | 201.209 | 206.323 | 0.41183 | 0.4219 | 0.41161 | 0.39624 | 25.1105 | 19.7948 | 82.8192 | 81.7536
4 | 28 | 1 | 398.4796 | 405.6405 | 414.8279 | 422.4331 | 0 | 0 | 0 | 0 | 207.7209 | 354.0473 | 0 | 0 | 0 | 0 | 0 | 0 | 150.5009 | 39.5461 | 162.2855 | 162.2855 | 0 | 0 | 0 | 0 | 0 | 17.2174 | 80.4937 | 92.7827 | 0 | 0 | 0 | 0 | 40.2578 | -5.1703 | 172.0487 | 167.3649 | 0.4113 | 0.42149 | 0.41495 | 0.39673 | 16.558 | -2.1792 | 71.3915 | 66.3994
4 | 28 | 2 | 383.1169 | 388.1478 | 394.9387 | 400.4446 | 0 | 0 | 0 | 0 | 200.0932 | 368.195 | 0 | 0 | 0 | 0 | 0 | 0 | 143.1727 | 43.3377 | 173.9515 | 173.9515 | 0 | 0 | 0 | 0 | 0 | 10.784 | 101.2072 | 32.3793 | 0 | 0 | 0 | 0 | 39.851 | -34.1689 | 119.7799 | 194.1137 | 0.41115 | 0.42158 | 0.41337 | 0.39654 | 16.3847 | -14.4048 | 49.5129 | 76.973
4 | 28 | 3 | 373.5577 | 376.6617 | 381.3127 | 384.9561 | 0 | 0 | 0 | 0 | 195.5159 | 336.6699 | 0 | 0 | 0 | 0 | 0 | 0 | 139.4448 | 43.7059 | 174.9118 | 174.9118 | 0 | 0 | 0 | 0 | 0 | 29.525 | 87.3319 | 2.284 | 0 | 0 | 0 | 0 | 38.597 | -33.2391 | 119.0691 | 207.7604 | 0.41121 | 0.42135 | 0.41593 | 0.39646 | 15.8713 | -14.0052 | 49.5241 | 82.3693
4 | 28 | 4 | 371.75 | 373.0877 | 375.7797 | 377.6835 | 0 | 0 | 0 | 0 | 202.8388 | 338.5673 | 0 | 0 | 0 | 0 | 0 | 0 | 137.1815 | 37.9841 | 163.4683 | 163.4683 | 0 | 0 | 0 | 0 | 0 | 27.7899 | 64.9992 | -0.58569 | 0 | 0 | 0 | 0 | 31.7297 | -31.2536 | 147.3122 | 214.8009 | 0.41164 | 0.4221 | 0.41529 | 0.39674 | 13.0611 | -13.192 | 61.1771 | 85.2192
4 | 28 | 5 | 379.4773 | 378.6679 | 379.0138 | 378.8232 | 0 | 0 | 0 | 0 | 216.0697 | 317.6746 | 0 | 0 | 0 | 0 | 0 | 0 | 142.9754 | 38.8056 | 165.1012 | 165.1012 | 0 | 0 | 0 | 0 | 0 | 39.6625 | 160.8982 | 15.7924 | 0 | 0 | 0 | 0 | 20.4322 | -17.4748 | 53.0144 | 197.9296 | 0.41274 | 0.42228 | 0.41522 | 0.39874 | 8.4332 | -7.3793 | 22.0128 | 78.9233
4 | 28 | 6 | 382.7888 | 380.1463 | 378.5425 | 376.6913 | 0 | 0 | 0 | 0 | 215.8877 | 312.759 | 0 | 0 | 0 | 0 | 0 | 0 | 155.4199 | 60.343 | 194.4224 | 194.5153 | 0 | 0 | 0 | 0 | 0 | 35.1494 | 126.1792 | 130.0965 | 0 | 0 | 0 | 0 | 11.4813 | -28.1051 | 57.9409 | 52.0794 | 0.41319 | 0.42246 | 0.41499 | 0.39779 | 4.744 | -11.8733 | 24.0449 | 20.7169
4 | 28 | 7 | 406.6431 | 402.9935 | 400.5808 | 398.2497 | 0 | 0 | 0 | 0 | 201.3115 | 277.6825 | 0 | 0 | 0 | 0 | 0 | 0 | 179.0752 | 183.4899 | 543.0155 | 545.3095 | 0 | 0 | 0 | 0 | 0 | 1.7698 | -14.1387 | -4.1349 | 0 | 0 | 0 | 0 | 26.2564 | -59.9486 | -128.296 | -142.925 | 0.41464 | 0.33736 | 0.33191 | 0.39149 | 10.887 | -20.2242 | -42.5822 | -55.9531
4 | 28 | 8 | 440.2721 | 437.4158 | 436.4258 | 435.8389 | 0 | 0 | 0 | 0 | 175.757 | 238.4806 | 0 | 0 | 0 | 0 | 0 | 0 | 225.2857 | 336.3658 | 848.9326 | 865.9179 | 0 | 0 | 0 | 0 | 0 | -20.2091 | -108.5869 | 144.8219 | 0 | 0 | 0 | 0 | 39.2293 | -117.2215 | -303.9198 | -574.901 | 0.41395 | 0.28029 | 0.32029 | 0.31141 | 16.2388 | -32.8564 | -97.3419 | -179.0292
4 | 28 | 9 | 469.0763 | 467.7385 | 468.9381 | 470.7598 | 0 | 0 | 0 | 0 | 158.3816 | 233.9566 | 0 | 0 | 0 | 0 | 0 | 0 | 276.7846 | 457.4361 | 1049.6924 | 1081.1607 | 0 | 0 | 0 | 0 | 0 | -23.3262 | -133.2001 | -295.1736 | 0 | 0 | 0 | 0 | 33.91 | -200.328 | -447.5542 | -315.2274 | 0.39087 | 0 | 0.0068178 | 0 | 13.2545 | 0 | -3.0513 | 0
4 | 28 | 10 | 492.5795 | 492.029 | 494.1364 | 496.6888 | 0 | 0 | 0 | 0 | 149.6048 | 221.0261 | 0 | 0 | 0 | 0 | 0 | 0 | 315.4567 | 540.5399 | 1181.0263 | 1222.8349 | 0 | 0 | 0 | 0 | 0 | -49.185 | -189.6622 | -311.133 | 0 | 0 | 0 | 0 | 27.5181 | -220.352 | -497.2277 | -415.0131 | 0.39163 | 0 | 0 | 0 | 10.7768 | 0 | 0 | 0
4 | 28 | 11 | 508.9796 | 509.0605 | 511.6323 | 514.2323 | 0 | 0 | 0 | 0 | 149.7512 | 224.9438 | 0 | 0 | 0 | 0 | 0 | 0 | 332.1186 | 587.7573 | 1246.8488 | 1294.7836 | 0 | 0 | 0 | 0 | 0 | -51.5209 | -279.6756 | -321.2397 | 0 | 0 | 0 | 0 | 27.1098 | -252.1197 | -455.5409 | -459.3116 | 0.38888 | 0 | 0 | 0 | 10.5425 | 0 | 0 | 0
4 | 28 | 12 | 520.7401 | 521.5062 | 524.6627 | 527.5143 | 0 | 0 | 0 | 0 | 147.239 | 216.5953 | 0 | 0 | 0 | 0 | 0 | 0 | 335.6978 | 605.0187 | 1266.787 | 1317.5148 | 0 | 0 | 0 | 0 | 0 | -53.0414 | -343.5826 | -318.603 | 0 | 0 | 0 | 0 | 37.8033 | -247.0664 | -398.5418 | -471.3976 | 0.38632 | 0 | 0 | 0 | 14.6041 | 0 | 0 | 0
4 | 28 | 13 | 530.297 | 532.4338 | 537.0557 | 541.0996 | 0 | 0 | 0 | 0 | 140.863 | 225.2486 | 0 | 0 | 0 | 0 | 0 | 0 | 335.5711 | 607.4877 | 1271.9728 | 1322.8738 | 0 | 0 | 0 | 0 | 0 | -51.75 | -336.4085 | -337.7346 | 0 | 0 | 0 | 0 | 53.8629 | -248.5525 | -398.5086 | -444.0396 | 0.38495 | 0 | 0 | 0 | 20.7346 | 0 | 0 | 0
4 | 28 | 14 | 539.7384 | 543.1083 | 549.155 | 554.4905 | 0 | 0 | 0 | 0 | 144.1701 | 226.4632 | 0 | 0 | 0 | 0 | 0 | 0 | 332.1074 | 593.449 | 1256.4244 | 1304.9088 | 0 | 0 | 0 | 0 | 0 | -51.7282 | -312.7438 | -262.649 | 0 | 0 | 0 | 0 | 63.4609 | -225.0756 | -394.5255 | -487.7692 | 0.38305 | 0 | 0 | 0 | 24.3085 | 0 | 0 | 0
4 | 28 | 15 | 547.1852 | 551.8159 | 559.2538 | 565.7844 | 0 | 0 | 0 | 0 | 145.8189 | 226.1156 | 0 | 0 | 0 | 0 | 0 | 0 | 319.844 | 558.5975 | 1218.3213 | 1261.5556 | 0 | 0 | 0 | 0 | 0 | -49.4468 | -271.9521 | -242.9597 | 0 | 0 | 0 | 0 | 81.5222 | -183.4504 | -387.1154 | -452.8116 | 0.38528 | 0 | 0 | 0 | 31.4091 | 0 | 0 | 0
4 | 28 | 16 | 550.5572 | 557.499 | 567.5058 | 576.3185 | 0 | 0 | 0 | 0 | 156.3745 | 238.6017 | 0 | 0 | 0 | 0 | 0 | 0 | 295.5376 | 491.2312 | 1120.793 | 1155.21 | 0 | 0 | 0 | 0 | 0 | -26.4016 | -45.2129 | -152.7415 | 0 | 0 | 0 | 0 | 98.6451 | -145.9324 | -508.0742 | -426.1501 | 0.41156 | 0 | 0.007326 | 0 | 40.598 | 0 | -3.7221 | 0
4 | 28 | 17 | 550.6525 | 559.9049 | 572.427 | 583.4275 | 0 | 0 | 0 | 0 | 172.2085 | 239.253 | 0 | 0 | 0 | 0 | 0 | 0 | 255.8218 | 375.2836 | 925.9229 | 946.6488 | 0 | 0 | 0 | 0 | 0 | -3.1579 | -6.8525 | 95.0296 | 0 | 0 | 0 | 0 | 122.6221 | -51.4738 | -346.6433 | -458.2509 | 0.40997 | 0.23762 | 0.31375 | 0.26988 | 50.2717 | -12.2312 | -108.758 | -123.675
4 | 28 | 18 | 542.5919 | 554.0096 | 568.8848 | 581.9675 | 0 | 0 | 0 | 0 | 199.0263 | 280.7747 | 0 | 0 | 0 | 0 | 0 | 0 | 221.8171 | 240.9016 | 637.348 | 642.5999 | 0 | 0 | 0 | 0 | 0 | -7.4445 | -20.8685 | 33.7189 | 0 | 0 | 0 | 0 | 121.7485 | 39.7778 | -47.5947 | -94.3513 | 0.41329 | 0.42469 | 0.41897 | 0.40593 | 50.3171 | 16.8934 | -19.9406 | -38.2998
4 | 28 | 19 | 539.9384 | 552.1688 | 567.8914 | 581.6762 | 0 | 0 | 0 | 0 | 219.5113 | 319.9313 | 0 | 0 | 0 | 0 | 0 | 0 | 198.6163 | 120.8777 | 355.956 | 355.9728 | 0 | 0 | 0 | 0 | 0 | 16.9194 | 211.5778 | 166.3666 | 0 | 0 | 0 | 0 | 121.8108 | 94.4404 | 0.35774 | 59.3368 | 0.4157 | 0.42239 | 0.41303 | 0.40197 | 50.6363 | 39.8905 | 0.14775 | 23.8513
4 | 28 | 20 | 553.2179 | 566.7152 | 583.7902 | 598.6518 | 0 | 0 | 0 | 0 | 217.3314 | 330.1777 | 0 | 0 | 0 | 0 | 0 | 0 | 229.2723 | 120.1496 | 289.1354 | 289.1354 | 0 | 0 | 0 | 0 | 0 | 22.6577 | 148.7068 | 314.2364 | 0 | 0 | 0 | 0 | 106.6142 | 93.7301 | 145.948 | -4.7201 | 0.42087 | 0.43174 | 0.42154 | 0.40469 | 44.8712 | 40.4674 | 61.5223 | -1.9102
4 | 28 | 21 | 533.3832 | 546.8379 | 563.6814 | 578.2207 | 0 | 0 | 0 | 0 | 222.1689 | 341.1131 | 0 | 0 | 0 | 0 | 0 | 0 | 242.121 | 138.9777 | 283.3838 | 283.3838 | 0 | 0 | 0 | 0 | 0 | 31.9569 | 33.5758 | 120.0615 | 0 | 0 | 0 | 0 | 69.0933 | 34.7903 | 246.7218 | 174.7754 | 0.41808 | 0.42369 | 0.41303 | 0.4036 | 28.8866 | 14.7402 | 101.9045 | 70.5401
4 | 28 | 22 | 496.1244 | 509.262 | 525.5833 | 539.6489 | 0 | 0 | 0 | 0 | 224.7409 | 339.6164 | 0 | 0 | 0 | 0 | 0 | 0 | 221.9006 | 130.3198 | 270.8587 | 270.8587 | 0 | 0 | 0 | 0 | 0 | 16.6541 | 71.2168 | 149.1286 | 0 | 0 | 0 | 0 | 49.4829 | 22.6718 | 183.5078 | 119.6616 | 0.41431 | 0.4215 | 0.41126 | 0.40084 | 20.5012 | 9.5561 | 75.469 | 47.9649
4 | 28 | 23 | 453.7061 | 466.0114 | 481.2246 | 494.302 | 0 | 0 | 0 | 0 | 219.8898 | 360.1708 | 0 | 0 | 0 | 0 | 0 | 0 | 200.2805 | 118.5276 | 261.9566 | 261.9566 | 0 | 0 | 0 | 0 | 0 | 20.3703 | 241.0122 | 111.5794 | 0 | 0 | 0 | 0 | 33.5357 | -33.0572 | -21.7443 | 120.766 | 0.41263 | 0.42045 | 0.41146 | 0.39726 | 13.838 | -13.899 | -8.9468 | 47.9755
4 | 28 | 24 | 416.292 | 425.939 | 438.0208 | 448.279 | 0 | 0 | 0 | 0 | 212.0126 | 339.1402 | 0 | 0 | 0 | 0 | 0 | 0 | 169.8807 | 105.0834 | 247.5283 | 247.5283 | 0 | 0 | 0 | 0 | 0 | 8.664 | 91.366 | 96.8974 | 0 | 0 | 0 | 0 | 34.3987 | -26.9486 | 99.1265 | 103.8533 | 0.41183 | 0.4219 | 0.41161 | 0.39624 | 14.1662 | -11.3695 | 40.8012 | 41.1509
4 | 29 | 1 | 388.3636 | 395.1934 | 403.9794 | 411.2372 | 0 | 0 | 0 | 0 | 207.7209 | 354.0473 | 0 | 0 | 0 | 0 | 0 | 0 | 142.7498 | 87.5161 | 223.8263 | 223.8263 | 0 | 0 | 0 | 0 | 0 | 17.2174 | 80.4937 | 92.7827 | 0 | 0 | 0 | 0 | 37.8929 | -63.5874 | 99.6594 | 94.6282 | 0.4113 | 0.42149 | 0.41495 | 0.39673 | 15.5854 | -26.8015 | 41.3536 | 37.5422
4 | 29 | 2 | 372.7653 | 377.4574 | 383.8373 | 388.9878 | 0 | 0 | 0 | 0 | 200.0932 | 368.195 | 0 | 0 | 0 | 0 | 0 | 0 | 124.3506 | 74.2314 | 206.2047 | 206.2047 | 0 | 0 | 0 | 0 | 0 | 10.784 | 101.2072 | 32.3793 | 0 | 0 | 0 | 0 | 48.3215 | -75.7531 | 76.4253 | 150.4038 | 0.41115 | 0.42158 | 0.41337 | 0.39654 | 19.8674 | -31.9357 | 31.5916 | 59.6405
4 | 29 | 3 | 361.5201 | 364.2301 | 368.4033 | 371.6334 | 0 | 0 | 0 | 0 | 195.5159 | 336.6699 | 0 | 0 | 0 | 0 | 0 | 0 | 122.2736 | 71.5245 | 194.6864 | 194.6864 | 0 | 0 | 0 | 0 | 0 | 29.525 | 87.3319 | 2.284 | 0 | 0 | 0 | 0 | 43.7306 | -73.4893 | 86.3851 | 174.6631 | 0.41121 | 0.42135 | 0.41593 | 0.39646 | 17.9823 | -30.9644 | 35.9299 | 69.2474
4 | 29 | 4 | 358.534 | 359.4391 | 361.6066 | 363.0565 | 0 | 0 | 0 | 0 | 202.8388 | 338.5673 | 0 | 0 | 0 | 0 | 0 | 0 | 117.9486 | 64.0545 | 190.7038 | 190.7038 | 0 | 0 | 0 | 0 | 0 | 27.7899 | 64.9992 | -0.58569 | 0 | 0 | 0 | 0 | 37.7467 | -70.9726 | 105.9036 | 172.9384 | 0.41164 | 0.4221 | 0.41529 | 0.39674 | 15.5379 | -29.9572 | 43.9806 | 68.6109
4 | 29 | 5 | 363.3426 | 362.005 | 361.7105 | 360.9659 | 0 | 0 | 0 | 0 | 216.0697 | 317.6746 | 0 | 0 | 0 | 0 | 0 | 0 | 104.777 | 48.9428 | 193.5855 | 193.5855 | 0 | 0 | 0 | 0 | 0 | 39.6625 | 160.8982 | 15.7924 | 0 | 0 | 0 | 0 | 42.4958 | -44.2749 | 7.2268 | 151.588 | 0.41274 | 0.42228 | 0.41522 | 0.39874 | 17.5397 | -18.6965 | 3.0007 | 60.4449
4 | 29 | 6 | 362.2669 | 358.9526 | 356.5343 | 353.9784 | 0 | 0 | 0 | 0 | 215.8877 | 312.759 | 0 | 0 | 0 | 0 | 0 | 0 | 136.3537 | 76.7763 | 220.1603 | 220.2609 | 0 | 0 | 0 | 0 | 0 | 35.1494 | 126.1792 | 130.0965 | 0 | 0 | 0 | 0 | 10.0255 | -65.7321 | 10.1947 | 3.621 | 0.41319 | 0.42246 | 0.41499 | 0.39779 | 4.1425 | -27.7692 | 4.2307 | 1.4404
4 | 29 | 7 | 377.238 | 372.6259 | 369.046 | 365.7053 | 0 | 0 | 0 | 0 | 201.3115 | 277.6825 | 0 | 0 | 0 | 0 | 0 | 0 | 179.215 | 195.2326 | 501.4369 | 503.8642 | 0 | 0 | 0 | 0 | 0 | 1.7698 | -14.1387 | -4.1349 | 0 | 0 | 0 | 0 | -3.2885 | -102.059 | -118.2522 | -134.024 | 0.41464 | 0.33736 | 0.33191 | 0.39149 | -1.3635 | -34.4304 | -39.2485 | -52.4685
4 | 29 | 8 | 406.1535 | 402.1804 | 399.8362 | 398.0777 | 0 | 0 | 0 | 0 | 175.757 | 238.4806 | 0 | 0 | 0 | 0 | 0 | 0 | 224.6679 | 325.8969 | 717.0443 | 732.9822 | 0 | 0 | 0 | 0 | 0 | -20.2091 | -108.5869 | 144.8219 | 0 | 0 | 0 | 0 | 5.7286 | -141.988 | -208.6212 | -479.7265 | 0.41395 | 0.28029 | 0.32029 | 0.31141 | 2.3713 | -39.7983 | -66.8189 | -149.391
4 | 29 | 9 | 432.0934 | 429.545 | 429.2767 | 429.8284 | 0 | 0 | 0 | 0 | 158.3816 | 233.9566 | 0 | 0 | 0 | 0 | 0 | 0 | 271.5769 | 428.3156 | 904.9295 | 934.5708 | 0 | 0 | 0 | 0 | 0 | -23.3262 | -133.2001 | -295.1736 | 0 | 0 | 0 | 0 | 2.1348 | -209.401 | -342.4527 | -209.5688 | 0.39087 | 0 | 0.0068178 | 0 | 0.83444 | 0 | -2.3348 | 0
4 | 29 | 10 | 450.6112 | 448.6868 | 449.1285 | 450.2397 | 0 | 0 | 0 | 0 | 149.6048 | 221.0261 | 0 | 0 | 0 | 0 | 0 | 0 | 316.2293 | 509.6091 | 1049.1135 | 1088.7037 | 0 | 0 | 0 | 0 | 0 | -49.185 | -189.6622 | -311.133 | 0 | 0 | 0 | 0 | -15.2229 | -232.7635 | -410.3228 | -327.3309 | 0.39163 | 0 | 0 | 0 | -5.9617 | 0 | 0 | 0
4 | 29 | 11 | 464.1106 | 462.7227 | 463.5136 | 464.573 | 0 | 0 | 0 | 0 | 149.7512 | 224.9438 | 0 | 0 | 0 | 0 | 0 | 0 | 368.7638 | 577.9988 | 1145.4104 | 1191.6162 | 0 | 0 | 0 | 0 | 0 | -51.5209 | -279.6756 | -321.2397 | 0 | 0 | 0 | 0 | -54.4044 | -288.699 | -402.2212 | -405.8036 | 0.38888 | 0 | 0 | 0 | -21.1569 | 0 | 0 | 0
4 | 29 | 12 | 474.312 | 473.5583 | 474.872 | 476.1294 | 0 | 0 | 0 | 0 | 147.239 | 216.5953 | 0 | 0 | 0 | 0 | 0 | 0 | 411.3376 | 621.1991 | 1223.5803 | 1274.0869 | 0 | 0 | 0 | 0 | 0 | -53.0414 | -343.5826 | -318.603 | 0 | 0 | 0 | 0 | -84.2645 | -311.1947 | -405.1257 | -479.3545 | 0.38632 | 0 | 0 | 0 | -32.5528 | 0 | 0 | 0
4 | 29 | 13 | 483.8145 | 484.4298 | 487.2067 | 489.6546 | 0 | 0 | 0 | 0 | 140.863 | 225.2486 | 0 | 0 | 0 | 0 | 0 | 0 | 442.2688 | 651.1019 | 1243.4467 | 1294.086 | 0 | 0 | 0 | 0 | 0 | -51.75 | -336.4085 | -337.7346 | 0 | 0 | 0 | 0 | -99.3172 | -340.1708 | -419.8314 | -466.6969 | 0.38495 | 0 | 0 | 0 | -38.2324 | 0 | 0 | 0
4 | 29 | 14 | 490.5184 | 492.2772 | 496.3703 | 500.0157 | 0 | 0 | 0 | 0 | 144.1701 | 226.4632 | 0 | 0 | 0 | 0 | 0 | 0 | 458.0272 | 645.412 | 1246.2003 | 1294.4297 | 0 | 0 | 0 | 0 | 0 | -51.7282 | -312.7438 | -262.649 | 0 | 0 | 0 | 0 | -111.6788 | -327.8698 | -437.0862 | -531.7649 | 0.38305 | 0 | 0 | 0 | -42.7782 | 0 | 0 | 0
4 | 29 | 15 | 497.9652 | 500.9848 | 506.4691 | 511.3096 | 0 | 0 | 0 | 0 | 145.8189 | 226.1156 | 0 | 0 | 0 | 0 | 0 | 0 | 468.7151 | 599.8203 | 1154.0012 | 1196.6171 | 0 | 0 | 0 | 0 | 0 | -49.4468 | -271.9521 | -242.9597 | 0 | 0 | 0 | 0 | -116.5688 | -275.5043 | -375.58 | -442.3479 | 0.38528 | 0 | 0 | 0 | -44.9119 | 0 | 0 | 0
4 | 29 | 16 | 502.9145 | 508.2967 | 516.4126 | 523.5893 | 0 | 0 | 0 | 0 | 156.3745 | 238.6017 | 0 | 0 | 0 | 0 | 0 | 0 | 460.0006 | 545.9508 | 1099.1602 | 1132.9884 | 0 | 0 | 0 | 0 | 0 | -26.4016 | -45.2129 | -152.7415 | 0 | 0 | 0 | 0 | -113.4606 | -249.8543 | -537.5347 | -456.6577 | 0.41156 | 0 | 0.007326 | 0 | -46.6954 | 0 | -3.938 | 0
4 | 29 | 17 | 505.4209 | 513.1927 | 523.9195 | 533.3668 | 0 | 0 | 0 | 0 | 172.2085 | 239.253 | 0 | 0 | 0 | 0 | 0 | 0 | 424.317 | 448.1632 | 951.9766 | 972.6706 | 0 | 0 | 0 | 0 | 0 | -3.1579 | -6.8525 | 95.0296 | 0 | 0 | 0 | 0 | -91.1046 | -171.0656 | -421.2045 | -534.3334 | 0.40997 | 0.23762 | 0.31375 | 0.26988 | -37.3504 | -40.6486 | -132.1512 | -144.2084
4 | 29 | 18 | 509.1441 | 519.4669 | 533.0146 | 544.9487 | 0 | 0 | 0 | 0 | 199.0263 | 280.7747 | 0 | 0 | 0 | 0 | 0 | 0 | 360.5217 | 277.7305 | 626.9034 | 631.9231 | 0 | 0 | 0 | 0 | 0 | -7.4445 | -20.8685 | 33.7189 | 0 | 0 | 0 | 0 | -50.4039 | -31.5938 | -73.0204 | -120.6933 | 0.41329 | 0.42469 | 0.41897 | 0.40593 | -20.8313 | -13.4177 | -30.5931 | -48.9928
4 | 29 | 19 | 513.3977 | 524.7593 | 539.4285 | 552.3019 | 0 | 0 | 0 | 0 | 219.5113 | 319.9313 | 0 | 0 | 0 | 0 | 0 | 0 | 323.768 | 159.9648 | 358.5631 | 358.5821 | 0 | 0 | 0 | 0 | 0 | 16.9194 | 211.5778 | 166.3666 | 0 | 0 | 0 | 0 | -29.8817 | 27.9438 | -30.7123 | 27.3532 | 0.4157 | 0.42239 | 0.41303 | 0.40197 | -12.4217 | 11.8031 | -12.685 | 10.995
4 | 29 | 20 | 535.1253 | 548.0303 | 564.3872 | 578.6275 | 0 | 0 | 0 | 0 | 217.3314 | 330.1777 | 0 | 0 | 0 | 0 | 0 | 0 | 314.4576 | 132.4348 | 284.5375 | 284.5375 | 0 | 0 | 0 | 0 | 0 | 22.6577 | 148.7068 | 314.2364 | 0 | 0 | 0 | 0 | 3.3363 | 62.7601 | 131.143 | -20.1464 | 0.42087 | 0.43174 | 0.42154 | 0.40469 | 1.4042 | 27.0962 | 55.2815 | -8.153
4 | 29 | 21 | 513.4415 | 526.2434 | 542.2953 | 556.1499 | 0 | 0 | 0 | 0 | 222.1689 | 341.1131 | 0 | 0 | 0 | 0 | 0 | 0 | 249.2404 | 100.5752 | 281.3273 | 281.3273 | 0 | 0 | 0 | 0 | 0 | 31.9569 | 33.5758 | 120.0615 | 0 | 0 | 0 | 0 | 42.0321 | 52.5982 | 227.3922 | 154.7611 | 0.41808 | 0.42369 | 0.41303 | 0.4036 | 17.5728 | 22.2852 | 93.9207 | 62.4622
4 | 29 | 22 | 470.6533 | 482.9571 | 498.2675 | 511.4584 | 0 | 0 | 0 | 0 | 224.7409 | 339.6164 | 0 | 0 | 0 | 0 | 0 | 0 | 196.843 | 73.5943 | 275.3966 | 275.3966 | 0 | 0 | 0 | 0 | 0 | 16.6541 | 71.2168 | 149.1286 | 0 | 0 | 0 | 0 | 49.0694 | 53.0924 | 151.654 | 86.9332 | 0.41431 | 0.4215 | 0.41126 | 0.40084 | 20.3299 | 22.3784 | 62.3689 | 34.8461
4 | 29 | 23 | 422.1437 | 433.4158 | 447.3763 | 459.3699 | 0 | 0 | 0 | 0 | 219.8898 | 360.1708 | 0 | 0 | 0 | 0 | 0 | 0 | 180.9417 | 67.0692 | 278.2838 | 278.2838 | 0 | 0 | 0 | 0 | 0 | 20.3703 | 241.0122 | 111.5794 | 0 | 0 | 0 | 0 | 21.3121 | -14.1945 | -71.9197 | 69.5067 | 0.41263 | 0.42045 | 0.41146 | 0.39726 | 8.7941 | -5.9681 | -29.5918 | 27.6123
4 | 29 | 24 | 393.0688 | 401.9557 | 413.1157 | 422.5765 | 0 | 0 | 0 | 0 | 212.0126 | 339.1402 | 0 | 0 | 0 | 0 | 0 | 0 | 157.8324 | 69.0424 | 290.2824 | 290.2824 | 0 | 0 | 0 | 0 | 0 | 8.664 | 91.366 | 96.8974 | 0 | 0 | 0 | 0 | 23.2239 | -14.8908 | 31.4673 | 35.3967 | 0.41183 | 0.4219 | 0.41161 | 0.39624 | 9.5642 | -6.2824 | 12.9522 | 14.0256
4 | 30 | 1 | 375.329 | 381.7321 | 390.0006 | 396.8109 | 0 | 0 | 0 | 0 | 207.7209 | 354.0473 | 0 | 0 | 0 | 0 | 0 | 0 | 141.8605 | 69.844 | 290.5315 | 290.5315 | 0 | 0 | 0 | 0 | 0 | 17.2174 | 80.4937 | 92.7827 | 0 | 0 | 0 | 0 | 25.7476 | -59.3767 | 18.9755 | 13.4967 | 0.4113 | 0.42149 | 0.41495 | 0.39673 | 10.59 | -25.0267 | 7.8739 | 5.3546
4 | 30 | 2 | 364.4985 | 368.92 | 374.9718 | 379.8385 | 0 | 0 | 0 | 0 | 200.0932 | 368.195 | 0 | 0 | 0 | 0 | 0 | 0 | 143.6665 | 82.5744 | 308.9647 | 308.9647 | 0 | 0 | 0 | 0 | 0 | 10.784 | 101.2072 | 32.3793 | 0 | 0 | 0 | 0 | 20.7388 | -92.6335 | -35.2001 | 38.4945 | 0.41115 | 0.42158 | 0.41337 | 0.39654 | 8.5268 | -39.0521 | -14.5505 | 15.2644
4 | 30 | 3 | 361.1757 | 363.8744 | 368.0339 | 371.2522 | 0 | 0 | 0 | 0 | 195.5159 | 336.6699 | 0 | 0 | 0 | 0 | 0 | 0 | 148.485 | 110.0362 | 342.377 | 342.377 | 0 | 0 | 0 | 0 | 0 | 29.525 | 87.3319 | 2.284 | 0 | 0 | 0 | 0 | 17.1748 | -112.3568 | -61.675 | 26.5912 | 0.41121 | 0.42135 | 0.41593 | 0.39646 | 7.0624 | -47.3411 | -25.6523 | 10.5424
4 | 30 | 4 | 368.7225 | 369.9611 | 372.5329 | 374.3327 | 0 | 0 | 0 | 0 | 202.8388 | 338.5673 | 0 | 0 | 0 | 0 | 0 | 0 | 158.9714 | 142.2187 | 371.3096 | 371.3096 | 0 | 0 | 0 | 0 | 0 | 27.7899 | 64.9992 | -0.58569 | 0 | 0 | 0 | 0 | 6.9123 | -138.6148 | -63.7759 | 3.6088 | 0.41164 | 0.4221 | 0.41529 | 0.39674 | 2.8453 | -58.5087 | -26.4854 | 1.4317
4 | 30 | 5 | 399.5823 | 399.4309 | 400.5748 | 401.0746 | 0 | 0 | 0 | 0 | 216.0697 | 317.6746 | 0 | 0 | 0 | 0 | 0 | 0 | 144.0668 | 142.6835 | 360.0152 | 360.0152 | 0 | 0 | 0 | 0 | 0 | 39.6625 | 160.8982 | 15.7924 | 0 | 0 | 0 | 0 | 39.4457 | -100.5896 | -120.3386 | 25.267 | 0.41274 | 0.42228 | 0.41522 | 0.39874 | 16.2808 | -42.4771 | -49.9673 | 10.0751
4 | 30 | 6 | 439.8042 | 439.028 | 439.6872 | 439.7938 | 0 | 0 | 0 | 0 | 215.8877 | 312.759 | 0 | 0 | 0 | 0 | 0 | 0 | 141.9863 | 164.1495 | 377.1063 | 377.224 | 0 | 0 | 0 | 0 | 0 | 35.1494 | 126.1792 | 130.0965 | 0 | 0 | 0 | 0 | 81.9302 | -73.0299 | -63.5983 | -67.5267 | 0.41319 | 0.42246 | 0.41499 | 0.39779 | 33.8528 | -30.8523 | -26.3927 | -26.8618
4 | 30 | 7 | 481.8599 | 480.6725 | 481.2452 | 481.4968 | 0 | 0 | 0 | 0 | 201.3115 | 277.6825 | 0 | 0 | 0 | 0 | 0 | 0 | 175.2805 | 294.9777 | 709.6711 | 711.9776 | 0 | 0 | 0 | 0 | 0 | 1.7698 | -14.1387 | -4.1349 | 0 | 0 | 0 | 0 | 105.2679 | -93.7576 | -214.2872 | -226.3459 | 0.41464 | 0.33736 | 0.33191 | 0.39149 | 43.6485 | -31.6299 | -71.1231 | -88.6112
4 | 30 | 8 | 506.7145 | 506.0331 | 507.6804 | 509.3748 | 0 | 0 | 0 | 0 | 175.757 | 238.4806 | 0 | 0 | 0 | 0 | 0 | 0 | 242.0163 | 448.6982 | 977.6943 | 994.7751 | 0 | 0 | 0 | 0 | 0 | -20.2091 | -108.5869 | 144.8219 | 0 | 0 | 0 | 0 | 88.9411 | -160.9366 | -361.427 | -630.2222 | 0.41395 | 0.28029 | 0.32029 | 0.31141 | 36.8168 | -45.1095 | -115.7608 | -196.2567
4 | 30 | 9 | 524.6051 | 525.085 | 528.4886 | 532.217 | 0 | 0 | 0 | 0 | 158.3816 | 233.9566 | 0 | 0 | 0 | 0 | 0 | 0 | 288.4117 | 549.2193 | 1142.8223 | 1174.6141 | 0 | 0 | 0 | 0 | 0 | -23.3262 | -133.2001 | -295.1736 | 0 | 0 | 0 | 0 | 77.8117 | -234.7646 | -481.1336 | -347.2236 | 0.39087 | 0 | 0.0068178 | 0 | 30.4144 | 0 | -3.2803 | 0
4 | 30 | 10 | 545.3709 | 546.5484 | 550.7512 | 555.1163 | 0 | 0 | 0 | 0 | 149.6048 | 221.0261 | 0 | 0 | 0 | 0 | 0 | 0 | 325.5486 | 604.3544 | 1208.8763 | 1250.9273 | 0 | 0 | 0 | 0 | 0 | -49.185 | -189.6622 | -311.133 | 0 | 0 | 0 | 0 | 70.2176 | -229.6471 | -468.4628 | -384.678 | 0.39163 | 0 | 0 | 0 | 27.499 | 0 | 0 | 0
4 | 30 | 11 | 557.5106 | 559.1802 | 563.6782 | 567.9447 | 0 | 0 | 0 | 0 | 149.7512 | 224.9438 | 0 | 0 | 0 | 0 | 0 | 0 | 359.7292 | 645.849 | 1247.2809 | 1295.4851 | 0 | 0 | 0 | 0 | 0 | -51.5209 | -279.6756 | -321.2397 | 0 | 0 | 0 | 0 | 48.0303 | -260.0917 | -403.9271 | -406.3008 | 0.38888 | 0 | 0 | 0 | 18.6781 | 0 | 0 | 0
4 | 30 | 12 | 564.6483 | 566.8516 | 571.7509 | 576.1102 | 0 | 0 | 0 | 0 | 147.239 | 216.5953 | 0 | 0 | 0 | 0 | 0 | 0 | 388.2172 | 678.5571 | 1266.3239 | 1317.3534 | 0 | 0 | 0 | 0 | 0 | -53.0414 | -343.5826 | -318.603 | 0 | 0 | 0 | 0 | 29.1922 | -275.2594 | -350.9904 | -422.6402 | 0.38632 | 0 | 0 | 0 | 11.2774 | 0 | 0 | 0
4 | 30 | 13 | 575.9637 | 579.5954 | 586.0299 | 591.6418 | 0 | 0 | 0 | 0 | 140.863 | 225.2486 | 0 | 0 | 0 | 0 | 0 | 0 | 412.8073 | 698.6226 | 1250.3836 | 1301.3893 | 0 | 0 | 0 | 0 | 0 | -51.75 | -336.4085 | -337.7346 | 0 | 0 | 0 | 0 | 22.2934 | -292.5259 | -327.9453 | -372.0129 | 0.38495 | 0 | 0 | 0 | 8.5819 | 0 | 0 | 0
4 | 30 | 14 | 579.1687 | 583.8293 | 591.4411 | 598.1305 | 0 | 0 | 0 | 0 | 144.1701 | 226.4632 | 0 | 0 | 0 | 0 | 0 | 0 | 401.4467 | 685.0068 | 1197.6027 | 1244.3841 | 0 | 0 | 0 | 0 | 0 | -51.7282 | -312.7438 | -262.649 | 0 | 0 | 0 | 0 | 33.552 | -275.9124 | -293.4178 | -383.6045 | 0.38305 | 0 | 0 | 0 | 12.852 | 0 | 0 | 0
4 | 30 | 15 | 579.1827 | 584.8609 | 593.5687 | 601.198 | 0 | 0 | 0 | 0 | 145.8189 | 226.1156 | 0 | 0 | 0 | 0 | 0 | 0 | 391.9001 | 625.9269 | 1078.383 | 1118.7118 | 0 | 0 | 0 | 0 | 0 | -49.4468 | -271.9521 | -242.9597 | 0 | 0 | 0 | 0 | 41.4636 | -217.7348 | -212.8621 | -274.5541 | 0.38528 | 0 | 0 | 0 | 15.9752 | 0 | 0 | 0
4 | 30 | 16 | 574.9949 | 582.7367 | 593.7135 | 603.3653 | 0 | 0 | 0 | 0 | 156.3745 | 238.6017 | 0 | 0 | 0 | 0 | 0 | 0 | 369.9329 | 539.7784 | 983.1947 | 1014.0103 | 0 | 0 | 0 | 0 | 0 | -26.4016 | -45.2129 | -152.7415 | 0 | 0 | 0 | 0 | 48.6875 | -169.2418 | -344.2683 | -257.9036 | 0.41156 | 0 | 0.007326 | 0 | 20.0376 | 0 | -2.5221 | 0
4 | 30 | 17 | 564.2129 | 573.9092 | 586.9696 | 598.4356 | 0 | 0 | 0 | 0 | 172.2085 | 239.253 | 0 | 0 | 0 | 0 | 0 | 0 | 335.6643 | 452.5603 | 890.5418 | 909.6878 | 0 | 0 | 0 | 0 | 0 | -3.1579 | -6.8525 | 95.0296 | 0 | 0 | 0 | 0 | 56.3401 | -114.7461 | -296.7198 | -406.2818 | 0.40997 | 0.23762 | 0.31375 | 0.26988 | 23.0979 | -27.266 | -93.0946 | -109.6493
4 | 30 | 18 | 551.2938 | 562.9963 | 578.2169 | 591.5984 | 0 | 0 | 0 | 0 | 199.0263 | 280.7747 | 0 | 0 | 0 | 0 | 0 | 0 | 281.2845 | 319.2924 | 682.8665 | 687.9223 | 0 | 0 | 0 | 0 | 0 | -7.4445 | -20.8685 | 33.7189 | 0 | 0 | 0 | 0 | 70.983 | -29.6263 | -83.781 | -130.0427 | 0.41329 | 0.42469 | 0.41897 | 0.40593 | 29.3364 | -12.5821 | -35.1015 | -52.788
4 | 30 | 19 | 556.2181 | 568.9814 | 585.3503 | 599.694 | 0 | 0 | 0 | 0 | 219.5113 | 319.9313 | 0 | 0 | 0 | 0 | 0 | 0 | 265.9162 | 204.0408 | 420.4723 | 420.496 | 0 | 0 | 0 | 0 | 0 | 16.9194 | 211.5778 | 166.3666 | 0 | 0 | 0 | 0 | 70.7906 | 28.0899 | -46.6998 | 12.8314 | 0.4157 | 0.42239 | 0.41303 | 0.40197 | 29.4274 | 11.8648 | -19.2883 | 5.1578
4 | 30 | 20 | 574.2837 | 588.4705 | 606.3817 | 621.9666 | 0 | 0 | 0 | 0 | 217.3314 | 330.1777 | 0 | 0 | 0 | 0 | 0 | 0 | 274.5607 | 151.1131 | 324.7245 | 324.7245 | 0 | 0 | 0 | 0 | 0 | 22.6577 | 148.7068 | 314.2364 | 0 | 0 | 0 | 0 | 82.3916 | 84.522 | 132.9504 | -16.9944 | 0.42087 | 0.43174 | 0.42154 | 0.40469 | 34.6766 | 36.4918 | 56.0434 | -6.8774
4 | 30 | 21 | 543.4629 | 557.2475 | 574.491 | 589.3765 | 0 | 0 | 0 | 0 | 222.1689 | 341.1131 | 0 | 0 | 0 | 0 | 0 | 0 | 287.0824 | 168.4355 | 372.0721 | 372.0721 | 0 | 0 | 0 | 0 | 0 | 31.9569 | 33.5758 | 120.0615 | 0 | 0 | 0 | 0 | 34.2115 | 15.7421 | 168.8432 | 97.2429 | 0.41808 | 0.42369 | 0.41303 | 0.4036 | 14.3032 | 6.6697 | 69.738 | 39.2477
4 | 30 | 22 | 490.2507 | 503.196 | 519.2841 | 533.148 | 0 | 0 | 0 | 0 | 224.7409 | 339.6164 | 0 | 0 | 0 | 0 | 0 | 0 | 267.9137 | 162.923 | 401.1041 | 401.1041 | 0 | 0 | 0 | 0 | 0 | 16.6541 | 71.2168 | 149.1286 | 0 | 0 | 0 | 0 | -2.4039 | -15.9975 | 46.9632 | -17.0846 | 0.41431 | 0.4215 | 0.41126 | 0.40084 | -0.99597 | -6.7429 | 19.314 | -6.8482
4 | 30 | 23 | 442.4843 | 454.4223 | 469.1901 | 481.8821 | 0 | 0 | 0 | 0 | 219.8898 | 360.1708 | 0 | 0 | 0 | 0 | 0 | 0 | 237.9273 | 141.2716 | 396.7528 | 396.7528 | 0 | 0 | 0 | 0 | 0 | 20.3703 | 241.0122 | 111.5794 | 0 | 0 | 0 | 0 | -15.3329 | -67.3904 | -168.575 | -26.4501 | 0.41263 | 0.42045 | 0.41146 | 0.39726 | -6.3269 | -28.3345 | -69.3611 | -10.5076
4 | 30 | 24 | 405.0158 | 414.2937 | 425.9279 | 435.7989 | 0 | 0 | 0 | 0 | 212.0126 | 339.1402 | 0 | 0 | 0 | 0 | 0 | 0 | 212.1762 | 123.3905 | 391.0775 | 391.0775 | 0 | 0 | 0 | 0 | 0 | 8.664 | 91.366 | 96.8974 | 0 | 0 | 0 | 0 | -19.173 | -56.9009 | -56.5156 | -52.1759 | 0.41183 | 0.4219 | 0.41161 | 0.39624 | -7.896 | -24.0063 | -23.2622 | -20.6742
5 | 1 | 1 | 384.5965 | 390.7646 | 398.8203 | 405.4487 | 0 | 0 | 0 | 0 | 167.5466 | 363.4488 | 0 | 0 | 0 | 0 | 0 | 0 | 180.9856 | 105.678 | 385.4651 | 385.4651 | 0 | 0 | 0 | 0 | 0 | 18.0917 | 149.9371 | 102.5612 | 0 | 0 | 0 | 0 | 36.0643 | -96.454 | -136.582 | -82.5777 | 0.39346 | 0.40712 | 0.39915 | 0.37525 | 14.1899 | -39.2684 | -54.5163 | -30.9874
5 | 1 | 2 | 373.1253 | 377.2426 | 382.9972 | 387.6009 | 0 | 0 | 0 | 0 | 169.5884 | 363.6366 | 0 | 0 | 0 | 0 | 0 | 0 | 158.5796 | 97.695 | 372.7423 | 372.7423 | 0 | 0 | 0 | 0 | 0 | 19.374 | 95.8875 | 3.6758 | 0 | 0 | 0 | 0 | 44.9573 | -103.4629 | -85.6326 | 11.1827 | 0.39324 | 0.40518 | 0.39871 | 0.37205 | 17.679 | -41.9215 | -34.1422 | 4.1605
5 | 1 | 3 | 367.7004 | 370.0554 | 373.8614 | 376.762 | 0 | 0 | 0 | 0 | 164.1621 | 322.2327 | 0 | 0 | 0 | 0 | 0 | 0 | 144.4212 | 82.8832 | 342.6958 | 342.6958 | 0 | 0 | 0 | 0 | 0 | 44.3315 | 127.8857 | 33.7226 | 0 | 0 | 0 | 0 | 59.1171 | -79.3919 | -96.7201 | 0.34359 | 0.40479 | 0.40648 | 0.39859 | 0.37175 | 23.9301 | -32.2712 | -38.552 | 0.12773
5 | 1 | 4 | 373.9032 | 374.6035 | 376.5988 | 377.8801 | 0 | 0 | 0 | 0 | 169.9389 | 331.1149 | 0 | 0 | 0 | 0 | 0 | 0 | 161.4252 | 72.6551 | 304.73 | 304.73 | 0 | 0 | 0 | 0 | 0 | 40.6733 | 124.9672 | 25.7226 | 0 | 0 | 0 | 0 | 42.5392 | -69.8398 | -53.0984 | 47.4275 | 0.39239 | 0.40724 | 0.39885 | 0.37249 | 16.6921 | -28.4415 | -21.1781 | 17.6663
5 | 1 | 5 | 399.7129 | 399.637 | 400.8671 | 401.4463 | 0 | 0 | 0 | 0 | 181.5786 | 344.1276 | 0 | 0 | 0 | 0 | 0 | 0 | 174.3581 | 80.6452 | 302.9674 | 302.9674 | 0 | 0 | 0 | 0 | 0 | 50.9046 | 219.7034 | -51.3845 | 0 | 0 | 0 | 0 | 43.7761 | -76.0404 | -121.8037 | 149.8633 | 0.39799 | 0.40903 | 0.40099 | 0.37782 | 17.4226 | -31.1026 | -48.8422 | 56.6221
5 | 1 | 6 | 440.5064 | 439.3294 | 439.5398 | 439.2358 | 0 | 0 | 0 | 0 | 206.0155 | 314.3531 | 0 | 0 | 0 | 0 | 0 | 0 | 179.4509 | 104.6422 | 359.2781 | 359.3815 | 0 | 0 | 0 | 0 | 0 | -8.7164 | -0.60152 | -49.818 | 0 | 0 | 0 | 0 | 55.04 | 29.0506 | 80.8632 | 129.6723 | 0.39817 | 0.40695 | 0.39923 | 0.37497 | 21.9152 | 11.8222 | 32.2831 | 48.6231
5 | 1 | 7 | 481.6915 | 480.3812 | 480.7981 | 480.8879 | 0 | 0 | 0 | 0 | 187.6483 | 253.1563 | 0 | 0 | 0 | 0 | 0 | 0 | 172.3147 | 202.2025 | 716.8715 | 718.5983 | 0 | 0 | 0 | 0 | 0 | -12.4029 | -12.6021 | -0.84143 | 0 | 0 | 0 | 0 | 121.7285 | 37.4253 | -223.4713 | -236.869 | 0.39621 | 0.33259 | 0.32125 | 0.38231 | 48.2298 | 12.4473 | -71.7892 | -90.5584
5 | 1 | 8 | 503.6253 | 502.3197 | 503.2178 | 504.1906 | 0 | 0 | 0 | 0 | 177.0519 | 248.1555 | 0 | 0 | 0 | 0 | 0 | 0 | 213.7745 | 325.4356 | 1002.015 | 1014.5745 | 0 | 0 | 0 | 0 | 0 | -15.1946 | -54.207 | -9.6456 | 0 | 0 | 0 | 0 | 112.7989 | -56.0769 | -444.5901 | -500.7383 | 0.38794 | 0.32023 | 0.31429 | 0.32105 | 43.7587 | -17.9578 | -139.7286 | -160.7622
5 | 1 | 9 | 517.9029 | 517.7928 | 520.4449 | 523.4199 | 0 | 0 | 0 | 0 | 174.073 | 235.1265 | 0 | 0 | 0 | 0 | 0 | 0 | 261.3471 | 420.4002 | 1175.2688 | 1198.1874 | 0 | 0 | 0 | 0 | 0 | -47.9535 | -90.9648 | -102.282 | 0 | 0 | 0 | 0 | 82.4827 | -89.7803 | -563.8591 | -572.4854 | 0.39364 | 0.24286 | 0.23968 | 0 | 32.4685 | -21.8042 | -135.143 | 0
5 | 1 | 10 | 532.252 | 532.5954 | 535.7614 | 539.1343 | 0 | 0 | 0 | 0 | 170.6432 | 226.2031 | 0 | 0 | 0 | 0 | 0 | 0 | 332.4959 | 510.9949 | 1265.565 | 1297.3528 | 0 | 0 | 0 | 0 | 0 | -57.3335 | -436.8263 | -314.5536 | 0 | 0 | 0 | 0 | 29.1129 | -147.269 | -292.9773 | -443.665 | 0.31441 | 0.24286 | 0.24286 | 0 | 9.1535 | -35.766 | -71.1528 | 0
5 | 1 | 11 | 540.1162 | 541.0165 | 544.5647 | 547.9567 | 0 | 0 | 0 | 0 | 183.1522 | 227.4007 | 0 | 0 | 0 | 0 | 0 | 0 | 372.9098 | 553.321 | 1285.8142 | 1321.7387 | 0 | 0 | 0 | 0 | 0 | -59.5276 | -348.255 | -339.1286 | 0 | 0 | 0 | 0 | -15.9459 | -180.1776 | -392.9945 | -434.6535 | 0.31687 | 0.24286 | 0.24286 | 0 | -5.0527 | -43.7582 | -95.4431 | 0
5 | 1 | 12 | 542.6902 | 543.9862 | 547.7848 | 551.1614 | 0 | 0 | 0 | 0 | 168.9277 | 219.8005 | 0 | 0 | 0 | 0 | 0 | 0 | 367.6306 | 556.1904 | 1302.1148 | 1340.4373 | 0 | 0 | 0 | 0 | 0 | -48.9277 | -348.3152 | -346.6391 | 0 | 0 | 0 | 0 | 6.132 | -183.077 | -406.0147 | -442.6369 | 0.30984 | 0.24286 | 0.24286 | 0 | 1.8999 | -44.4624 | -98.6052 | 0
5 | 1 | 13 | 552.1148 | 554.9447 | 560.4024 | 565.1602 | 0 | 0 | 0 | 0 | 163.0179 | 227.7766 | 0 | 0 | 0 | 0 | 0 | 0 | 375.6369 | 535.5734 | 1260.5243 | 1296.6724 | 0 | 0 | 0 | 0 | 0 | -42.2191 | -328.1206 | -315.6726 | 0 | 0 | 0 | 0 | 13.4599 | -166.1862 | -372.0013 | -415.8397 | 0.31489 | 0.24286 | 0.24286 | 0 | 4.2384 | -40.3602 | -90.3447 | 0
5 | 1 | 14 | 552.6635 | 556.5138 | 563.1289 | 568.9477 | 0 | 0 | 0 | 0 | 171.4691 | 230.1286 | 0 | 0 | 0 | 0 | 0 | 0 | 363.4445 | 527.0394 | 1267.3913 | 1301.7802 | 0 | 0 | 0 | 0 | 0 | -29.1262 | -147.4083 | -183.827 | 0 | 0 | 0 | 0 | 17.7498 | -171.5281 | -556.8541 | -549.0055 | 0.31699 | 0.24286 | 0.24286 | 0 | 5.6265 | -41.6576 | -135.2382 | 0
5 | 1 | 15 | 548.1824 | 552.7749 | 560.1681 | 566.6505 | 0 | 0 | 0 | 0 | 195.0386 | 230.7406 | 0 | 0 | 0 | 0 | 0 | 0 | 381.3133 | 520.084 | 1191.8081 | 1222.2866 | 0 | 0 | 0 | 0 | 0 | -12.4968 | -75.7491 | -75.3417 | 0 | 0 | 0 | 0 | -28.1695 | -185.5529 | -555.8909 | -580.2944 | 0.31618 | 0.24027 | 0.2402 | 0.19462 | -8.9066 | -44.5829 | -133.5231 | -112.9368
5 | 1 | 16 | 540.7612 | 547.3769 | 556.9867 | 565.4527 | 0 | 0 | 0 | 0 | 187.1092 | 236.6258 | 0 | 0 | 0 | 0 | 0 | 0 | 398.0949 | 503.5369 | 1085.9138 | 1111.5724 | 0 | 0 | 0 | 0 | 0 | -12.8837 | -16.3099 | -41.2843 | 0 | 0 | 0 | 0 | -44.443 | -179.9022 | -512.6172 | -504.8354 | 0.32103 | 0.24715 | 0.22975 | 0.24005 | -14.2673 | -44.4634 | -117.7733 | -121.185
5 | 1 | 17 | 535.8141 | 544.4612 | 556.2624 | 566.6363 | 0 | 0 | 0 | 0 | 186.8632 | 242.7607 | 0 | 0 | 0 | 0 | 0 | 0 | 365.6757 | 416.5524 | 883.9992 | 900.0053 | 0 | 0 | 0 | 0 | 0 | -2.4459 | -24.1118 | -30.9984 | 0 | 0 | 0 | 0 | -16.7248 | -112.4061 | -303.6249 | -302.3706 | 0.39785 | 0.24634 | 0.32048 | 0.23372 | -6.654 | -27.6904 | -97.3072 | -70.6713
5 | 1 | 18 | 530.2444 | 540.9976 | 555.0953 | 567.4987 | 0 | 0 | 0 | 0 | 205.7636 | 266.5316 | 0 | 0 | 0 | 0 | 0 | 0 | 274.2539 | 287.8182 | 675.6469 | 680.1479 | 0 | 0 | 0 | 0 | 0 | -8.5637 | -60.9105 | 17.0221 | 0 | 0 | 0 | 0 | 50.2269 | -4.7885 | -59.6412 | -129.6713 | 0.40002 | 0.33194 | 0.39565 | 0.38633 | 20.0918 | -1.5895 | -23.597 | -50.0957
5 | 1 | 19 | 542.5733 | 554.8525 | 570.6464 | 584.5022 | 0 | 0 | 0 | 0 | 231.0234 | 326.0019 | 0 | 0 | 0 | 0 | 0 | 0 | 214.6743 | 167.6299 | 385.1186 | 385.1445 | 0 | 0 | 0 | 0 | 0 | -10.263 | 23.7526 | 196.3663 | 0 | 0 | 0 | 0 | 96.8756 | 71.4838 | 161.7752 | 2.9915 | 0.40291 | 0.40667 | 0.40013 | 0.39254 | 39.0325 | 29.0706 | 64.7318 | 1.1743
5 | 1 | 20 | 564.3051 | 577.6677 | 594.6438 | 609.42 | 0 | 0 | 0 | 0 | 234.9214 | 350.5477 | 0 | 0 | 0 | 0 | 0 | 0 | 209.1001 | 143.8401 | 292.5968 | 292.5968 | 0 | 0 | 0 | 0 | 0 | 16.8514 | 21.8156 | 126.3525 | 0 | 0 | 0 | 0 | 120.2836 | 66.4285 | 280.2314 | 190.4707 | 0.40427 | 0.42028 | 0.41111 | 0.39531 | 48.6274 | 27.9187 | 115.207 | 75.2946
5 | 1 | 21 | 535.6614 | 548.5563 | 564.8104 | 578.8487 | 0 | 0 | 0 | 0 | 233.3297 | 358.2836 | 0 | 0 | 0 | 0 | 0 | 0 | 202.0592 | 136.2955 | 271.5152 | 271.5152 | 0 | 0 | 0 | 0 | 0 | 12.2302 | 152.6472 | 250.2495 | 0 | 0 | 0 | 0 | 100.2725 | 41.747 | 140.6479 | 57.084 | 0.40188 | 0.40772 | 0.40034 | 0.39234 | 40.2976 | 17.0209 | 56.3068 | 22.3961
5 | 1 | 22 | 483.6264 | 495.9209 | 511.2902 | 524.5492 | 0 | 0 | 0 | 0 | 227.7708 | 354.3898 | 0 | 0 | 0 | 0 | 0 | 0 | 194.4294 | 134.8865 | 247.0683 | 247.0683 | 0 | 0 | 0 | 0 | 0 | 7.1076 | 94.2718 | 83.2726 | 0 | 0 | 0 | 0 | 61.4263 | -0.46295 | 169.9502 | 194.2083 | 0.39659 | 0.40366 | 0.39544 | 0.38685 | 24.361 | -0.18687 | 67.2045 | 75.1292
5 | 1 | 23 | 436.6253 | 447.7851 | 461.6916 | 473.6459 | 0 | 0 | 0 | 0 | 191.3134 | 348.2092 | 0 | 0 | 0 | 0 | 0 | 0 | 224.5478 | 149.9097 | 227.7567 | 227.7567 | 0 | 0 | 0 | 0 | 0 | 21.5053 | 88.229 | 285.3362 | 0 | 0 | 0 | 0 | 20.7641 | -71.839 | 145.7059 | -39.4469 | 0.39616 | 0.40557 | 0.39781 | 0.38169 | 8.2258 | -29.1356 | 57.9626 | -15.0566
5 | 1 | 24 | 406.7675 | 415.4846 | 426.5237 | 435.8852 | 0 | 0 | 0 | 0 | 183.7126 | 343.8879 | 0 | 0 | 0 | 0 | 0 | 0 | 188.9602 | 125.154 | 191.3941 | 191.3941 | 0 | 0 | 0 | 0 | 0 | 32.5061 | 201.1252 | 62.95 | 0 | 0 | 0 | 0 | 34.0947 | -86.0634 | 34.0044 | 181.5411 | 0.39155 | 0.40913 | 0.40018 | 0.37917 | 13.3497 | -35.2114 | 13.608 | 68.8355
5 | 2 | 1 | 389.2375 | 395.5575 | 403.7974 | 410.5852 | 0 | 0 | 0 | 0 | 167.5466 | 363.4488 | 0 | 0 | 0 | 0 | 0 | 0 | 202.943 | 133.2054 | 201.9139 | 201.9139 | 0 | 0 | 0 | 0 | 0 | 18.0917 | 149.9371 | 102.5612 | 0 | 0 | 0 | 0 | 18.7479 | -119.1884 | 51.9463 | 106.11 | 0.39346 | 0.40712 | 0.39915 | 0.37525 | 7.3765 | -48.5241 | 20.7342 | 39.818
5 | 2 | 2 | 377.1137 | 381.3615 | 387.2744 | 392.0151 | 0 | 0 | 0 | 0 | 169.5884 | 363.6366 | 0 | 0 | 0 | 0 | 0 | 0 | 223.8603 | 139.1412 | 210.978 | 210.978 | 0 | 0 | 0 | 0 | 0 | 19.374 | 95.8875 | 3.6758 | 0 | 0 | 0 | 0 | -16.335 | -140.7902 | 80.4089 | 177.3612 | 0.39324 | 0.40518 | 0.39871 | 0.37205 | -6.4236 | -57.0459 | 32.0595 | 65.9865
5 | 2 | 3 | 370.9999 | 373.4629 | 377.3999 | 380.4137 | 0 | 0 | 0 | 0 | 164.1621 | 322.2327 | 0 | 0 | 0 | 0 | 0 | 0 | 189.3818 | 131.3294 | 206.4024 | 206.4024 | 0 | 0 | 0 | 0 | 0 | 44.3315 | 127.8857 | 33.7226 | 0 | 0 | 0 | 0 | 17.456 | -124.4307 | 43.1117 | 140.2887 | 0.40479 | 0.40648 | 0.39859 | 0.37175 | 7.066 | -50.5785 | 17.184 | 52.1522
5 | 2 | 4 | 378.3629 | 379.2092 | 381.3815 | 382.816 | 0 | 0 | 0 | 0 | 169.9389 | 331.1149 | 0 | 0 | 0 | 0 | 0 | 0 | 182.0268 | 118.01 | 167.3458 | 167.3458 | 0 | 0 | 0 | 0 | 0 | 40.6733 | 124.9672 | 25.7226 | 0 | 0 | 0 | 0 | 26.3972 | -110.589 | 89.0685 | 189.7476 | 0.39239 | 0.40724 | 0.39885 | 0.37249 | 10.3581 | -45.0362 | 35.5246 | 70.6791
5 | 2 | 5 | 406.2393 | 406.377 | 407.8662 | 408.6694 | 0 | 0 | 0 | 0 | 181.5786 | 344.1276 | 0 | 0 | 0 | 0 | 0 | 0 | 200.7784 | 119.5373 | 152.2844 | 152.2844 | 0 | 0 | 0 | 0 | 0 | 50.9046 | 219.7034 | -51.3845 | 0 | 0 | 0 | 0 | 23.8823 | -108.1925 | 35.8783 | 307.7695 | 0.39799 | 0.40903 | 0.40099 | 0.37782 | 9.505 | -44.2537 | 14.3869 | 116.283
5 | 2 | 6 | 444.0415 | 442.9803 | 443.331 | 443.1484 | 0 | 0 | 0 | 0 | 206.0155 | 314.3531 | 0 | 0 | 0 | 0 | 0 | 0 | 217.0243 | 172.4875 | 235.9723 | 236.0906 | 0 | 0 | 0 | 0 | 0 | -8.7164 | -0.60152 | -49.818 | 0 | 0 | 0 | 0 | 21.0018 | -35.1438 | 207.9602 | 256.8758 | 0.39817 | 0.40695 | 0.39923 | 0.37497 | 8.3622 | -14.3018 | 83.0242 | 96.3204
5 | 2 | 7 | 483.3413 | 482.085 | 482.5673 | 482.7137 | 0 | 0 | 0 | 0 | 187.6483 | 253.1563 | 0 | 0 | 0 | 0 | 0 | 0 | 222.5221 | 225.2731 | 422.951 | 425.2586 | 0 | 0 | 0 | 0 | 0 | -12.4029 | -12.6021 | -0.84143 | 0 | 0 | 0 | 0 | 73.1709 | 16.0585 | 72.2184 | 58.2966 | 0.39621 | 0.33259 | 0.32125 | 0.38231 | 28.9909 | 5.3409 | 23.1999 | 22.2876
5 | 2 | 8 | 506.5622 | 505.3527 | 506.3674 | 507.441 | 0 | 0 | 0 | 0 | 177.0519 | 248.1555 | 0 | 0 | 0 | 0 | 0 | 0 | 308.2872 | 358.1459 | 648.6707 | 664.1896 | 0 | 0 | 0 | 0 | 0 | -15.1946 | -54.207 | -9.6456 | 0 | 0 | 0 | 0 | 21.2231 | -85.7542 | -88.0962 | -147.103 | 0.38794 | 0.32023 | 0.31429 | 0.32105 | 8.2332 | -27.4615 | -27.6874 | -47.2275
5 | 2 | 9 | 525.9883 | 526.143 | 529.1159 | 532.3687 | 0 | 0 | 0 | 0 | 174.073 | 235.1265 | 0 | 0 | 0 | 0 | 0 | 0 | 434.805 | 512.8545 | 859.1286 | 888.1122 | 0 | 0 | 0 | 0 | 0 | -47.9535 | -90.9648 | -102.282 | 0 | 0 | 0 | 0 | -82.8896 | -173.8845 | -239.0479 | -253.4615 | 0.39364 | 0.24286 | 0.23968 | 0 | -32.6287 | -42.2298 | -57.2938 | 0
5 | 2 | 10 | 540.12 | 540.7209 | 544.1992 | 547.8422 | 0 | 0 | 0 | 0 | 170.6432 | 226.2031 | 0 | 0 | 0 | 0 | 0 | 0 | 503.5176 | 592.8006 | 995.1046 | 1032.6265 | 0 | 0 | 0 | 0 | 0 | -57.3335 | -436.8263 | -314.5536 | 0 | 0 | 0 | 0 | -134.0408 | -220.9493 | -14.0791 | -170.2307 | 0.31441 | 0.24286 | 0.24286 | 0 | -42.1442 | -53.6601 | -3.4193 | 0
5 | 2 | 11 | 542.3279 | 543.3006 | 546.9366 | 550.4045 | 0 | 0 | 0 | 0 | 183.1522 | 227.4007 | 0 | 0 | 0 | 0 | 0 | 0 | 542.068 | 644.2159 | 1067.767 | 1110.5658 | 0 | 0 | 0 | 0 | 0 | -59.5276 | -348.255 | -339.1286 | 0 | 0 | 0 | 0 | -182.8923 | -268.7884 | -172.5754 | -221.0327 | 0.31687 | 0.24286 | 0.24286 | 0 | -57.9527 | -65.2784 | -41.9118 | 0
5 | 2 | 12 | 538.1217 | 539.2681 | 542.8855 | 546.1052 | 0 | 0 | 0 | 0 | 168.9277 | 219.8005 | 0 | 0 | 0 | 0 | 0 | 0 | 557.7819 | 708.8215 | 1149.9342 | 1195.2956 | 0 | 0 | 0 | 0 | 0 | -48.9277 | -348.3152 | -346.6391 | 0 | 0 | 0 | 0 | -188.5879 | -340.4261 | -258.7336 | -302.5514 | 0.30984 | 0.24286 | 0.24286 | 0 | -58.4316 | -82.6764 | -62.8363 | 0
5 | 2 | 13 | 534.7835 | 537.0462 | 541.816 | 545.9786 | 0 | 0 | 0 | 0 | 163.0179 | 227.7766 | 0 | 0 | 0 | 0 | 0 | 0 | 554.3732 | 680.4002 | 1079.9508 | 1123.5184 | 0 | 0 | 0 | 0 | 0 | -42.2191 | -328.1206 | -315.6726 | 0 | 0 | 0 | 0 | -182.6075 | -328.9115 | -210.0142 | -261.8672 | 0.31489 | 0.24286 | 0.24286 | 0 | -57.5014 | -79.8799 | -51.0043 | 0
5 | 2 | 14 | 532.5223 | 535.7132 | 541.529 | 546.6562 | 0 | 0 | 0 | 0 | 171.4691 | 230.1286 | 0 | 0 | 0 | 0 | 0 | 0 | 557.0613 | 628.5749 | 997.0637 | 1037.4714 | 0 | 0 | 0 | 0 | 0 | -29.1262 | -147.4083 | -183.827 | 0 | 0 | 0 | 0 | -196.0081 | -293.8641 | -308.1264 | -306.9881 | 0.31699 | 0.24286 | 0.24286 | 0 | -62.1322 | -71.3683 | -74.8319 | 0
5 | 2 | 15 | 533.8062 | 537.9281 | 544.7507 | 550.7394 | 0 | 0 | 0 | 0 | 195.0386 | 230.7406 | 0 | 0 | 0 | 0 | 0 | 0 | 555.1885 | 589.415 | 937.3144 | 972.0473 | 0 | 0 | 0 | 0 | 0 | -12.4968 | -75.7491 | -75.3417 | 0 | 0 | 0 | 0 | -216.421 | -269.7308 | -316.8146 | -345.9662 | 0.31618 | 0.24027 | 0.2402 | 0.19462 | -68.4278 | -64.8084 | -76.0978 | -67.3319
5 | 2 | 16 | 530.6634 | 536.9486 | 546.1575 | 554.2769 | 0 | 0 | 0 | 0 | 187.1092 | 236.6258 | 0 | 0 | 0 | 0 | 0 | 0 | 549.09 | 580.1726 | 1006.4677 | 1034.549 | 0 | 0 | 0 | 0 | 0 | -12.8837 | -16.3099 | -41.2843 | 0 | 0 | 0 | 0 | -205.5359 | -266.9662 | -444.0003 | -438.9878 | 0.32103 | 0.24715 | 0.22975 | 0.24005 | -65.9822 | -65.9816 | -102.0087 | -105.3784
5 | 2 | 17 | 523.1963 | 531.4304 | 542.7309 | 552.6715 | 0 | 0 | 0 | 0 | 186.8632 | 242.7607 | 0 | 0 | 0 | 0 | 0 | 0 | 510.5131 | 462.8385 | 822.2541 | 840.217 | 0 | 0 | 0 | 0 | 0 | -2.4459 | -24.1118 | -30.9984 | 0 | 0 | 0 | 0 | -174.1799 | -171.7229 | -255.4114 | -256.5471 | 0.39785 | 0.24634 | 0.32048 | 0.23372 | -69.2978 | -42.3027 | -81.8555 | -59.9612
5 | 2 | 18 | 515.4875 | 525.7576 | 539.2696 | 551.1663 | 0 | 0 | 0 | 0 | 205.7636 | 266.5316 | 0 | 0 | 0 | 0 | 0 | 0 | 424.758 | 328.4806 | 595.2331 | 599.9385 | 0 | 0 | 0 | 0 | 0 | -8.5637 | -60.9105 | 17.0221 | 0 | 0 | 0 | 0 | -115.0341 | -60.6909 | 4.9469 | -65.7943 | 0.40002 | 0.33194 | 0.39565 | 0.38633 | -46.0161 | -20.1459 | 1.9572 | -25.4182
5 | 2 | 19 | 529.0491 | 540.8857 | 556.1427 | 569.5342 | 0 | 0 | 0 | 0 | 231.0234 | 326.0019 | 0 | 0 | 0 | 0 | 0 | 0 | 361.4478 | 196.1574 | 370.3283 | 370.3539 | 0 | 0 | 0 | 0 | 0 | -10.263 | 23.7526 | 196.3663 | 0 | 0 | 0 | 0 | -63.4221 | 28.9894 | 162.0619 | 2.814 | 0.40291 | 0.40667 | 0.40013 | 0.39254 | -25.5536 | 11.7893 | 64.8465 | 1.1046
5 | 2 | 20 | 554.443 | 567.4828 | 584.0675 | 598.505 | 0 | 0 | 0 | 0 | 234.9214 | 350.5477 | 0 | 0 | 0 | 0 | 0 | 0 | 324.068 | 152.5874 | 296.029 | 296.029 | 0 | 0 | 0 | 0 | 0 | 16.8514 | 21.8156 | 126.3525 | 0 | 0 | 0 | 0 | -4.5465 | 47.4963 | 266.2228 | 176.1235 | 0.40427 | 0.42028 | 0.41111 | 0.39531 | -1.838 | 19.9618 | 109.4479 | 69.623
5 | 2 | 21 | 528.6818 | 541.3482 | 557.3252 | 571.1239 | 0 | 0 | 0 | 0 | 233.3297 | 358.2836 | 0 | 0 | 0 | 0 | 0 | 0 | 304.626 | 138.647 | 255.5825 | 255.5825 | 0 | 0 | 0 | 0 | 0 | 12.2302 | 152.6472 | 250.2495 | 0 | 0 | 0 | 0 | -9.2739 | 32.1874 | 149.0956 | 65.292 | 0.40188 | 0.40772 | 0.40034 | 0.39234 | -3.727 | 13.1233 | 59.6887 | 25.6164
5 | 2 | 22 | 481.8679 | 494.1049 | 509.4043 | 522.6029 | 0 | 0 | 0 | 0 | 227.7708 | 354.3898 | 0 | 0 | 0 | 0 | 0 | 0 | 288.3997 | 131.2199 | 217.6118 | 217.6118 | 0 | 0 | 0 | 0 | 0 | 7.1076 | 94.2718 | 83.2726 | 0 | 0 | 0 | 0 | -34.3026 | 1.3876 | 197.5208 | 221.7185 | 0.39659 | 0.40366 | 0.39544 | 0.38685 | -13.6041 | 0.5601 | 78.107 | 85.7715
5 | 2 | 23 | 437.2961 | 448.4779 | 462.411 | 474.3883 | 0 | 0 | 0 | 0 | 191.3134 | 348.2092 | 0 | 0 | 0 | 0 | 0 | 0 | 285.2693 | 112.2105 | 204.8101 | 204.8101 | 0 | 0 | 0 | 0 | 0 | 21.5053 | 88.229 | 285.3362 | 0 | 0 | 0 | 0 | -39.2867 | -33.4471 | 169.3719 | -15.7579 | 0.39616 | 0.40557 | 0.39781 | 0.38169 | -15.5637 | -13.5651 | 67.377 | -6.0147
5 | 2 | 24 | 404.3201 | 412.9571 | 423.8991 | 433.1765 | 0 | 0 | 0 | 0 | 183.7126 | 343.8879 | 0 | 0 | 0 | 0 | 0 | 0 | 302.888 | 124.1144 | 223.4907 | 223.4907 | 0 | 0 | 0 | 0 | 0 | 32.5061 | 201.1252 | 62.95 | 0 | 0 | 0 | 0 | -82.2805 | -87.5513 | -0.71683 | 146.7358 | 0.39155 | 0.40913 | 0.40018 | 0.37917 | -32.2168 | -35.8201 | -0.28686 | 55.6382
5 | 3 | 1 | 383.0012 | 389.117 | 397.1094 | 403.683 | 0 | 0 | 0 | 0 | 167.5466 | 363.4488 | 0 | 0 | 0 | 0 | 0 | 0 | 281.3793 | 120.9706 | 270.7677 | 270.7677 | 0 | 0 | 0 | 0 | 0 | 18.0917 | 149.9371 | 102.5612 | 0 | 0 | 0 | 0 | -65.9248 | -113.3942 | -23.5955 | 30.3541 | 0.39346 | 0.40712 | 0.39915 | 0.37525 | -25.9388 | -46.1652 | -9.4181 | 11.3904
5 | 3 | 2 | 372.5089 | 376.606 | 382.3362 | 386.9187 | 0 | 0 | 0 | 0 | 169.5884 | 363.6366 | 0 | 0 | 0 | 0 | 0 | 0 | 289.6113 | 139.3893 | 320.0144 | 320.0144 | 0 | 0 | 0 | 0 | 0 | 19.374 | 95.8875 | 3.6758 | 0 | 0 | 0 | 0 | -86.6907 | -145.7938 | -33.5658 | 63.2284 | 0.39324 | 0.40518 | 0.39871 | 0.37205 | -34.0903 | -59.0733 | -13.3829 | 23.5239
5 | 3 | 3 | 367.9542 | 370.3175 | 374.1336 | 377.0429 | 0 | 0 | 0 | 0 | 164.1621 | 322.2327 | 0 | 0 | 0 | 0 | 0 | 0 | 292.9852 | 159.301 | 341.4329 | 341.4329 | 0 | 0 | 0 | 0 | 0 | 44.3315 | 127.8857 | 33.7226 | 0 | 0 | 0 | 0 | -89.1931 | -155.5476 | -95.185 | 1.8874 | 0.40479 | 0.40648 | 0.39859 | 0.37175 | -36.1047 | -63.2269 | -37.9401 | 0.70165
5 | 3 | 4 | 375.136 | 375.8766 | 377.9209 | 379.2445 | 0 | 0 | 0 | 0 | 169.9389 | 331.1149 | 0 | 0 | 0 | 0 | 0 | 0 | 298.27 | 178.4052 | 345.1414 | 345.1414 | 0 | 0 | 0 | 0 | 0 | 40.6733 | 124.9672 | 25.7226 | 0 | 0 | 0 | 0 | -93.0729 | -174.3168 | -92.1878 | 8.3805 | 0.39239 | 0.40724 | 0.39885 | 0.37249 | -36.5211 | -70.9886 | -36.7687 | 3.1216
5 | 3 | 5 | 400.4199 | 400.3671 | 401.6253 | 402.2288 | 0 | 0 | 0 | 0 | 181.5786 | 344.1276 | 0 | 0 | 0 | 0 | 0 | 0 | 250.6214 | 159.5923 | 335.0079 | 335.0079 | 0 | 0 | 0 | 0 | 0 | 50.9046 | 219.7034 | -51.3845 | 0 | 0 | 0 | 0 | -31.7801 | -154.2574 | -153.086 | 118.6053 | 0.39799 | 0.40903 | 0.40099 | 0.37782 | -12.6483 | -63.0955 | -61.3861 | 44.8121
5 | 3 | 6 | 439.9807 | 438.7865 | 438.976 | 438.654 | 0 | 0 | 0 | 0 | 206.0155 | 314.3531 | 0 | 0 | 0 | 0 | 0 | 0 | 252.0781 | 187.4004 | 356.6945 | 356.8448 | 0 | 0 | 0 | 0 | 0 | -8.7164 | -0.60152 | -49.818 | 0 | 0 | 0 | 0 | -18.113 | -54.2505 | 82.883 | 131.6272 | 0.39817 | 0.40695 | 0.39923 | 0.37497 | -7.212 | -22.0773 | 33.0895 | 49.3561
5 | 3 | 7 | 475.3464 | 473.8284 | 473.9934 | 473.8653 | 0 | 0 | 0 | 0 | 187.6483 | 253.1563 | 0 | 0 | 0 | 0 | 0 | 0 | 301.5105 | 317.1679 | 684.2723 | 686.837 | 0 | 0 | 0 | 0 | 0 | -12.4029 | -12.6021 | -0.84143 | 0 | 0 | 0 | 0 | -13.8124 | -84.0929 | -197.6767 | -212.1302 | 0.39621 | 0.33259 | 0.32125 | 0.38231 | -5.4726 | -27.9685 | -63.5028 | -81.1004
5 | 3 | 8 | 499.0568 | 497.6016 | 498.3185 | 499.1344 | 0 | 0 | 0 | 0 | 177.0519 | 248.1555 | 0 | 0 | 0 | 0 | 0 | 0 | 355.3048 | 457.7812 | 949.087 | 966.0632 | 0 | 0 | 0 | 0 | 0 | -15.1946 | -54.207 | -9.6456 | 0 | 0 | 0 | 0 | -33.2999 | -193.1405 | -396.5615 | -457.2833 | 0.38794 | 0.32023 | 0.31429 | 0.32105 | -12.9182 | -61.8503 | -124.6338 | -146.811
5 | 3 | 9 | 515.9631 | 515.7895 | 518.3646 | 521.2731 | 0 | 0 | 0 | 0 | 174.073 | 235.1265 | 0 | 0 | 0 | 0 | 0 | 0 | 402.2016 | 567.2327 | 1123.9748 | 1155.3078 | 0 | 0 | 0 | 0 | 0 | -47.9535 | -90.9648 | -102.282 | 0 | 0 | 0 | 0 | -60.3115 | -238.6161 | -514.6454 | -531.7528 | 0.39364 | 0.24286 | 0.23968 | 0 | -23.7411 | -57.9507 | -123.3477 | 0
5 | 3 | 10 | 528.7713 | 529.0007 | 532.0286 | 535.2819 | 0 | 0 | 0 | 0 | 170.6432 | 226.2031 | 0 | 0 | 0 | 0 | 0 | 0 | 435.4312 | 618.0744 | 1178.4789 | 1219.5841 | 0 | 0 | 0 | 0 | 0 | -57.3335 | -436.8263 | -314.5536 | 0 | 0 | 0 | 0 | -77.3031 | -257.9432 | -209.6241 | -369.7486 | 0.31441 | 0.24286 | 0.24286 | 0 | -24.3051 | -62.6445 | -50.9095 | 0
5 | 3 | 11 | 532.1757 | 532.8161 | 536.0491 | 539.1685 | 0 | 0 | 0 | 0 | 183.1522 | 227.4007 | 0 | 0 | 0 | 0 | 0 | 0 | 434.6819 | 611.2388 | 1154.3286 | 1199.8952 | 0 | 0 | 0 | 0 | 0 | -59.5276 | -348.255 | -339.1286 | 0 | 0 | 0 | 0 | -85.6584 | -246.2958 | -270.0245 | -321.5981 | 0.31687 | 0.24286 | 0.24286 | 0 | -27.1424 | -59.8158 | -65.5784 | 0
5 | 3 | 12 | 530.5982 | 531.4984 | 534.8171 | 537.7785 | 0 | 0 | 0 | 0 | 168.9277 | 219.8005 | 0 | 0 | 0 | 0 | 0 | 0 | 424.5383 | 613.3576 | 1164.2173 | 1211.0431 | 0 | 0 | 0 | 0 | 0 | -48.9277 | -348.3152 | -346.6391 | 0 | 0 | 0 | 0 | -62.8678 | -252.7321 | -281.085 | -326.6255 | 0.30984 | 0.24286 | 0.24286 | 0 | -19.4788 | -61.3789 | -68.2646 | 0
5 | 3 | 13 | 531.5385 | 533.6949 | 538.3359 | 542.3871 | 0 | 0 | 0 | 0 | 163.0179 | 227.7766 | 0 | 0 | 0 | 0 | 0 | 0 | 415.1508 | 577.8252 | 1074.379 | 1119.0877 | 0 | 0 | 0 | 0 | 0 | -42.2191 | -328.1206 | -315.6726 | 0 | 0 | 0 | 0 | -46.6302 | -229.6878 | -207.9225 | -261.028 | 0.31489 | 0.24286 | 0.24286 | 0 | -14.6834 | -55.7823 | -50.4963 | 0
5 | 3 | 14 | 530.2199 | 533.3355 | 539.0598 | 544.108 | 0 | 0 | 0 | 0 | 171.4691 | 230.1286 | 0 | 0 | 0 | 0 | 0 | 0 | 453.4563 | 613.0468 | 1172.0813 | 1215.6458 | 0 | 0 | 0 | 0 | 0 | -29.1262 | -147.4083 | -183.827 | 0 | 0 | 0 | 0 | -94.7055 | -280.7137 | -485.6132 | -487.7108 | 0.31699 | 0.24286 | 0.24286 | 0 | -30.0205 | -68.1745 | -117.9366 | 0
5 | 3 | 15 | 525.2131 | 529.0537 | 535.5352 | 541.2289 | 0 | 0 | 0 | 0 | 195.0386 | 230.7406 | 0 | 0 | 0 | 0 | 0 | 0 | 455.3955 | 580.9813 | 1148.3384 | 1184.4941 | 0 | 0 | 0 | 0 | 0 | -12.4968 | -75.7491 | -75.3417 | 0 | 0 | 0 | 0 | -125.2211 | -270.1714 | -537.0541 | -567.9235 | 0.31618 | 0.24027 | 0.2402 | 0.19462 | -39.5923 | -64.9142 | -128.9986 | -110.5292
5 | 3 | 16 | 518.5352 | 524.4233 | 533.1509 | 540.8538 | 0 | 0 | 0 | 0 | 187.1092 | 236.6258 | 0 | 0 | 0 | 0 | 0 | 0 | 402.8217 | 512.3196 | 1075.4858 | 1103.334 | 0 | 0 | 0 | 0 | 0 | -12.8837 | -16.3099 | -41.2843 | 0 | 0 | 0 | 0 | -71.3957 | -211.6384 | -526.025 | -521.1959 | 0.32103 | 0.24715 | 0.22975 | 0.24005 | -22.9198 | -52.3071 | -120.8538 | -125.1123
5 | 3 | 17 | 511.4851 | 519.3358 | 530.1714 | 539.7099 | 0 | 0 | 0 | 0 | 186.8632 | 242.7607 | 0 | 0 | 0 | 0 | 0 | 0 | 367.114 | 437.9417 | 1018.4803 | 1035.1498 | 0 | 0 | 0 | 0 | 0 | -2.4459 | -24.1118 | -30.9984 | 0 | 0 | 0 | 0 | -42.4921 | -158.9207 | -464.197 | -464.4415 | 0.39785 | 0.24634 | 0.32048 | 0.23372 | -16.9056 | -39.149 | -148.7682 | -108.5511
5 | 3 | 18 | 508.381 | 518.4184 | 531.6483 | 543.301 | 0 | 0 | 0 | 0 | 205.7636 | 266.5316 | 0 | 0 | 0 | 0 | 0 | 0 | 310.9246 | 288.3836 | 752.9661 | 757.1255 | 0 | 0 | 0 | 0 | 0 | -8.5637 | -60.9105 | 17.0221 | 0 | 0 | 0 | 0 | -8.3073 | -27.9331 | -160.4073 | -230.8466 | 0.40002 | 0.33194 | 0.39565 | 0.38633 | -3.3231 | -9.2722 | -63.465 | -89.1827
5 | 3 | 19 | 524.7344 | 536.4298 | 551.5156 | 564.7589 | 0 | 0 | 0 | 0 | 231.0234 | 326.0019 | 0 | 0 | 0 | 0 | 0 | 0 | 241.4378 | 176.269 | 449.9079 | 449.9351 | 0 | 0 | 0 | 0 | 0 | -10.263 | 23.7526 | 196.3663 | 0 | 0 | 0 | 0 | 52.2732 | 44.4219 | 77.8551 | -81.5425 | 0.40291 | 0.40667 | 0.40013 | 0.39254 | 21.0616 | 18.0653 | 31.1525 | -32.0083
5 | 3 | 20 | 550.6541 | 563.5698 | 580.0041 | 594.3116 | 0 | 0 | 0 | 0 | 234.9214 | 350.5477 | 0 | 0 | 0 | 0 | 0 | 0 | 236.4023 | 158.1182 | 342.179 | 342.179 | 0 | 0 | 0 | 0 | 0 | 16.8514 | 21.8156 | 126.3525 | 0 | 0 | 0 | 0 | 79.3303 | 38.0525 | 216.0095 | 125.7801 | 0.40427 | 0.42028 | 0.41111 | 0.39531 | 32.0711 | 15.9928 | 88.8045 | 49.7219
5 | 3 | 21 | 526.8145 | 539.4198 | 555.3227 | 569.0573 | 0 | 0 | 0 | 0 | 233.3297 | 358.2836 | 0 | 0 | 0 | 0 | 0 | 0 | 232.3413 | 141.189 | 282.0384 | 282.0384 | 0 | 0 | 0 | 0 | 0 | 12.2302 | 152.6472 | 250.2495 | 0 | 0 | 0 | 0 | 61.1435 | 27.717 | 120.6371 | 36.7694 | 0.40188 | 0.40772 | 0.40034 | 0.39234 | 24.5724 | 11.3007 | 48.2957 | 14.4259
5 | 3 | 22 | 481.034 | 493.2436 | 508.51 | 521.68 | 0 | 0 | 0 | 0 | 227.7708 | 354.3898 | 0 | 0 | 0 | 0 | 0 | 0 | 259.4685 | 150.0268 | 251.8143 | 251.8143 | 0 | 0 | 0 | 0 | 0 | 7.1076 | 94.2718 | 83.2726 | 0 | 0 | 0 | 0 | -6.2053 | -18.2805 | 162.4239 | 186.593 | 0.39659 | 0.40366 | 0.39544 | 0.38685 | -2.4609 | -7.3791 | 64.2284 | 72.1832
5 | 3 | 23 | 435.1025 | 446.2124 | 460.0585 | 471.9605 | 0 | 0 | 0 | 0 | 191.3134 | 348.2092 | 0 | 0 | 0 | 0 | 0 | 0 | 306.4475 | 184.6964 | 252.7181 | 252.7181 | 0 | 0 | 0 | 0 | 0 | 21.5053 | 88.229 | 285.3362 | 0 | 0 | 0 | 0 | -62.6584 | -108.1984 | 119.1114 | -66.0938 | 0.39616 | 0.40557 | 0.39781 | 0.38169 | -24.8225 | -43.8818 | 47.3831 | -25.2274
5 | 3 | 24 | 403.9756 | 412.6014 | 423.5297 | 432.7953 | 0 | 0 | 0 | 0 | 183.7126 | 343.8879 | 0 | 0 | 0 | 0 | 0 | 0 | 315.3487 | 199.0272 | 253.6746 | 253.6746 | 0 | 0 | 0 | 0 | 0 | 32.5061 | 201.1252 | 62.95 | 0 | 0 | 0 | 0 | -95.0856 | -162.8198 | -31.2702 | 116.1706 | 0.39155 | 0.40913 | 0.40018 | 0.37917 | -37.2306 | -66.6149 | -12.5138 | 44.0487
5 | 4 | 1 | 389.0925 | 395.4077 | 403.6419 | 410.4247 | 0 | 0 | 0 | 0 | 167.5466 | 363.4488 | 0 | 0 | 0 | 0 | 0 | 0 | 297.7892 | 188.7053 | 247.8131 | 247.8131 | 0 | 0 | 0 | 0 | 0 | 18.0917 | 149.9371 | 102.5612 | 0 | 0 | 0 | 0 | -76.2433 | -174.8382 | 5.8916 | 60.0503 | 0.39346 | 0.40712 | 0.39915 | 0.37525 | -29.9987 | -71.1803 | 2.3516 | 22.534
5 | 4 | 2 | 372.799 | 376.9056 | 382.6473 | 387.2397 | 0 | 0 | 0 | 0 | 169.5884 | 363.6366 | 0 | 0 | 0 | 0 | 0 | 0 | 294.8879 | 185.4169 | 238.3504 | 238.3504 | 0 | 0 | 0 | 0 | 0 | 19.374 | 95.8875 | 3.6758 | 0 | 0 | 0 | 0 | -91.6773 | -191.5218 | 48.4093 | 145.2135 | 0.39324 | 0.40518 | 0.39871 | 0.37205 | -36.0512 | -77.6016 | 19.3011 | 54.0261
5 | 4 | 3 | 370.4741 | 372.92 | 376.8361 | 379.8319 | 0 | 0 | 0 | 0 | 164.1621 | 322.2327 | 0 | 0 | 0 | 0 | 0 | 0 | 291.2545 | 180.5653 | 235.3386 | 235.3386 | 0 | 0 | 0 | 0 | 0 | 44.3315 | 127.8857 | 33.7226 | 0 | 0 | 0 | 0 | -84.9425 | -174.2095 | 13.6117 | 110.7707 | 0.40479 | 0.40648 | 0.39859 | 0.37175 | -34.3841 | -70.8125 | 5.4255 | 41.1789
5 | 4 | 4 | 375.1541 | 375.8953 | 377.9403 | 379.2646 | 0 | 0 | 0 | 0 | 169.9389 | 331.1149 | 0 | 0 | 0 | 0 | 0 | 0 | 283.5238 | 167.2776 | 226.7906 | 226.7906 | 0 | 0 | 0 | 0 | 0 | 40.6733 | 124.9672 | 25.7226 | 0 | 0 | 0 | 0 | -78.3086 | -163.1705 | 26.1825 | 126.7513 | 0.39239 | 0.40724 | 0.39885 | 0.37249 | -30.7277 | -66.4494 | 10.4428 | 47.2137
5 | 4 | 5 | 401.7434 | 401.7339 | 403.0446 | 403.6935 | 0 | 0 | 0 | 0 | 181.5786 | 344.1276 | 0 | 0 | 0 | 0 | 0 | 0 | 260.9624 | 153.2387 | 226.5805 | 226.5805 | 0 | 0 | 0 | 0 | 0 | 50.9046 | 219.7034 | -51.3845 | 0 | 0 | 0 | 0 | -40.7977 | -146.537 | -43.2393 | 228.4974 | 0.39799 | 0.40903 | 0.40099 | 0.37782 | -16.2372 | -59.9377 | -17.3386 | 86.332
5 | 4 | 6 | 440.6877 | 439.5167 | 439.7342 | 439.4365 | 0 | 0 | 0 | 0 | 206.0155 | 314.3531 | 0 | 0 | 0 | 0 | 0 | 0 | 240.131 | 154.512 | 224.469 | 224.5777 | 0 | 0 | 0 | 0 | 0 | -8.7164 | -0.60152 | -49.818 | 0 | 0 | 0 | 0 | -5.4587 | -20.6319 | 215.8668 | 264.6767 | 0.39817 | 0.40695 | 0.39923 | 0.37497 | -2.1735 | -8.3962 | 86.1807 | 99.2455
5 | 4 | 7 | 481.3833 | 480.063 | 480.4676 | 480.5468 | 0 | 0 | 0 | 0 | 187.6483 | 253.1563 | 0 | 0 | 0 | 0 | 0 | 0 | 250.304 | 200.7837 | 261.3029 | 263.377 | 0 | 0 | 0 | 0 | 0 | -12.4029 | -12.6021 | -0.84143 | 0 | 0 | 0 | 0 | 43.431 | 38.5259 | 231.7668 | 218.0112 | 0.39621 | 0.33259 | 0.32125 | 0.38231 | 17.2077 | 12.8134 | 74.4541 | 83.3488
5 | 4 | 8 | 502.3744 | 501.0278 | 501.8763 | 502.8062 | 0 | 0 | 0 | 0 | 177.0519 | 248.1555 | 0 | 0 | 0 | 0 | 0 | 0 | 310.2297 | 328.7958 | 466.5937 | 479.3566 | 0 | 0 | 0 | 0 | 0 | -15.1946 | -54.207 | -9.6456 | 0 | 0 | 0 | 0 | 15.0928 | -60.7289 | 89.4896 | 33.0952 | 0.38794 | 0.32023 | 0.31429 | 0.32105 | 5.855 | -19.4475 | 28.1254 | 10.6252
5 | 4 | 9 | 516.7426 | 516.5946 | 519.2006 | 522.1358 | 0 | 0 | 0 | 0 | 174.073 | 235.1265 | 0 | 0 | 0 | 0 | 0 | 0 | 346.4392 | 405.7846 | 627.6727 | 649.679 | 0 | 0 | 0 | 0 | 0 | -47.9535 | -90.9648 | -102.282 | 0 | 0 | 0 | 0 | -3.7696 | -76.363 | -17.5073 | -25.2612 | 0.39364 | 0.24286 | 0.23968 | 0 | -1.4839 | -18.5456 | -4.1961 | 0
5 | 4 | 10 | 527.3572 | 527.5404 | 530.5121 | 533.7169 | 0 | 0 | 0 | 0 | 170.6432 | 226.2031 | 0 | 0 | 0 | 0 | 0 | 0 | 382.5891 | 496.6457 | 807.1239 | 837.9743 | 0 | 0 | 0 | 0 | 0 | -57.3335 | -436.8263 | -314.5536 | 0 | 0 | 0 | 0 | -25.8751 | -137.9749 | 160.2145 | 10.2961 | 0.31441 | 0.24286 | 0.24286 | 0 | -8.1355 | -33.5088 | 38.9099 | 0
5 | 4 | 11 | 530.7798 | 531.3745 | 534.5521 | 537.6235 | 0 | 0 | 0 | 0 | 183.1522 | 227.4007 | 0 | 0 | 0 | 0 | 0 | 0 | 401.6438 | 510.7771 | 822.2999 | 857.2879 | 0 | 0 | 0 | 0 | 0 | -59.5276 | -348.255 | -339.1286 | 0 | 0 | 0 | 0 | -54.0162 | -147.2757 | 60.5072 | 19.4642 | 0.31687 | 0.24286 | 0.24286 | 0 | -17.116 | -35.7676 | 14.6948 | 0
5 | 4 | 12 | 525.4496 | 526.1812 | 529.2956 | 532.0802 | 0 | 0 | 0 | 0 | 168.9277 | 219.8005 | 0 | 0 | 0 | 0 | 0 | 0 | 443.6082 | 548.6806 | 904.5419 | 943.3576 | 0 | 0 | 0 | 0 | 0 | -48.9277 | -348.3152 | -346.6391 | 0 | 0 | 0 | 0 | -87.0862 | -193.3721 | -26.9311 | -64.6384 | 0.30984 | 0.24286 | 0.24286 | 0 | -26.9826 | -46.9626 | -6.5405 | 0
5 | 4 | 13 | 525.9004 | 527.8722 | 532.2894 | 536.1471 | 0 | 0 | 0 | 0 | 163.0179 | 227.7766 | 0 | 0 | 0 | 0 | 0 | 0 | 447.9616 | 561.8483 | 970.622 | 1007.3525 | 0 | 0 | 0 | 0 | 0 | -42.2191 | -328.1206 | -315.6726 | 0 | 0 | 0 | 0 | -85.0791 | -219.5336 | -110.212 | -155.5329 | 0.31489 | 0.24286 | 0.24286 | 0 | -26.7906 | -53.3163 | -26.7662 | 0
5 | 4 | 14 | 520.5572 | 523.3565 | 528.6973 | 533.4137 | 0 | 0 | 0 | 0 | 171.4691 | 230.1286 | 0 | 0 | 0 | 0 | 0 | 0 | 472.6063 | 592.8862 | 1010.0406 | 1046.582 | 0 | 0 | 0 | 0 | 0 | -29.1262 | -147.4083 | -183.827 | 0 | 0 | 0 | 0 | -123.5182 | -270.5321 | -333.9351 | -329.3413 | 0.31699 | 0.24286 | 0.24286 | 0 | -39.1538 | -65.7018 | -81.0998 | 0
5 | 4 | 15 | 512.8492 | 516.2851 | 522.2759 | 527.545 | 0 | 0 | 0 | 0 | 195.0386 | 230.7406 | 0 | 0 | 0 | 0 | 0 | 0 | 442.9278 | 565.6878 | 949.0106 | 979.7514 | 0 | 0 | 0 | 0 | 0 | -12.4968 | -75.7491 | -75.3417 | 0 | 0 | 0 | 0 | -125.1172 | -267.6465 | -350.9856 | -376.8647 | 0.31618 | 0.24027 | 0.2402 | 0.19462 | -39.5595 | -64.3076 | -84.3056 | -73.3454
5 | 4 | 16 | 504.9385 | 510.3816 | 518.5695 | 525.8055 | 0 | 0 | 0 | 0 | 187.1092 | 236.6258 | 0 | 0 | 0 | 0 | 0 | 0 | 475.7062 | 561.4805 | 948.0274 | 972.2426 | 0 | 0 | 0 | 0 | 0 | -12.8837 | -16.3099 | -41.2843 | 0 | 0 | 0 | 0 | -157.877 | -274.841 | -413.1481 | -405.1528 | 0.32103 | 0.24715 | 0.22975 | 0.24005 | -50.6825 | -67.9279 | -94.9204 | -97.2563
5 | 4 | 17 | 495.8399 | 503.1784 | 513.3931 | 522.3943 | 0 | 0 | 0 | 0 | 186.8632 | 242.7607 | 0 | 0 | 0 | 0 | 0 | 0 | 356.3666 | 441.0882 | 834.76 | 849.869 | 0 | 0 | 0 | 0 | 0 | -2.4459 | -24.1118 | -30.9984 | 0 | 0 | 0 | 0 | -47.39 | -178.2246 | -297.2551 | -296.4763 | 0.39785 | 0.24634 | 0.32048 | 0.23372 | -18.8542 | -43.9043 | -95.2658 | -69.2936
5 | 4 | 18 | 488.9831 | 498.3855 | 510.8455 | 521.8322 | 0 | 0 | 0 | 0 | 205.7636 | 266.5316 | 0 | 0 | 0 | 0 | 0 | 0 | 292.3964 | 296.2259 | 606.6141 | 610.9489 | 0 | 0 | 0 | 0 | 0 | -8.5637 | -60.9105 | 17.0221 | 0 | 0 | 0 | 0 | -9.177 | -55.8083 | -34.8581 | -106.1389 | 0.40002 | 0.33194 | 0.39565 | 0.38633 | -3.671 | -18.5252 | -13.7916 | -41.0045
5 | 4 | 19 | 500.1335 | 511.0236 | 525.1329 | 537.5315 | 0 | 0 | 0 | 0 | 231.0234 | 326.0019 | 0 | 0 | 0 | 0 | 0 | 0 | 253.2425 | 203.3519 | 418.7283 | 418.7585 | 0 | 0 | 0 | 0 | 0 | -10.263 | 23.7526 | 196.3663 | 0 | 0 | 0 | 0 | 15.8676 | -8.0672 | 82.652 | -77.5933 | 0.40291 | 0.40667 | 0.40013 | 0.39254 | 6.3933 | -3.2807 | 33.0719 | -30.4581
5 | 4 | 20 | 524.9473 | 537.0216 | 552.4355 | 565.8603 | 0 | 0 | 0 | 0 | 234.9214 | 350.5477 | 0 | 0 | 0 | 0 | 0 | 0 | 258.4806 | 187.4682 | 405.2347 | 405.2347 | 0 | 0 | 0 | 0 | 0 | 16.8514 | 21.8156 | 126.3525 | 0 | 0 | 0 | 0 | 31.5453 | -17.8457 | 125.3852 | 34.273 | 0.40427 | 0.42028 | 0.41111 | 0.39531 | 12.7529 | -7.5002 | 51.5476 | 13.5484
5 | 4 | 21 | 509.7915 | 521.8395 | 537.0668 | 550.2168 | 0 | 0 | 0 | 0 | 233.3297 | 358.2836 | 0 | 0 | 0 | 0 | 0 | 0 | 268.9027 | 184.2012 | 401.8973 | 401.8973 | 0 | 0 | 0 | 0 | 0 | 12.2302 | 152.6472 | 250.2495 | 0 | 0 | 0 | 0 | 7.5591 | -32.8755 | -17.4777 | -101.9299 | 0.40188 | 0.40772 | 0.40034 | 0.39234 | 3.0378 | -13.4039 | -6.997 | -39.9907
5 | 4 | 22 | 481.7048 | 493.9364 | 509.2294 | 522.4224 | 0 | 0 | 0 | 0 | 227.7708 | 354.3898 | 0 | 0 | 0 | 0 | 0 | 0 | 294.6787 | 195.6862 | 376.2307 | 376.2307 | 0 | 0 | 0 | 0 | 0 | 7.1076 | 94.2718 | 83.2726 | 0 | 0 | 0 | 0 | -40.7447 | -63.2473 | 38.7269 | 62.919 | 0.39659 | 0.40366 | 0.39544 | 0.38685 | -16.1589 | -25.5302 | 15.314 | 24.3401
5 | 4 | 23 | 437.2779 | 448.4591 | 462.3915 | 474.3683 | 0 | 0 | 0 | 0 | 191.3134 | 348.2092 | 0 | 0 | 0 | 0 | 0 | 0 | 321.9694 | 212.5927 | 352.7014 | 352.7014 | 0 | 0 | 0 | 0 | 0 | 21.5053 | 88.229 | 285.3362 | 0 | 0 | 0 | 0 | -76.0049 | -133.8481 | 21.4611 | -163.6693 | 0.39616 | 0.40557 | 0.39781 | 0.38169 | -30.1098 | -54.2845 | 8.5373 | -62.4712
5 | 4 | 24 | 404.0119 | 412.6389 | 423.5686 | 432.8354 | 0 | 0 | 0 | 0 | 183.7126 | 343.8879 | 0 | 0 | 0 | 0 | 0 | 0 | 326.1186 | 213.4971 | 312.7002 | 312.7002 | 0 | 0 | 0 | 0 | 0 | 32.5061 | 201.1252 | 62.95 | 0 | 0 | 0 | 0 | -105.8193 | -177.2523 | -90.2569 | 57.1851 | 0.39155 | 0.40913 | 0.40018 | 0.37917 | -41.4333 | -72.5198 | -36.1194 | 21.683
5 | 5 | 1 | 385.2673 | 391.4573 | 399.5396 | 406.1911 | 0 | 0 | 0 | 0 | 167.5466 | 363.4488 | 0 | 0 | 0 | 0 | 0 | 0 | 336.6795 | 218.0853 | 285.099 | 285.099 | 0 | 0 | 0 | 0 | 0 | 18.0917 | 149.9371 | 102.5612 | 0 | 0 | 0 | 0 | -118.9588 | -208.1686 | -35.4965 | 18.5309 | 0.39346 | 0.40712 | 0.39915 | 0.37525 | -46.8056 | -84.7498 | -14.1683 | 6.9538
5 | 5 | 2 | 370.1522 | 374.1721 | 379.8088 | 384.3103 | 0 | 0 | 0 | 0 | 169.5884 | 363.6366 | 0 | 0 | 0 | 0 | 0 | 0 | 343.8794 | 216.1888 | 268.5142 | 268.5142 | 0 | 0 | 0 | 0 | 0 | 19.374 | 95.8875 | 3.6758 | 0 | 0 | 0 | 0 | -143.3156 | -225.0272 | 15.4071 | 112.1203 | 0.39324 | 0.40518 | 0.39871 | 0.37205 | -56.3575 | -91.1774 | 6.1429 | 41.7139
5 | 5 | 3 | 367.3016 | 369.6435 | 373.4337 | 376.3206 | 0 | 0 | 0 | 0 | 164.1621 | 322.2327 | 0 | 0 | 0 | 0 | 0 | 0 | 338.0995 | 203.1212 | 266.2074 | 266.2074 | 0 | 0 | 0 | 0 | 0 | 44.3315 | 127.8857 | 33.7226 | 0 | 0 | 0 | 0 | -134.96 | -200.0418 | -20.6594 | 76.3906 | 0.40479 | 0.40648 | 0.39859 | 0.37175 | -54.6308 | -81.3128 | -8.2347 | 28.3982
5 | 5 | 4 | 366.6879 | 367.152 | 368.8609 | 369.8945 | 0 | 0 | 0 | 0 | 169.9389 | 331.1149 | 0 | 0 | 0 | 0 | 0 | 0 | 333.9089 | 198.9097 | 287.0555 | 287.0555 | 0 | 0 | 0 | 0 | 0 | 40.6733 | 124.9672 | 25.7226 | 0 | 0 | 0 | 0 | -137.1599 | -203.5459 | -43.1618 | 57.1164 | 0.39239 | 0.40724 | 0.39885 | 0.37249 | -53.8205 | -82.8918 | -17.2149 | 21.2753
5 | 5 | 5 | 369.8546 | 368.8013 | 368.8463 | 368.4002 | 0 | 0 | 0 | 0 | 181.5786 | 344.1276 | 0 | 0 | 0 | 0 | 0 | 0 | 326.9351 | 191.7643 | 312.2923 | 312.2924 | 0 | 0 | 0 | 0 | 0 | 50.9046 | 219.7034 | -51.3845 | 0 | 0 | 0 | 0 | -138.6591 | -217.9953 | -163.1495 | 107.4923 | 0.39799 | 0.40903 | 0.40099 | 0.37782 | -55.1854 | -89.1661 | -65.4215 | 40.6133
5 | 5 | 6 | 377.1097 | 373.8575 | 371.5515 | 369.0707 | 0 | 0 | 0 | 0 | 206.0155 | 314.3531 | 0 | 0 | 0 | 0 | 0 | 0 | 315.2631 | 219.5852 | 422.1024 | 422.2829 | 0 | 0 | 0 | 0 | 0 | -8.7164 | -0.60152 | -49.818 | 0 | 0 | 0 | 0 | -144.1689 | -151.3643 | -49.9494 | -3.3942 | 0.39817 | 0.40695 | 0.39923 | 0.37497 | -57.4034 | -61.5978 | -19.9413 | -1.2727
5 | 5 | 7 | 399.1688 | 395.1572 | 392.2986 | 389.5548 | 0 | 0 | 0 | 0 | 187.6483 | 253.1563 | 0 | 0 | 0 | 0 | 0 | 0 | 328.0065 | 355.9021 | 839.303 | 841.8013 | 0 | 0 | 0 | 0 | 0 | -12.4029 | -12.6021 | -0.84143 | 0 | 0 | 0 | 0 | -116.486 | -201.4983 | -434.4022 | -451.4051 | 0.39621 | 0.33259 | 0.32125 | 0.38231 | -46.1527 | -67.0165 | -139.5499 | -172.5787
5 | 5 | 8 | 427.1939 | 423.3863 | 421.2508 | 419.5992 | 0 | 0 | 0 | 0 | 177.0519 | 248.1555 | 0 | 0 | 0 | 0 | 0 | 0 | 354.7038 | 496.928 | 1137.0458 | 1154.1582 | 0 | 0 | 0 | 0 | 0 | -15.1946 | -54.207 | -9.6456 | 0 | 0 | 0 | 0 | -104.5618 | -306.5027 | -661.5879 | -724.9135 | 0.38794 | 0.32023 | 0.31429 | 0.32105 | -40.5632 | -98.1529 | -207.928 | -232.7337
5 | 5 | 9 | 445.7861 | 443.3154 | 443.105 | 443.6038 | 0 | 0 | 0 | 0 | 174.073 | 235.1265 | 0 | 0 | 0 | 0 | 0 | 0 | 374.876 | 604.0662 | 1348.5459 | 1380.6253 | 0 | 0 | 0 | 0 | 0 | -47.9535 | -90.9648 | -102.282 | 0 | 0 | 0 | 0 | -103.1629 | -347.9237 | -814.476 | -834.7395 | 0.39364 | 0.24286 | 0.23968 | 0 | -40.6091 | -84.4973 | -195.2097 | 0
5 | 5 | 10 | 460.933 | 458.9418 | 459.2771 | 460.201 | 0 | 0 | 0 | 0 | 170.6432 | 226.2031 | 0 | 0 | 0 | 0 | 0 | 0 | 394.4668 | 675.1948 | 1438.3749 | 1480.6146 | 0 | 0 | 0 | 0 | 0 | -57.3335 | -436.8263 | -314.5536 | 0 | 0 | 0 | 0 | -104.177 | -385.1226 | -542.2715 | -705.86 | 0.31441 | 0.24286 | 0.24286 | 0 | -32.7546 | -93.5315 | -131.6967 | 0
5 | 5 | 11 | 466.4947 | 464.9851 | 465.6112 | 466.4752 | 0 | 0 | 0 | 0 | 183.1522 | 227.4007 | 0 | 0 | 0 | 0 | 0 | 0 | 411.5978 | 713.2108 | 1465.1776 | 1513.4195 | 0 | 0 | 0 | 0 | 0 | -59.5276 | -348.255 | -339.1286 | 0 | 0 | 0 | 0 | -128.2553 | -416.0988 | -651.3114 | -707.8156 | 0.31687 | 0.24286 | 0.24286 | 0 | -40.64 | -101.0544 | -158.1782 | 0
5 | 5 | 12 | 466.1862 | 464.9779 | 465.7401 | 466.4897 | 0 | 0 | 0 | 0 | 168.9277 | 219.8005 | 0 | 0 | 0 | 0 | 0 | 0 | 425.236 | 738.3357 | 1505.0104 | 1557.4393 | 0 | 0 | 0 | 0 | 0 | -48.9277 | -348.3152 | -346.6391 | 0 | 0 | 0 | 0 | -127.9774 | -444.2305 | -690.9552 | -744.3105 | 0.30984 | 0.24286 | 0.24286 | 0 | -39.6522 | -107.8865 | -167.8062 | 0
5 | 5 | 13 | 463.1925 | 463.1117 | 465.0399 | 466.7444 | 0 | 0 | 0 | 0 | 163.0179 | 227.7766 | 0 | 0 | 0 | 0 | 0 | 0 | 420.1352 | 712.7511 | 1493.485 | 1541.8607 | 0 | 0 | 0 | 0 | 0 | -42.2191 | -328.1206 | -315.6726 | 0 | 0 | 0 | 0 | -119.9605 | -435.1968 | -700.3245 | -759.4438 | 0.31489 | 0.24286 | 0.24286 | 0 | -37.7744 | -105.6926 | -170.0816 | 0
5 | 5 | 14 | 456.7798 | 457.4914 | 460.3008 | 462.8272 | 0 | 0 | 0 | 0 | 171.4691 | 230.1286 | 0 | 0 | 0 | 0 | 0 | 0 | 444.7942 | 717.6768 | 1498.9065 | 1545.3237 | 0 | 0 | 0 | 0 | 0 | -29.1262 | -147.4083 | -183.827 | 0 | 0 | 0 | 0 | -159.4836 | -461.1878 | -891.1975 | -898.6695 | 0.31699 | 0.24286 | 0.24286 | 0 | -50.5543 | -112.0048 | -216.4372 | 0
5 | 5 | 15 | 453.1326 | 454.6137 | 458.2343 | 461.4529 | 0 | 0 | 0 | 0 | 195.0386 | 230.7406 | 0 | 0 | 0 | 0 | 0 | 0 | 468.5874 | 701.7679 | 1450.5582 | 1491.0843 | 0 | 0 | 0 | 0 | 0 | -12.4968 | -75.7491 | -75.3417 | 0 | 0 | 0 | 0 | -210.4934 | -465.398 | -916.5748 | -954.2896 | 0.31618 | 0.24027 | 0.2402 | 0.19462 | -66.5536 | -111.8214 | -220.1582 | -185.7237
5 | 5 | 16 | 450.8056 | 454.4767 | 460.516 | 465.8933 | 0 | 0 | 0 | 0 | 187.1092 | 236.6258 | 0 | 0 | 0 | 0 | 0 | 0 | 484.6508 | 673.6857 | 1402.4595 | 1436.3484 | 0 | 0 | 0 | 0 | 0 | -12.8837 | -16.3099 | -41.2843 | 0 | 0 | 0 | 0 | -220.9544 | -442.9511 | -925.6336 | -929.1709 | 0.32103 | 0.24715 | 0.22975 | 0.24005 | -70.9319 | -109.4768 | -212.6635 | -223.0461
5 | 5 | 17 | 450.2094 | 456.0543 | 464.4579 | 471.8923 | 0 | 0 | 0 | 0 | 186.8632 | 242.7607 | 0 | 0 | 0 | 0 | 0 | 0 | 467.9392 | 586.9678 | 1233.7368 | 1255.132 | 0 | 0 | 0 | 0 | 0 | -2.4459 | -24.1118 | -30.9984 | 0 | 0 | 0 | 0 | -204.593 | -371.2283 | -745.1671 | -752.2413 | 0.39785 | 0.24634 | 0.32048 | 0.23372 | -81.3977 | -91.4494 | -238.8149 | -175.8168
5 | 5 | 18 | 454.8464 | 463.1314 | 474.2365 | 484.0509 | 0 | 0 | 0 | 0 | 205.7636 | 266.5316 | 0 | 0 | 0 | 0 | 0 | 0 | 442.4663 | 421.6081 | 858.9814 | 864.9934 | 0 | 0 | 0 | 0 | 0 | -8.5637 | -60.9105 | 17.0221 | 0 | 0 | 0 | 0 | -193.3835 | -216.4446 | -323.8344 | -397.9646 | 0.40002 | 0.33194 | 0.39565 | 0.38633 | -77.3575 | -71.8473 | -128.1248 | -153.7452
5 | 5 | 19 | 460.2862 | 469.8719 | 482.3997 | 493.43 | 0 | 0 | 0 | 0 | 231.0234 | 326.0019 | 0 | 0 | 0 | 0 | 0 | 0 | 392.8774 | 266.2088 | 504.7785 | 504.8043 | 0 | 0 | 0 | 0 | 0 | -10.263 | 23.7526 | 196.3663 | 0 | 0 | 0 | 0 | -163.6146 | -112.0758 | -46.1314 | -207.7406 | 0.40291 | 0.40667 | 0.40013 | 0.39254 | -65.9226 | -45.5784 | -18.4588 | -81.5455
5 | 5 | 20 | 489.9767 | 500.9062 | 514.9321 | 527.1561 | 0 | 0 | 0 | 0 | 234.9214 | 350.5477 | 0 | 0 | 0 | 0 | 0 | 0 | 359.6674 | 195.2304 | 382.747 | 382.747 | 0 | 0 | 0 | 0 | 0 | 16.8514 | 21.8156 | 126.3525 | 0 | 0 | 0 | 0 | -104.6121 | -61.7234 | 110.3695 | 18.0566 | 0.40427 | 0.42028 | 0.41111 | 0.39531 | -42.2918 | -25.9412 | 45.3744 | 7.1379
5 | 5 | 21 | 482.3806 | 493.5314 | 507.6707 | 519.8795 | 0 | 0 | 0 | 0 | 233.3297 | 358.2836 | 0 | 0 | 0 | 0 | 0 | 0 | 367.4809 | 203.0454 | 402.2082 | 402.2082 | 0 | 0 | 0 | 0 | 0 | 12.2302 | 152.6472 | 250.2495 | 0 | 0 | 0 | 0 | -118.43 | -80.0279 | -47.1847 | -132.5782 | 0.40188 | 0.40772 | 0.40034 | 0.39234 | -47.5947 | -32.6286 | -18.8899 | -52.0151
5 | 5 | 22 | 457.7746 | 469.2229 | 483.5661 | 495.9374 | 0 | 0 | 0 | 0 | 227.7708 | 354.3898 | 0 | 0 | 0 | 0 | 0 | 0 | 293.5727 | 144.3161 | 377.2267 | 377.2267 | 0 | 0 | 0 | 0 | 0 | 7.1076 | 94.2718 | 83.2726 | 0 | 0 | 0 | 0 | -63.5688 | -36.5906 | 12.0676 | 35.438 | 0.39659 | 0.40366 | 0.39544 | 0.38685 | -25.2108 | -14.77 | 4.772 | 13.7091
5 | 5 | 23 | 421.5602 | 432.2269 | 445.5354 | 456.9724 | 0 | 0 | 0 | 0 | 191.3134 | 348.2092 | 0 | 0 | 0 | 0 | 0 | 0 | 256.1555 | 117.3974 | 348.5502 | 348.5502 | 0 | 0 | 0 | 0 | 0 | 21.5053 | 88.229 | 285.3362 | 0 | 0 | 0 | 0 | -25.9088 | -54.8849 | 8.7562 | -176.914 | 0.39616 | 0.40557 | 0.39781 | 0.38169 | -10.2639 | -22.2596 | 3.4832 | -67.5265
5 | 5 | 24 | 389.0737 | 397.2117 | 407.5484 | 416.3023 | 0 | 0 | 0 | 0 | 183.7126 | 343.8879 | 0 | 0 | 0 | 0 | 0 | 0 | 239.7902 | 102.1695 | 307.8249 | 307.8249 | 0 | 0 | 0 | 0 | 0 | 32.5061 | 201.1252 | 62.95 | 0 | 0 | 0 | 0 | -34.4291 | -81.3519 | -101.4017 | 45.5274 | 0.39155 | 0.40913 | 0.40018 | 0.37917 | -13.4807 | -33.2837 | -40.5793 | 17.2628
5 | 6 | 1 | 368.4255 | 374.0643 | 381.4781 | 387.5513 | 0 | 0 | 0 | 0 | 167.5466 | 363.4488 | 0 | 0 | 0 | 0 | 0 | 0 | 224.6987 | 88.2552 | 283.0787 | 283.0787 | 0 | 0 | 0 | 0 | 0 | 18.0917 | 149.9371 | 102.5612 | 0 | 0 | 0 | 0 | -23.8198 | -95.7315 | -51.5377 | 1.9113 | 0.39346 | 0.40712 | 0.39915 | 0.37525 | -9.3721 | -38.9743 | -20.5711 | 0.71722
5 | 6 | 2 | 355.214 | 358.7449 | 363.7886 | 367.7773 | 0 | 0 | 0 | 0 | 169.5884 | 363.6366 | 0 | 0 | 0 | 0 | 0 | 0 | 227.4473 | 88.9753 | 275.9609 | 275.9609 | 0 | 0 | 0 | 0 | 0 | 19.374 | 95.8875 | 3.6758 | 0 | 0 | 0 | 0 | -41.8217 | -113.2409 | -8.0597 | 88.1406 | 0.39324 | 0.40518 | 0.39871 | 0.37205 | -16.446 | -45.8834 | -3.2135 | 32.7923
5 | 6 | 3 | 348.7557 | 350.4906 | 353.5447 | 355.7947 | 0 | 0 | 0 | 0 | 164.1621 | 322.2327 | 0 | 0 | 0 | 0 | 0 | 0 | 252.5308 | 105.0516 | 289.9871 | 289.9871 | 0 | 0 | 0 | 0 | 0 | 44.3315 | 127.8857 | 33.7226 | 0 | 0 | 0 | 0 | -67.9372 | -121.1252 | -64.3282 | 32.085 | 0.40479 | 0.40648 | 0.39859 | 0.37175 | -27.5005 | -49.2349 | -25.6408 | 11.9276
5 | 6 | 4 | 347.3625 | 347.194 | 348.1359 | 348.5059 | 0 | 0 | 0 | 0 | 169.9389 | 331.1149 | 0 | 0 | 0 | 0 | 0 | 0 | 255.6034 | 111.6021 | 318.4872 | 318.4872 | 0 | 0 | 0 | 0 | 0 | 40.6733 | 124.9672 | 25.7226 | 0 | 0 | 0 | 0 | -78.1797 | -136.1963 | -95.3186 | 4.296 | 0.39239 | 0.40724 | 0.39885 | 0.37249 | -30.6771 | -55.4644 | -38.0174 | 1.6002
5 | 6 | 5 | 352.3059 | 350.6781 | 350.0266 | 348.9779 | 0 | 0 | 0 | 0 | 181.5786 | 344.1276 | 0 | 0 | 0 | 0 | 0 | 0 | 270.6636 | 133.1034 | 330.0795 | 330.0795 | 0 | 0 | 0 | 0 | 0 | 50.9046 | 219.7034 | -51.3845 | 0 | 0 | 0 | 0 | -99.9364 | -177.4576 | -199.7564 | 70.2828 | 0.39799 | 0.40903 | 0.40099 | 0.37782 | -39.774 | -72.5851 | -80.1005 | 26.5546
5 | 6 | 6 | 348.883 | 344.7068 | 341.2805 | 337.8304 | 0 | 0 | 0 | 0 | 206.0155 | 314.3531 | 0 | 0 | 0 | 0 | 0 | 0 | 284.1725 | 186.933 | 411.3681 | 411.565 | 0 | 0 | 0 | 0 | 0 | -8.7164 | -0.60152 | -49.818 | 0 | 0 | 0 | 0 | -141.305 | -147.8628 | -69.4861 | -23.9166 | 0.39817 | 0.40695 | 0.39923 | 0.37497 | -56.2631 | -60.1728 | -27.741 | -8.968
5 | 6 | 7 | 368.7123 | 363.7037 | 359.6363 | 355.8466 | 0 | 0 | 0 | 0 | 187.6483 | 253.1563 | 0 | 0 | 0 | 0 | 0 | 0 | 295.371 | 316.7929 | 789.4184 | 791.8709 | 0 | 0 | 0 | 0 | 0 | -12.4029 | -12.6021 | -0.84143 | 0 | 0 | 0 | 0 | -114.3071 | -193.8426 | -417.18 | -435.1828 | 0.39621 | 0.33259 | 0.32125 | 0.38231 | -45.2893 | -64.4703 | -134.0173 | -166.3767
5 | 6 | 8 | 397.5531 | 392.7753 | 389.4634 | 386.7939 | 0 | 0 | 0 | 0 | 177.0519 | 248.1555 | 0 | 0 | 0 | 0 | 0 | 0 | 359.2358 | 476.177 | 1070.979 | 1088.8426 | 0 | 0 | 0 | 0 | 0 | -15.1946 | -54.207 | -9.6456 | 0 | 0 | 0 | 0 | -138.7346 | -316.3626 | -627.3086 | -692.4031 | 0.38794 | 0.32023 | 0.31429 | 0.32105 | -53.8201 | -101.3104 | -197.1545 | -222.2963
5 | 6 | 9 | 421.5478 | 418.2836 | 417.1112 | 416.7777 | 0 | 0 | 0 | 0 | 174.073 | 235.1265 | 0 | 0 | 0 | 0 | 0 | 0 | 438.0754 | 619.1755 | 1254.1149 | 1287.3284 | 0 | 0 | 0 | 0 | 0 | -47.9535 | -90.9648 | -102.282 | 0 | 0 | 0 | 0 | -190.6006 | -388.0648 | -746.0389 | -768.2687 | 0.39364 | 0.24286 | 0.23968 | 0 | -75.0281 | -94.246 | -178.807 | 0
5 | 6 | 10 | 438.3081 | 435.5763 | 435.0136 | 435.1607 | 0 | 0 | 0 | 0 | 170.6432 | 226.2031 | 0 | 0 | 0 | 0 | 0 | 0 | 464.7784 | 689.3776 | 1356.2089 | 1400.3598 | 0 | 0 | 0 | 0 | 0 | -57.3335 | -436.8263 | -314.5536 | 0 | 0 | 0 | 0 | -197.1135 | -422.6708 | -484.369 | -650.6456 | 0.31441 | 0.24286 | 0.24286 | 0 | -61.9751 | -102.6505 | -117.6344 | 0
5 | 6 | 11 | 451.5021 | 449.5017 | 449.5327 | 449.882 | 0 | 0 | 0 | 0 | 183.1522 | 227.4007 | 0 | 0 | 0 | 0 | 0 | 0 | 453.6529 | 701.2727 | 1401.2569 | 1451.6468 | 0 | 0 | 0 | 0 | 0 | -59.5276 | -348.255 | -339.1286 | 0 | 0 | 0 | 0 | -185.303 | -419.644 | -603.4692 | -662.6362 | 0.31687 | 0.24286 | 0.24286 | 0 | -58.7166 | -101.9154 | -146.5591 | 0
5 | 6 | 12 | 456.6142 | 455.0925 | 455.4747 | 455.8957 | 0 | 0 | 0 | 0 | 168.9277 | 219.8005 | 0 | 0 | 0 | 0 | 0 | 0 | 452.6994 | 710.422 | 1413.4975 | 1466.8033 | 0 | 0 | 0 | 0 | 0 | -48.9277 | -348.3152 | -346.6391 | 0 | 0 | 0 | 0 | -165.0129 | -426.2022 | -609.7076 | -664.2685 | 0.30984 | 0.24286 | 0.24286 | 0 | -51.1272 | -103.5081 | -148.0743 | 0
5 | 6 | 13 | 463.954 | 463.898 | 465.8565 | 467.5871 | 0 | 0 | 0 | 0 | 163.0179 | 227.7766 | 0 | 0 | 0 | 0 | 0 | 0 | 445.7819 | 713.4842 | 1419.9732 | 1473.3005 | 0 | 0 | 0 | 0 | 0 | -42.2191 | -328.1206 | -315.6726 | 0 | 0 | 0 | 0 | -144.8458 | -435.1437 | -625.9961 | -690.0408 | 0.31489 | 0.24286 | 0.24286 | 0 | -45.6106 | -105.6797 | -152.0301 | 0
5 | 6 | 14 | 465.1009 | 466.0849 | 469.2246 | 472.0368 | 0 | 0 | 0 | 0 | 171.4691 | 230.1286 | 0 | 0 | 0 | 0 | 0 | 0 | 442.2437 | 698.0726 | 1383.7118 | 1434.2203 | 0 | 0 | 0 | 0 | 0 | -29.1262 | -147.4083 | -183.827 | 0 | 0 | 0 | 0 | -148.6119 | -432.9901 | -767.0789 | -778.3565 | 0.31699 | 0.24286 | 0.24286 | 0 | -47.1081 | -105.1566 | -186.2937 | 0
5 | 6 | 15 | 468.7234 | 470.7149 | 474.9543 | 478.7083 | 0 | 0 | 0 | 0 | 195.0386 | 230.7406 | 0 | 0 | 0 | 0 | 0 | 0 | 432.41 | 652.7251 | 1328.802 | 1373.1221 | 0 | 0 | 0 | 0 | 0 | -12.4968 | -75.7491 | -75.3417 | 0 | 0 | 0 | 0 | -158.7251 | -400.254 | -778.0985 | -819.0721 | 0.31618 | 0.24027 | 0.2402 | 0.19462 | -50.1856 | -96.1692 | -186.8966 | -159.4077
5 | 6 | 16 | 474.2463 | 478.6847 | 485.6544 | 491.8365 | 0 | 0 | 0 | 0 | 187.1092 | 236.6258 | 0 | 0 | 0 | 0 | 0 | 0 | 431.6129 | 593.9224 | 1254.8434 | 1290.2553 | 0 | 0 | 0 | 0 | 0 | -12.8837 | -16.3099 | -41.2843 | 0 | 0 | 0 | 0 | -144.4758 | -338.9798 | -752.8791 | -757.1345 | 0.32103 | 0.24715 | 0.22975 | 0.24005 | -46.3804 | -83.78 | -172.9733 | -181.749
5 | 6 | 17 | 478.5993 | 485.3735 | 494.9039 | 503.3131 | 0 | 0 | 0 | 0 | 186.8632 | 242.7607 | 0 | 0 | 0 | 0 | 0 | 0 | 397.4913 | 473.2769 | 1058.6646 | 1080.1981 | 0 | 0 | 0 | 0 | 0 | -2.4459 | -24.1118 | -30.9984 | 0 | 0 | 0 | 0 | -105.7552 | -228.2182 | -539.6489 | -545.8866 | 0.39785 | 0.24634 | 0.32048 | 0.23372 | -42.0749 | -56.2199 | -172.9494 | -127.5868
5 | 6 | 18 | 482.0941 | 491.2711 | 503.4576 | 514.2077 | 0 | 0 | 0 | 0 | 205.7636 | 266.5316 | 0 | 0 | 0 | 0 | 0 | 0 | 340.5736 | 297.2844 | 721.588 | 727.6547 | 0 | 0 | 0 | 0 | 0 | -8.5637 | -60.9105 | 17.0221 | 0 | 0 | 0 | 0 | -64.2431 | -63.9812 | -157.2199 | -230.4691 | 0.40002 | 0.33194 | 0.39565 | 0.38633 | -25.6986 | -21.2381 | -62.2039 | -89.0369
5 | 6 | 19 | 492.8638 | 503.5159 | 517.3367 | 529.4857 | 0 | 0 | 0 | 0 | 231.0234 | 326.0019 | 0 | 0 | 0 | 0 | 0 | 0 | 290.5891 | 157.5329 | 399.8928 | 399.9275 | 0 | 0 | 0 | 0 | 0 | -10.263 | 23.7526 | 196.3663 | 0 | 0 | 0 | 0 | -28.7487 | 30.2442 | 93.6914 | -66.8081 | 0.40291 | 0.40667 | 0.40013 | 0.39254 | -11.5833 | 12.2995 | 37.4891 | -26.2245
5 | 6 | 20 | 529.3889 | 541.6085 | 557.1988 | 570.776 | 0 | 0 | 0 | 0 | 234.9214 | 350.5477 | 0 | 0 | 0 | 0 | 0 | 0 | 280.3727 | 114.4569 | 300.5164 | 300.5164 | 0 | 0 | 0 | 0 | 0 | 16.8514 | 21.8156 | 126.3525 | 0 | 0 | 0 | 0 | 14.0948 | 59.7525 | 234.8668 | 143.9072 | 0.40427 | 0.42028 | 0.41111 | 0.39531 | 5.6981 | 25.1129 | 96.557 | 56.8876
5 | 6 | 21 | 511.0061 | 523.0939 | 538.3694 | 551.5611 | 0 | 0 | 0 | 0 | 233.3297 | 358.2836 | 0 | 0 | 0 | 0 | 0 | 0 | 290.8663 | 124.7748 | 322.4406 | 322.4406 | 0 | 0 | 0 | 0 | 0 | 12.2302 | 152.6472 | 250.2495 | 0 | 0 | 0 | 0 | -13.1899 | 27.8054 | 63.2816 | -21.1289 | 0.40188 | 0.40772 | 0.40034 | 0.39234 | -5.3008 | 11.3367 | 25.3341 | -8.2896
5 | 6 | 22 | 467.1473 | 478.9023 | 493.6175 | 506.3107 | 0 | 0 | 0 | 0 | 227.7708 | 354.3898 | 0 | 0 | 0 | 0 | 0 | 0 | 286.917 | 128.8302 | 336.0647 | 336.0647 | 0 | 0 | 0 | 0 | 0 | 7.1076 | 94.2718 | 83.2726 | 0 | 0 | 0 | 0 | -47.5405 | -11.4253 | 63.281 | 86.9733 | 0.39659 | 0.40366 | 0.39544 | 0.38685 | -18.8541 | -4.6119 | 25.0236 | 33.6455
5 | 6 | 23 | 425.476 | 436.2709 | 449.7349 | 461.3064 | 0 | 0 | 0 | 0 | 191.3134 | 348.2092 | 0 | 0 | 0 | 0 | 0 | 0 | 274.7632 | 122.9115 | 299.6283 | 299.6283 | 0 | 0 | 0 | 0 | 0 | 21.5053 | 88.229 | 285.3362 | 0 | 0 | 0 | 0 | -40.6005 | -56.3551 | 61.8775 | -123.6581 | 0.39616 | 0.40557 | 0.39781 | 0.38169 | -16.0842 | -22.8558 | 24.6152 | -47.1992
5 | 6 | 24 | 393.7872 | 402.0795 | 412.6033 | 421.5191 | 0 | 0 | 0 | 0 | 183.7126 | 343.8879 | 0 | 0 | 0 | 0 | 0 | 0 | 265.2513 | 109.0901 | 254.4607 | 254.4607 | 0 | 0 | 0 | 0 | 0 | 32.5061 | 201.1252 | 62.95 | 0 | 0 | 0 | 0 | -55.1767 | -83.4047 | -42.9826 | 104.1083 | 0.39155 | 0.40913 | 0.40018 | 0.37917 | -21.6043 | -34.1236 | -17.201 | 39.4751
5 | 7 | 1 | 375.0426 | 380.8979 | 388.5744 | 394.8748 | 0 | 0 | 0 | 0 | 167.5466 | 363.4488 | 0 | 0 | 0 | 0 | 0 | 0 | 249.0533 | 101.8632 | 260.9094 | 260.9094 | 0 | 0 | 0 | 0 | 0 | 18.0917 | 149.9371 | 102.5612 | 0 | 0 | 0 | 0 | -41.5574 | -102.5059 | -22.2721 | 31.4042 | 0.39346 | 0.40712 | 0.39915 | 0.37525 | -16.3512 | -41.7323 | -8.8898 | 11.7845
5 | 7 | 2 | 362.9913 | 366.7768 | 372.1292 | 376.3849 | 0 | 0 | 0 | 0 | 169.5884 | 363.6366 | 0 | 0 | 0 | 0 | 0 | 0 | 238.3177 | 95.4956 | 266.8736 | 266.8736 | 0 | 0 | 0 | 0 | 0 | 19.374 | 95.8875 | 3.6758 | 0 | 0 | 0 | 0 | -44.9148 | -111.7293 | 9.3681 | 105.8354 | 0.39324 | 0.40518 | 0.39871 | 0.37205 | -17.6623 | -45.2709 | 3.7351 | 39.3756
5 | 7 | 3 | 360.467 | 362.5852 | 366.1041 | 368.7563 | 0 | 0 | 0 | 0 | 164.1621 | 322.2327 | 0 | 0 | 0 | 0 | 0 | 0 | 240.9356 | 102.857 | 252.9508 | 252.9508 | 0 | 0 | 0 | 0 | 0 | 44.3315 | 127.8857 | 33.7226 | 0 | 0 | 0 | 0 | -44.6307 | -106.8359 | -14.7324 | 82.083 | 0.40479 | 0.40648 | 0.39859 | 0.37175 | -18.0662 | -43.4266 | -5.8722 | 30.5143
5 | 7 | 4 | 372.3623 | 373.0121 | 374.9463 | 376.1747 | 0 | 0 | 0 | 0 | 169.9389 | 331.1149 | 0 | 0 | 0 | 0 | 0 | 0 | 237.9264 | 110.115 | 235.2602 | 235.2602 | 0 | 0 | 0 | 0 | 0 | 40.6733 | 124.9672 | 25.7226 | 0 | 0 | 0 | 0 | -35.503 | -108.8911 | 14.7189 | 115.1919 | 0.39239 | 0.40724 | 0.39885 | 0.37249 | -13.9311 | -44.3447 | 5.8706 | 42.9079
5 | 7 | 5 | 397.5374 | 397.3903 | 398.5341 | 399.0385 | 0 | 0 | 0 | 0 | 181.5786 | 344.1276 | 0 | 0 | 0 | 0 | 0 | 0 | 204.5568 | 98.9901 | 245.1732 | 245.1732 | 0 | 0 | 0 | 0 | 0 | 50.9046 | 219.7034 | -51.3845 | 0 | 0 | 0 | 0 | 11.402 | -96.632 | -66.3426 | 205.2498 | 0.39799 | 0.40903 | 0.40099 | 0.37782 | 4.5379 | -39.5252 | -26.6028 | 77.5485
5 | 7 | 6 | 433.7262 | 432.3273 | 432.2685 | 431.7318 | 0 | 0 | 0 | 0 | 206.0155 | 314.3531 | 0 | 0 | 0 | 0 | 0 | 0 | 193.3137 | 131.3781 | 358.6118 | 358.8241 | 0 | 0 | 0 | 0 | 0 | -8.7164 | -0.60152 | -49.818 | 0 | 0 | 0 | 0 | 34.397 | -4.6874 | 74.2583 | 122.7256 | 0.39817 | 0.40695 | 0.39923 | 0.37497 | 13.6958 | -1.9075 | 29.6462 | 46.0183
5 | 7 | 7 | 484.3746 | 483.1521 | 483.6755 | 483.8574 | 0 | 0 | 0 | 0 | 187.6483 | 253.1563 | 0 | 0 | 0 | 0 | 0 | 0 | 198.6603 | 244.3753 | 727.4965 | 730.0472 | 0 | 0 | 0 | 0 | 0 | -12.4029 | -12.6021 | -0.84143 | 0 | 0 | 0 | 0 | 98.066 | -1.9766 | -231.2189 | -245.3484 | 0.39621 | 0.33259 | 0.32125 | 0.38231 | 38.8545 | -0.65739 | -74.2781 | -93.8002
5 | 7 | 8 | 513.7593 | 512.7855 | 514.0859 | 515.4066 | 0 | 0 | 0 | 0 | 177.0519 | 248.1555 | 0 | 0 | 0 | 0 | 0 | 0 | 241.1698 | 387.1656 | 974.9288 | 992.5679 | 0 | 0 | 0 | 0 | 0 | -15.1946 | -54.207 | -9.6456 | 0 | 0 | 0 | 0 | 95.5377 | -107.3411 | -406.6359 | -467.5158 | 0.38794 | 0.32023 | 0.31429 | 0.32105 | 37.0625 | -34.3744 | -127.8001 | -150.0961
5 | 7 | 9 | 549.8641 | 550.8003 | 554.7209 | 558.7935 | 0 | 0 | 0 | 0 | 174.073 | 235.1265 | 0 | 0 | 0 | 0 | 0 | 0 | 282.191 | 500.0548 | 1117.2607 | 1149.6691 | 0 | 0 | 0 | 0 | 0 | -47.9535 | -90.9648 | -102.282 | 0 | 0 | 0 | 0 | 93.6001 | -136.4275 | -471.575 | -488.5936 | 0.39364 | 0.24286 | 0.23968 | 0 | 36.8448 | -33.133 | -113.0248 | 0
5 | 7 | 10 | 578.5169 | 580.3748 | 585.3771 | 590.3386 | 0 | 0 | 0 | 0 | 170.6432 | 226.2031 | 0 | 0 | 0 | 0 | 0 | 0 | 319.1045 | 571.8419 | 1183.4313 | 1226.15 | 0 | 0 | 0 | 0 | 0 | -57.3335 | -436.8263 | -314.5536 | 0 | 0 | 0 | 0 | 88.7692 | -160.3367 | -161.2279 | -321.2579 | 0.31441 | 0.24286 | 0.24286 | 0 | 27.9102 | -38.9396 | -39.156 | 0
5 | 7 | 11 | 597.8023 | 600.5909 | 606.4287 | 611.8015 | 0 | 0 | 0 | 0 | 183.1522 | 227.4007 | 0 | 0 | 0 | 0 | 0 | 0 | 345.7102 | 615.0354 | 1216.559 | 1265.6298 | 0 | 0 | 0 | 0 | 0 | -59.5276 | -348.255 | -339.1286 | 0 | 0 | 0 | 0 | 68.9398 | -182.3175 | -261.8753 | -314.6996 | 0.31687 | 0.24286 | 0.24286 | 0 | 21.8448 | -44.2779 | -63.5993 | 0
5 | 7 | 12 | 609.4045 | 612.8843 | 619.331 | 624.9983 | 0 | 0 | 0 | 0 | 168.9277 | 219.8005 | 0 | 0 | 0 | 0 | 0 | 0 | 358.5871 | 627.3004 | 1218.0691 | 1269.9801 | 0 | 0 | 0 | 0 | 0 | -48.9277 | -348.3152 | -346.6391 | 0 | 0 | 0 | 0 | 81.8897 | -185.2888 | -250.4229 | -298.3427 | 0.30984 | 0.24286 | 0.24286 | 0 | 25.3725 | -44.9995 | -60.818 | 0
5 | 7 | 13 | 624.449 | 629.6468 | 637.9755 | 645.2171 | 0 | 0 | 0 | 0 | 163.0179 | 227.7766 | 0 | 0 | 0 | 0 | 0 | 0 | 348.7209 | 616.9735 | 1208.4956 | 1260.4422 | 0 | 0 | 0 | 0 | 0 | -42.2191 | -328.1206 | -315.6726 | 0 | 0 | 0 | 0 | 112.7102 | -172.8841 | -242.3995 | -299.5526 | 0.31489 | 0.24286 | 0.24286 | 0 | 35.4914 | -41.9869 | -58.8694 | 0
5 | 7 | 14 | 635.1318 | 641.6816 | 651.57 | 660.2206 | 0 | 0 | 0 | 0 | 171.4691 | 230.1286 | 0 | 0 | 0 | 0 | 0 | 0 | 339.7478 | 602.8426 | 1193.3516 | 1243.3206 | 0 | 0 | 0 | 0 | 0 | -29.1262 | -147.4083 | -183.827 | 0 | 0 | 0 | 0 | 123.9149 | -162.1634 | -394.3733 | -399.2729 | 0.31699 | 0.24286 | 0.24286 | 0 | 39.2795 | -39.3832 | -95.7779 | 0
5 | 7 | 15 | 641.9812 | 649.6442 | 660.7604 | 670.4636 | 0 | 0 | 0 | 0 | 195.0386 | 230.7406 | 0 | 0 | 0 | 0 | 0 | 0 | 320.9408 | 567.8237 | 1161.3634 | 1206.0687 | 0 | 0 | 0 | 0 | 0 | -12.4968 | -75.7491 | -75.3417 | 0 | 0 | 0 | 0 | 126.0019 | -136.4232 | -424.8539 | -460.2633 | 0.31618 | 0.24027 | 0.2402 | 0.19462 | 39.8392 | -32.7785 | -102.0485 | -89.5764
5 | 7 | 16 | 643.407 | 653.3827 | 667.0666 | 679.0573 | 0 | 0 | 0 | 0 | 187.1092 | 236.6258 | 0 | 0 | 0 | 0 | 0 | 0 | 298.3477 | 509.9988 | 1076.8375 | 1112.5502 | 0 | 0 | 0 | 0 | 0 | -12.8837 | -16.3099 | -41.2843 | 0 | 0 | 0 | 0 | 157.9501 | -80.3582 | -393.461 | -392.2087 | 0.32103 | 0.24715 | 0.22975 | 0.24005 | 50.706 | -19.8608 | -90.3973 | -94.1491
5 | 7 | 17 | 631.6796 | 643.4648 | 659.0711 | 672.7368 | 0 | 0 | 0 | 0 | 186.8632 | 242.7607 | 0 | 0 | 0 | 0 | 0 | 0 | 246.7003 | 405.6726 | 914.0756 | 936.3234 | 0 | 0 | 0 | 0 | 0 | -2.4459 | -24.1118 | -30.9984 | 0 | 0 | 0 | 0 | 198.1162 | -2.5225 | -230.8926 | -232.5883 | 0.39785 | 0.24634 | 0.32048 | 0.23372 | 78.8209 | -0.62141 | -73.9976 | -54.3615
5 | 7 | 18 | 626.9439 | 640.8625 | 658.7983 | 674.5221 | 0 | 0 | 0 | 0 | 205.7636 | 266.5316 | 0 | 0 | 0 | 0 | 0 | 0 | 173.0138 | 248.8523 | 618.1103 | 624.3219 | 0 | 0 | 0 | 0 | 0 | -8.5637 | -60.9105 | 17.0221 | 0 | 0 | 0 | 0 | 248.1665 | 134.0423 | 101.5985 | 33.1781 | 0.40002 | 0.33194 | 0.39565 | 0.38633 | 99.2718 | 44.4944 | 40.1973 | 12.8176
5 | 7 | 19 | 617.9532 | 632.7 | 651.4857 | 667.9299 | 0 | 0 | 0 | 0 | 231.0234 | 326.0019 | 0 | 0 | 0 | 0 | 0 | 0 | 112.9674 | 128.525 | 349.6233 | 349.654 | 0 | 0 | 0 | 0 | 0 | -10.263 | 23.7526 | 196.3663 | 0 | 0 | 0 | 0 | 273.9624 | 188.4361 | 278.1099 | 121.9097 | 0.40291 | 0.40667 | 0.40013 | 0.39254 | 110.3833 | 76.6321 | 111.2813 | 47.8538
5 | 7 | 20 | 627.0673 | 642.4844 | 661.9516 | 678.8829 | 0 | 0 | 0 | 0 | 234.9214 | 350.5477 | 0 | 0 | 0 | 0 | 0 | 0 | 83.9505 | 70.0298 | 241.6907 | 241.6907 | 0 | 0 | 0 | 0 | 0 | 16.8514 | 21.8156 | 126.3525 | 0 | 0 | 0 | 0 | 308.1954 | 205.0555 | 398.4454 | 310.8398 | 0.40427 | 0.42028 | 0.41111 | 0.39531 | 124.5951 | 86.181 | 163.8064 | 122.8774
5 | 7 | 21 | 592.2236 | 606.97 | 625.4691 | 641.4496 | 0 | 0 | 0 | 0 | 233.3297 | 358.2836 | 0 | 0 | 0 | 0 | 0 | 0 | 65.2372 | 58.0001 | 285.0435 | 285.0435 | 0 | 0 | 0 | 0 | 0 | 12.2302 | 152.6472 | 250.2495 | 0 | 0 | 0 | 0 | 293.6566 | 178.4561 | 187.7783 | 106.1566 | 0.40188 | 0.40772 | 0.40034 | 0.39234 | 118.0148 | 72.7594 | 75.1749 | 41.649
5 | 7 | 22 | 530.9972 | 544.8424 | 562.0919 | 576.9774 | 0 | 0 | 0 | 0 | 227.7708 | 354.3898 | 0 | 0 | 0 | 0 | 0 | 0 | 70.3176 | 60.5993 | 313.6709 | 313.6709 | 0 | 0 | 0 | 0 | 0 | 7.1076 | 94.2718 | 83.2726 | 0 | 0 | 0 | 0 | 232.9089 | 122.7457 | 154.1492 | 180.0339 | 0.39659 | 0.40366 | 0.39544 | 0.38685 | 92.3693 | 49.5471 | 60.9562 | 69.6458
5 | 7 | 23 | 471.0158 | 483.3014 | 498.5729 | 511.7081 | 0 | 0 | 0 | 0 | 191.3134 | 348.2092 | 0 | 0 | 0 | 0 | 0 | 0 | 70.6529 | 42.3853 | 272.566 | 272.566 | 0 | 0 | 0 | 0 | 0 | 21.5053 | 88.229 | 285.3362 | 0 | 0 | 0 | 0 | 209.0495 | 71.2016 | 137.7779 | -46.1941 | 0.39616 | 0.40557 | 0.39781 | 0.38169 | 82.8163 | 28.8771 | 54.8088 | -17.6319
5 | 7 | 24 | 437.1334 | 446.8445 | 459.0889 | 469.493 | 0 | 0 | 0 | 0 | 183.7126 | 343.8879 | 0 | 0 | 0 | 0 | 0 | 0 | 66.8781 | 39.2079 | 256.5427 | 256.5427 | 0 | 0 | 0 | 0 | 0 | 32.5061 | 201.1252 | 62.95 | 0 | 0 | 0 | 0 | 186.5427 | 31.2426 | 1.421 | 150.0003 | 0.39155 | 0.40913 | 0.40018 | 0.37917 | 73.0405 | 12.7824 | 0.56865 | 56.8761
5 | 8 | 1 | 406.2061 | 413.0816 | 421.995 | 429.3655 | 0 | 0 | 0 | 0 | 167.5466 | 363.4488 | 0 | 0 | 0 | 0 | 0 | 0 | 68.2891 | 31.3739 | 246.6057 | 246.6057 | 0 | 0 | 0 | 0 | 0 | 18.0917 | 149.9371 | 102.5612 | 0 | 0 | 0 | 0 | 170.3704 | 0.16714 | 25.4521 | 80.1985 | 0.39346 | 0.40712 | 0.39915 | 0.37525 | 67.034 | 0.068048 | 10.1591 | 30.0946
5 | 8 | 2 | 392.215 | 396.9572 | 403.4695 | 408.7287 | 0 | 0 | 0 | 0 | 169.5884 | 363.6366 | 0 | 0 | 0 | 0 | 0 | 0 | 72.1911 | 21.6751 | 222.151 | 222.151 | 0 | 0 | 0 | 0 | 0 | 19.374 | 95.8875 | 3.6758 | 0 | 0 | 0 | 0 | 150.4355 | -7.7284 | 85.431 | 182.9019 | 0.39324 | 0.40518 | 0.39871 | 0.37205 | 59.1573 | -3.1314 | 34.0618 | 68.0479
5 | 8 | 3 | 386.4276 | 389.3956 | 393.9449 | 397.4885 | 0 | 0 | 0 | 0 | 164.1621 | 322.2327 | 0 | 0 | 0 | 0 | 0 | 0 | 72.465 | 24.561 | 204.8925 | 204.8925 | 0 | 0 | 0 | 0 | 0 | 44.3315 | 127.8857 | 33.7226 | 0 | 0 | 0 | 0 | 149.8004 | -1.7296 | 61.1667 | 158.8734 | 0.40479 | 0.40648 | 0.39859 | 0.37175 | 60.6381 | -0.70305 | 24.3806 | 59.0611
5 | 8 | 4 | 389.7841 | 391.0042 | 393.6299 | 395.4565 | 0 | 0 | 0 | 0 | 169.9389 | 331.1149 | 0 | 0 | 0 | 0 | 0 | 0 | 80.1067 | 42.1676 | 193.603 | 193.603 | 0 | 0 | 0 | 0 | 0 | 40.6733 | 124.9672 | 25.7226 | 0 | 0 | 0 | 0 | 139.7386 | -22.9516 | 75.0597 | 176.131 | 0.39239 | 0.40724 | 0.39885 | 0.37249 | 54.8324 | -9.3468 | 29.9372 | 65.6071
5 | 8 | 5 | 417.0985 | 417.5917 | 419.5119 | 420.688 | 0 | 0 | 0 | 0 | 181.5786 | 344.1276 | 0 | 0 | 0 | 0 | 0 | 0 | 83.9466 | 50.6416 | 174.9502 | 174.9503 | 0 | 0 | 0 | 0 | 0 | 50.9046 | 219.7034 | -51.3845 | 0 | 0 | 0 | 0 | 151.5732 | -28.0821 | 24.8582 | 297.1222 | 0.39799 | 0.40903 | 0.40099 | 0.37782 | 60.3252 | -11.4864 | 9.9679 | 112.2602
5 | 8 | 6 | 448.7007 | 447.7919 | 448.3275 | 448.3049 | 0 | 0 | 0 | 0 | 206.0155 | 314.3531 | 0 | 0 | 0 | 0 | 0 | 0 | 98.4703 | 94.2392 | 260.5522 | 260.7805 | 0 | 0 | 0 | 0 | 0 | -8.7164 | -0.60152 | -49.818 | 0 | 0 | 0 | 0 | 144.2148 | 47.9162 | 188.3768 | 237.3424 | 0.39817 | 0.40695 | 0.39923 | 0.37497 | 57.4217 | 19.4995 | 75.2059 | 88.996
5 | 8 | 7 | 497.3911 | 496.5948 | 497.6348 | 498.2636 | 0 | 0 | 0 | 0 | 187.6483 | 253.1563 | 0 | 0 | 0 | 0 | 0 | 0 | 128.7556 | 209.589 | 616.8071 | 619.3659 | 0 | 0 | 0 | 0 | 0 | -12.4029 | -12.6021 | -0.84143 | 0 | 0 | 0 | 0 | 180.9872 | 46.2524 | -106.5703 | -120.2608 | 0.39621 | 0.33259 | 0.32125 | 0.38231 | 71.7085 | 15.3831 | -34.2352 | -45.9774
5 | 8 | 8 | 533.6105 | 533.2864 | 535.3747 | 537.3771 | 0 | 0 | 0 | 0 | 177.0519 | 248.1555 | 0 | 0 | 0 | 0 | 0 | 0 | 190.2441 | 354.2802 | 894.1244 | 911.4504 | 0 | 0 | 0 | 0 | 0 | -15.1946 | -54.207 | -9.6456 | 0 | 0 | 0 | 0 | 166.3145 | -53.9548 | -304.5427 | -364.4278 | 0.38794 | 0.32023 | 0.31429 | 0.32105 | 64.5193 | -17.2782 | -95.7136 | -116.9997
5 | 8 | 9 | 569.2076 | 570.777 | 575.4654 | 580.2022 | 0 | 0 | 0 | 0 | 174.073 | 235.1265 | 0 | 0 | 0 | 0 | 0 | 0 | 240.2203 | 468.4789 | 1076.2402 | 1107.9253 | 0 | 0 | 0 | 0 | 0 | -47.9535 | -90.9648 | -102.282 | 0 | 0 | 0 | 0 | 154.9143 | -84.8748 | -409.81 | -425.4412 | 0.39364 | 0.24286 | 0.23968 | 0 | 60.9806 | -20.6128 | -98.2213 | 0
5 | 8 | 10 | 601.5769 | 604.1896 | 610.1072 | 615.8605 | 0 | 0 | 0 | 0 | 170.6432 | 226.2031 | 0 | 0 | 0 | 0 | 0 | 0 | 270.9672 | 539.4825 | 1180.9463 | 1222.8065 | 0 | 0 | 0 | 0 | 0 | -57.3335 | -436.8263 | -314.5536 | 0 | 0 | 0 | 0 | 159.9665 | -104.1625 | -134.0128 | -292.3924 | 0.31441 | 0.24286 | 0.24286 | 0 | 50.2956 | -25.2971 | -32.5465 | 0
5 | 8 | 11 | 625.4126 | 629.105 | 636.0387 | 642.3596 | 0 | 0 | 0 | 0 | 183.1522 | 227.4007 | 0 | 0 | 0 | 0 | 0 | 0 | 287.9804 | 580.9803 | 1232.7783 | 1280.6353 | 0 | 0 | 0 | 0 | 0 | -59.5276 | -348.255 | -339.1286 | 0 | 0 | 0 | 0 | 154.2799 | -119.7483 | -248.4846 | -299.1471 | 0.31687 | 0.24286 | 0.24286 | 0 | 48.8864 | -29.0823 | -60.3472 | 0
5 | 8 | 12 | 640.3324 | 644.8246 | 652.4988 | 659.2282 | 0 | 0 | 0 | 0 | 168.9277 | 219.8005 | 0 | 0 | 0 | 0 | 0 | 0 | 297.3515 | 603.0735 | 1256.1908 | 1307.3374 | 0 | 0 | 0 | 0 | 0 | -48.9277 | -348.3152 | -346.6391 | 0 | 0 | 0 | 0 | 174.0532 | -129.1216 | -255.3768 | -301.4702 | 0.30984 | 0.24286 | 0.24286 | 0 | 53.9282 | -31.3587 | -62.0211 | 0
5 | 8 | 13 | 660.8337 | 667.2225 | 676.9954 | 685.4863 | 0 | 0 | 0 | 0 | 163.0179 | 227.7766 | 0 | 0 | 0 | 0 | 0 | 0 | 294.6547 | 593.8353 | 1244.2431 | 1294.9391 | 0 | 0 | 0 | 0 | 0 | -42.2191 | -328.1206 | -315.6726 | 0 | 0 | 0 | 0 | 203.1611 | -112.1703 | -239.1271 | -293.7802 | 0.31489 | 0.24286 | 0.24286 | 0 | 63.9735 | -27.2418 | -58.0747 | 0
5 | 8 | 14 | 675.1785 | 683.0392 | 694.5172 | 704.5429 | 0 | 0 | 0 | 0 | 171.4691 | 230.1286 | 0 | 0 | 0 | 0 | 0 | 0 | 305.9614 | 582.8349 | 1233.2553 | 1281.8238 | 0 | 0 | 0 | 0 | 0 | -29.1262 | -147.4083 | -183.827 | 0 | 0 | 0 | 0 | 197.748 | -100.7981 | -391.3298 | -393.4539 | 0.31699 | 0.24286 | 0.24286 | 0 | 62.6837 | -24.48 | -95.0388 | 0
5 | 8 | 15 | 684.4754 | 693.5294 | 706.3322 | 717.4945 | 0 | 0 | 0 | 0 | 195.0386 | 230.7406 | 0 | 0 | 0 | 0 | 0 | 0 | 332.418 | 532.675 | 1160.0972 | 1203.4518 | 0 | 0 | 0 | 0 | 0 | -12.4968 | -75.7491 | -75.3417 | 0 | 0 | 0 | 0 | 157.0188 | -57.3894 | -378.0159 | -410.6155 | 0.31618 | 0.24027 | 0.2402 | 0.19462 | 49.6461 | -13.789 | -90.7981 | -79.9139
5 | 8 | 16 | 684.2332 | 695.5454 | 710.8497 | 724.2423 | 0 | 0 | 0 | 0 | 187.1092 | 236.6258 | 0 | 0 | 0 | 0 | 0 | 0 | 336.9971 | 474.5268 | 1083.2452 | 1117.8231 | 0 | 0 | 0 | 0 | 0 | -12.8837 | -16.3099 | -41.2843 | 0 | 0 | 0 | 0 | 160.1269 | -2.7235 | -356.0856 | -352.2965 | 0.32103 | 0.24715 | 0.22975 | 0.24005 | 51.4048 | -0.67313 | -81.8103 | -84.5683
5 | 8 | 17 | 674.0106 | 687.1815 | 704.4679 | 719.5871 | 0 | 0 | 0 | 0 | 186.8632 | 242.7607 | 0 | 0 | 0 | 0 | 0 | 0 | 292.4645 | 361.0816 | 896.1646 | 917.6545 | 0 | 0 | 0 | 0 | 0 | -2.4459 | -24.1118 | -30.9984 | 0 | 0 | 0 | 0 | 194.683 | 85.7851 | -167.5848 | -167.069 | 0.39785 | 0.24634 | 0.32048 | 0.23372 | 77.455 | 21.1325 | -53.7084 | -39.048
5 | 8 | 18 | 649.7863 | 664.4526 | 683.2951 | 699.8032 | 0 | 0 | 0 | 0 | 205.7636 | 266.5316 | 0 | 0 | 0 | 0 | 0 | 0 | 223.9064 | 203.2858 | 596.8111 | 602.5621 | 0 | 0 | 0 | 0 | 0 | -8.5637 | -60.9105 | 17.0221 | 0 | 0 | 0 | 0 | 220.1163 | 203.1989 | 147.3944 | 80.219 | 0.40002 | 0.33194 | 0.39565 | 0.38633 | 88.0511 | 67.4505 | 58.3165 | 30.9909
5 | 8 | 19 | 633.9066 | 649.1756 | 668.5946 | 685.5866 | 0 | 0 | 0 | 0 | 231.0234 | 326.0019 | 0 | 0 | 0 | 0 | 0 | 0 | 226.5585 | 118.5903 | 338.6334 | 338.6707 | 0 | 0 | 0 | 0 | 0 | -10.263 | 23.7526 | 196.3663 | 0 | 0 | 0 | 0 | 176.3247 | 214.8464 | 306.2087 | 150.5497 | 0.40291 | 0.40667 | 0.40013 | 0.39254 | 71.0437 | 87.3726 | 122.5246 | 59.096
5 | 8 | 20 | 643.0752 | 659.0163 | 679.1188 | 696.5998 | 0 | 0 | 0 | 0 | 234.9214 | 350.5477 | 0 | 0 | 0 | 0 | 0 | 0 | 222.4629 | 81.5283 | 236.2173 | 236.2173 | 0 | 0 | 0 | 0 | 0 | 16.8514 | 21.8156 | 126.3525 | 0 | 0 | 0 | 0 | 185.6908 | 210.0889 | 421.086 | 334.03 | 0.40427 | 0.42028 | 0.41111 | 0.39531 | 75.0698 | 88.2964 | 173.1142 | 132.0447
5 | 8 | 21 | 607.2524 | 622.4908 | 641.5864 | 658.083 | 0 | 0 | 0 | 0 | 233.3297 | 358.2836 | 0 | 0 | 0 | 0 | 0 | 0 | 211.5429 | 70.9304 | 244.146 | 244.146 | 0 | 0 | 0 | 0 | 0 | 12.2302 | 152.6472 | 250.2495 | 0 | 0 | 0 | 0 | 162.3798 | 181.0466 | 244.7932 | 163.6875 | 0.40188 | 0.40772 | 0.40034 | 0.39234 | 65.2573 | 73.8156 | 98.0001 | 64.2204
5 | 8 | 22 | 538.0675 | 552.1441 | 569.6742 | 584.8025 | 0 | 0 | 0 | 0 | 227.7708 | 354.3898 | 0 | 0 | 0 | 0 | 0 | 0 | 214.0125 | 58.462 | 246.8224 | 246.8224 | 0 | 0 | 0 | 0 | 0 | 7.1076 | 94.2718 | 83.2726 | 0 | 0 | 0 | 0 | 96.2842 | 132.1847 | 228.58 | 254.7075 | 0.39659 | 0.40366 | 0.39544 | 0.38685 | 38.1853 | 53.3572 | 90.3889 | 98.5332
5 | 8 | 23 | 482.3282 | 494.9841 | 510.7046 | 524.2283 | 0 | 0 | 0 | 0 | 191.3134 | 348.2092 | 0 | 0 | 0 | 0 | 0 | 0 | 214.6985 | 57.2187 | 252.2033 | 252.2033 | 0 | 0 | 0 | 0 | 0 | 21.5053 | 88.229 | 285.3362 | 0 | 0 | 0 | 0 | 76.3164 | 68.051 | 170.2723 | -13.3112 | 0.39616 | 0.40557 | 0.39781 | 0.38169 | 30.2332 | 27.5993 | 67.7352 | -5.0808
5 | 8 | 24 | 436.1907 | 445.871 | 458.0779 | 468.4497 | 0 | 0 | 0 | 0 | 183.7126 | 343.8879 | 0 | 0 | 0 | 0 | 0 | 0 | 200.5409 | 48.2065 | 254.2063 | 254.2063 | 0 | 0 | 0 | 0 | 0 | 32.5061 | 201.1252 | 62.95 | 0 | 0 | 0 | 0 | 51.9372 | 21.2704 | 2.7464 | 151.2933 | 0.39155 | 0.40913 | 0.40018 | 0.37917 | 20.3359 | 8.7024 | 1.099 | 57.3663
5 | 9 | 1 | 413.6571 | 420.7765 | 429.9856 | 437.6119 | 0 | 0 | 0 | 0 | 167.5466 | 363.4488 | 0 | 0 | 0 | 0 | 0 | 0 | 186.5784 | 35.5629 | 255.1359 | 255.1359 | 0 | 0 | 0 | 0 | 0 | 18.0917 | 149.9371 | 102.5612 | 0 | 0 | 0 | 0 | 59.5321 | 3.673 | 24.9126 | 79.9148 | 0.39346 | 0.40712 | 0.39915 | 0.37525 | 23.4235 | 1.4954 | 9.9438 | 29.9882
5 | 9 | 2 | 399.2672 | 404.2402 | 411.0324 | 416.5337 | 0 | 0 | 0 | 0 | 169.5884 | 363.6366 | 0 | 0 | 0 | 0 | 0 | 0 | 191.7956 | 40.2741 | 256.6326 | 256.6326 | 0 | 0 | 0 | 0 | 0 | 19.374 | 95.8875 | 3.6758 | 0 | 0 | 0 | 0 | 37.8832 | -19.0445 | 58.5123 | 156.2253 | 0.39324 | 0.40518 | 0.39871 | 0.37205 | 14.8972 | -7.7165 | 23.3292 | 58.123
5 | 9 | 3 | 387.0258 | 390.0134 | 394.5865 | 398.1506 | 0 | 0 | 0 | 0 | 164.1621 | 322.2327 | 0 | 0 | 0 | 0 | 0 | 0 | 186.2285 | 39.2194 | 242.7431 | 242.7431 | 0 | 0 | 0 | 0 | 0 | 44.3315 | 127.8857 | 33.7226 | 0 | 0 | 0 | 0 | 36.6352 | -15.7702 | 23.9576 | 121.685 | 0.40479 | 0.40648 | 0.39859 | 0.37175 | 14.8296 | -6.4103 | 9.5493 | 45.2363
5 | 9 | 4 | 394.1713 | 395.535 | 398.3348 | 400.3121 | 0 | 0 | 0 | 0 | 169.9389 | 331.1149 | 0 | 0 | 0 | 0 | 0 | 0 | 180.2004 | 36.4463 | 223.8083 | 223.8083 | 0 | 0 | 0 | 0 | 0 | 40.6733 | 124.9672 | 25.7226 | 0 | 0 | 0 | 0 | 44.0321 | -12.6995 | 49.5594 | 150.7813 | 0.39239 | 0.40724 | 0.39885 | 0.37249 | 17.2779 | -5.1717 | 19.7665 | 56.1646
5 | 9 | 5 | 416.7903 | 417.2734 | 419.1814 | 420.3469 | 0 | 0 | 0 | 0 | 181.5786 | 344.1276 | 0 | 0 | 0 | 0 | 0 | 0 | 157.6049 | 35.2118 | 206.9702 | 206.9703 | 0 | 0 | 0 | 0 | 0 | 50.9046 | 219.7034 | -51.3845 | 0 | 0 | 0 | 0 | 77.6068 | -12.9706 | -7.4923 | 264.7611 | 0.39799 | 0.40903 | 0.40099 | 0.37782 | 30.887 | -5.3053 | -3.0043 | 100.0334
5 | 9 | 6 | 453.1966 | 452.4351 | 453.1491 | 453.2809 | 0 | 0 | 0 | 0 | 206.0155 | 314.3531 | 0 | 0 | 0 | 0 | 0 | 0 | 155.9404 | 88.1624 | 299.1889 | 299.4304 | 0 | 0 | 0 | 0 | 0 | -8.7164 | -0.60152 | -49.818 | 0 | 0 | 0 | 0 | 91.2407 | 58.6361 | 154.5618 | 203.6684 | 0.39817 | 0.40695 | 0.39923 | 0.37497 | 36.3291 | 23.862 | 61.7059 | 76.3693
5 | 9 | 7 | 496.9017 | 496.0893 | 497.1098 | 497.7219 | 0 | 0 | 0 | 0 | 187.6483 | 253.1563 | 0 | 0 | 0 | 0 | 0 | 0 | 159.214 | 201.8824 | 608.539 | 611.0666 | 0 | 0 | 0 | 0 | 0 | -12.4029 | -12.6021 | -0.84143 | 0 | 0 | 0 | 0 | 150.0394 | 53.4535 | -98.827 | -112.5033 | 0.39621 | 0.33259 | 0.32125 | 0.38231 | 59.4468 | 17.7781 | -31.7478 | -43.0116
5 | 9 | 8 | 532.9941 | 532.6498 | 534.7137 | 536.6949 | 0 | 0 | 0 | 0 | 177.0519 | 248.1555 | 0 | 0 | 0 | 0 | 0 | 0 | 202.7151 | 338.6713 | 844.5763 | 861.7088 | 0 | 0 | 0 | 0 | 0 | -15.1946 | -54.207 | -9.6456 | 0 | 0 | 0 | 0 | 153.2271 | -38.9824 | -255.6556 | -315.3683 | 0.38794 | 0.32023 | 0.31429 | 0.32105 | 59.4423 | -12.4835 | -80.3491 | -101.2491
5 | 9 | 9 | 561.5391 | 562.8575 | 567.2415 | 571.7149 | 0 | 0 | 0 | 0 | 174.073 | 235.1265 | 0 | 0 | 0 | 0 | 0 | 0 | 249.0012 | 450.4539 | 1024.4095 | 1055.9772 | 0 | 0 | 0 | 0 | 0 | -47.9535 | -90.9648 | -102.282 | 0 | 0 | 0 | 0 | 138.4649 | -74.7693 | -366.2032 | -381.9803 | 0.39364 | 0.24286 | 0.23968 | 0 | 54.5054 | -18.1586 | -87.7698 | 0
5 | 9 | 10 | 590.627 | 592.8813 | 598.3643 | 603.7416 | 0 | 0 | 0 | 0 | 170.6432 | 226.2031 | 0 | 0 | 0 | 0 | 0 | 0 | 276.6488 | 519.5636 | 1138.9622 | 1180.9143 | 0 | 0 | 0 | 0 | 0 | -57.3335 | -436.8263 | -314.5536 | 0 | 0 | 0 | 0 | 143.335 | -95.5519 | -103.7716 | -262.6191 | 0.31441 | 0.24286 | 0.24286 | 0 | 45.0664 | -23.2059 | -25.2021 | 0
5 | 9 | 11 | 609.1329 | 612.2924 | 618.5799 | 624.3418 | 0 | 0 | 0 | 0 | 183.1522 | 227.4007 | 0 | 0 | 0 | 0 | 0 | 0 | 289.2247 | 549.734 | 1182.4217 | 1230.0001 | 0 | 0 | 0 | 0 | 0 | -59.5276 | -348.255 | -339.1286 | 0 | 0 | 0 | 0 | 136.7559 | -105.3147 | -215.5868 | -266.5297 | 0.31687 | 0.24286 | 0.24286 | 0 | 43.3336 | -25.5769 | -52.3576 | 0
5 | 9 | 12 | 618.5958 | 622.3765 | 629.188 | 635.171 | 0 | 0 | 0 | 0 | 168.9277 | 219.8005 | 0 | 0 | 0 | 0 | 0 | 0 | 297.7262 | 563.1504 | 1200.7761 | 1251.4723 | 0 | 0 | 0 | 0 | 0 | -48.9277 | -348.3152 | -346.6391 | 0 | 0 | 0 | 0 | 151.942 | -111.6466 | -223.2729 | -269.6623 | 0.30984 | 0.24286 | 0.24286 | 0 | 47.0773 | -27.1147 | -54.2243 | 0
5 | 9 | 13 | 636.6135 | 642.2095 | 651.021 | 658.6803 | 0 | 0 | 0 | 0 | 163.0179 | 227.7766 | 0 | 0 | 0 | 0 | 0 | 0 | 303.1063 | 579.5726 | 1231.1207 | 1282.0905 | 0 | 0 | 0 | 0 | 0 | -42.2191 | -328.1206 | -315.6726 | 0 | 0 | 0 | 0 | 170.4894 | -122.9206 | -251.9791 | -307.7376 | 0.31489 | 0.24286 | 0.24286 | 0 | 53.6855 | -29.8527 | -61.1959 | 0
5 | 9 | 14 | 650.7952 | 657.8577 | 668.3678 | 677.5563 | 0 | 0 | 0 | 0 | 171.4691 | 230.1286 | 0 | 0 | 0 | 0 | 0 | 0 | 318.2298 | 610.0589 | 1285.1181 | 1334.1333 | 0 | 0 | 0 | 0 | 0 | -29.1262 | -147.4083 | -183.827 | 0 | 0 | 0 | 0 | 161.0962 | -153.2036 | -469.342 | -472.7501 | 0.31699 | 0.24286 | 0.24286 | 0 | 51.0655 | -37.2073 | -113.9849 | 0
5 | 9 | 15 | 657.3545 | 665.5207 | 677.2471 | 687.4782 | 0 | 0 | 0 | 0 | 195.0386 | 230.7406 | 0 | 0 | 0 | 0 | 0 | 0 | 318.8001 | 575.6055 | 1237.3097 | 1281.0733 | 0 | 0 | 0 | 0 | 0 | -12.4968 | -75.7491 | -75.3417 | 0 | 0 | 0 | 0 | 143.5158 | -128.3286 | -484.3134 | -518.2534 | 0.31618 | 0.24027 | 0.2402 | 0.19462 | 45.3767 | -30.8336 | -116.3304 | -100.8624
5 | 9 | 16 | 657.5294 | 667.9674 | 682.2119 | 694.6874 | 0 | 0 | 0 | 0 | 187.1092 | 236.6258 | 0 | 0 | 0 | 0 | 0 | 0 | 300.4213 | 532.0742 | 1182.4133 | 1217.4815 | 0 | 0 | 0 | 0 | 0 | -12.8837 | -16.3099 | -41.2843 | 0 | 0 | 0 | 0 | 169.9988 | -87.8489 | -483.8916 | -481.5098 | 0.32103 | 0.24715 | 0.22975 | 0.24005 | 54.5739 | -21.7121 | -111.1737 | -115.5857
5 | 9 | 17 | 647.6874 | 659.9966 | 676.2383 | 690.4536 | 0 | 0 | 0 | 0 | 186.8632 | 242.7607 | 0 | 0 | 0 | 0 | 0 | 0 | 257.8269 | 427.2983 | 1006.9776 | 1028.7659 | 0 | 0 | 0 | 0 | 0 | -2.4459 | -24.1118 | -30.9984 | 0 | 0 | 0 | 0 | 202.9974 | -7.6164 | -306.6274 | -307.3139 | 0.39785 | 0.24634 | 0.32048 | 0.23372 | 80.7629 | -1.8762 | -98.2695 | -71.8266
5 | 9 | 18 | 627.2703 | 641.1995 | 659.1482 | 674.8833 | 0 | 0 | 0 | 0 | 205.7636 | 266.5316 | 0 | 0 | 0 | 0 | 0 | 0 | 205.6671 | 275.3814 | 694.0204 | 700.1972 | 0 | 0 | 0 | 0 | 0 | -8.5637 | -60.9105 | 17.0221 | 0 | 0 | 0 | 0 | 215.8395 | 107.8502 | 26.0383 | -42.3361 | 0.40002 | 0.33194 | 0.39565 | 0.38633 | 86.3403 | 35.8002 | 10.302 | -16.3556
5 | 9 | 19 | 611.1549 | 625.6791 | 644.195 | 660.4058 | 0 | 0 | 0 | 0 | 231.0234 | 326.0019 | 0 | 0 | 0 | 0 | 0 | 0 | 201.6747 | 195.9661 | 449.6798 | 449.7172 | 0 | 0 | 0 | 0 | 0 | -10.263 | 23.7526 | 196.3663 | 0 | 0 | 0 | 0 | 178.4568 | 113.9741 | 170.7626 | 14.3223 | 0.40291 | 0.40667 | 0.40013 | 0.39254 | 71.9028 | 46.3504 | 68.328 | 5.622
5 | 9 | 20 | 620.5772 | 635.7819 | 654.9915 | 671.6999 | 0 | 0 | 0 | 0 | 234.9214 | 350.5477 | 0 | 0 | 0 | 0 | 0 | 0 | 233.8858 | 184.9027 | 337.1065 | 337.1065 | 0 | 0 | 0 | 0 | 0 | 16.8514 | 21.8156 | 126.3525 | 0 | 0 | 0 | 0 | 151.7699 | 83.48 | 296.0694 | 208.2409 | 0.40427 | 0.42028 | 0.41111 | 0.39531 | 61.3565 | 35.0851 | 121.7182 | 82.3193
5 | 9 | 21 | 586.2592 | 600.8103 | 619.0727 | 634.8484 | 0 | 0 | 0 | 0 | 233.3297 | 358.2836 | 0 | 0 | 0 | 0 | 0 | 0 | 211.5398 | 181.6301 | 378.298 | 378.298 | 0 | 0 | 0 | 0 | 0 | 12.2302 | 152.6472 | 250.2495 | 0 | 0 | 0 | 0 | 141.3896 | 48.6664 | 88.1275 | 6.3009 | 0.40188 | 0.40772 | 0.40034 | 0.39234 | 56.8217 | 19.8421 | 35.2808 | 2.4721
5 | 9 | 22 | 525.5948 | 539.2631 | 556.2982 | 570.9982 | 0 | 0 | 0 | 0 | 227.7708 | 354.3898 | 0 | 0 | 0 | 0 | 0 | 0 | 182.8042 | 159.7249 | 389.3683 | 389.3683 | 0 | 0 | 0 | 0 | 0 | 7.1076 | 94.2718 | 83.2726 | 0 | 0 | 0 | 0 | 115.0198 | 18.0409 | 72.6581 | 98.3572 | 0.39659 | 0.40366 | 0.39544 | 0.38685 | 45.6157 | 7.2823 | 28.7317 | 38.0494
5 | 9 | 23 | 466.1754 | 478.3025 | 493.3819 | 506.3509 | 0 | 0 | 0 | 0 | 191.3134 | 348.2092 | 0 | 0 | 0 | 0 | 0 | 0 | 178.7775 | 157.86 | 387.1731 | 387.1731 | 0 | 0 | 0 | 0 | 0 | 21.5053 | 88.229 | 285.3362 | 0 | 0 | 0 | 0 | 96.0844 | -49.2719 | 17.9798 | -166.1584 | 0.39616 | 0.40557 | 0.39781 | 0.38169 | 38.0645 | -19.9831 | 7.1524 | -63.4212
5 | 9 | 24 | 428.2684 | 437.6893 | 449.5818 | 459.6815 | 0 | 0 | 0 | 0 | 183.7126 | 343.8879 | 0 | 0 | 0 | 0 | 0 | 0 | 181.8215 | 173.3604 | 407.5219 | 407.5219 | 0 | 0 | 0 | 0 | 0 | 32.5061 | 201.1252 | 62.95 | 0 | 0 | 0 | 0 | 62.7343 | -112.0651 | -159.0653 | -10.7904 | 0.39155 | 0.40913 | 0.40018 | 0.37917 | 24.5635 | -45.8495 | -63.6554 | -4.0914
5 | 10 | 1 | 403.8131 | 410.6102 | 419.4287 | 426.717 | 0 | 0 | 0 | 0 | 167.5466 | 363.4488 | 0 | 0 | 0 | 0 | 0 | 0 | 184.189 | 169.3799 | 407.8002 | 407.8002 | 0 | 0 | 0 | 0 | 0 | 18.0917 | 149.9371 | 102.5612 | 0 | 0 | 0 | 0 | 52.0775 | -140.3102 | -138.3087 | -83.6445 | 0.39346 | 0.40712 | 0.39915 | 0.37525 | 20.4904 | -57.1232 | -55.2055 | -31.3877
5 | 10 | 2 | 390.239 | 394.9164 | 401.3504 | 406.5417 | 0 | 0 | 0 | 0 | 169.5884 | 363.6366 | 0 | 0 | 0 | 0 | 0 | 0 | 164.4489 | 145.8633 | 387.7086 | 387.7086 | 0 | 0 | 0 | 0 | 0 | 19.374 | 95.8875 | 3.6758 | 0 | 0 | 0 | 0 | 56.2017 | -133.9574 | -82.2458 | 15.1572 | 0.39324 | 0.40518 | 0.39871 | 0.37205 | 22.1008 | -54.2774 | -32.7918 | 5.6392
5 | 10 | 3 | 381.0433 | 383.8351 | 388.1707 | 391.5294 | 0 | 0 | 0 | 0 | 164.1621 | 322.2327 | 0 | 0 | 0 | 0 | 0 | 0 | 157.2262 | 130.9887 | 355.7096 | 355.7096 | 0 | 0 | 0 | 0 | 0 | 44.3315 | 127.8857 | 33.7226 | 0 | 0 | 0 | 0 | 59.655 | -113.7178 | -95.4247 | 2.0972 | 0.40479 | 0.40648 | 0.39859 | 0.37175 | 24.1479 | -46.2239 | -38.0356 | 0.77964
5 | 10 | 4 | 388.5332 | 389.7124 | 392.2884 | 394.0721 | 0 | 0 | 0 | 0 | 169.9389 | 331.1149 | 0 | 0 | 0 | 0 | 0 | 0 | 139.5184 | 114.774 | 326.195 | 326.195 | 0 | 0 | 0 | 0 | 0 | 40.6733 | 124.9672 | 25.7226 | 0 | 0 | 0 | 0 | 79.076 | -96.8498 | -58.8738 | 42.1545 | 0.39239 | 0.40724 | 0.39885 | 0.37249 | 31.0288 | -39.441 | -23.4815 | 15.7021
5 | 10 | 5 | 412.3669 | 412.7052 | 414.4375 | 415.4512 | 0 | 0 | 0 | 0 | 181.5786 | 344.1276 | 0 | 0 | 0 | 0 | 0 | 0 | 101.1276 | 82.9821 | 303.6691 | 303.6692 | 0 | 0 | 0 | 0 | 0 | 50.9046 | 219.7034 | -51.3845 | 0 | 0 | 0 | 0 | 129.6607 | -65.3092 | -108.935 | 163.1665 | 0.39799 | 0.40903 | 0.40099 | 0.37782 | 51.6041 | -26.7133 | -43.682 | 61.6484
5 | 10 | 6 | 448.4106 | 447.4924 | 448.0165 | 447.9839 | 0 | 0 | 0 | 0 | 206.0155 | 314.3531 | 0 | 0 | 0 | 0 | 0 | 0 | 102.78 | 115.8057 | 392.484 | 392.7324 | 0 | 0 | 0 | 0 | 0 | -8.7164 | -0.60152 | -49.818 | 0 | 0 | 0 | 0 | 139.6151 | 26.0501 | 56.134 | 105.0694 | 0.39817 | 0.40695 | 0.39923 | 0.37497 | 55.5902 | 10.6011 | 22.4104 | 39.3978
5 | 10 | 7 | 489.4144 | 488.3569 | 489.0803 | 489.4353 | 0 | 0 | 0 | 0 | 187.6483 | 253.1563 | 0 | 0 | 0 | 0 | 0 | 0 | 121.049 | 215.1292 | 676.8326 | 679.4219 | 0 | 0 | 0 | 0 | 0 | -12.4029 | -12.6021 | -0.84143 | 0 | 0 | 0 | 0 | 180.7171 | 32.4744 | -175.1501 | -189.1452 | 0.39621 | 0.33259 | 0.32125 | 0.38231 | 71.6015 | 10.8007 | -56.2662 | -72.3129
5 | 10 | 8 | 517.1132 | 516.2491 | 517.6826 | 519.1185 | 0 | 0 | 0 | 0 | 177.0519 | 248.1555 | 0 | 0 | 0 | 0 | 0 | 0 | 180.2791 | 354.611 | 963.6024 | 980.9542 | 0 | 0 | 0 | 0 | 0 | -15.1946 | -54.207 | -9.6456 | 0 | 0 | 0 | 0 | 159.7821 | -71.3229 | -391.7128 | -452.1901 | 0.38794 | 0.32023 | 0.31429 | 0.32105 | 61.9852 | -22.8401 | -123.11 | -145.1758
5 | 10 | 9 | 543.0295 | 543.742 | 547.3913 | 551.2292 | 0 | 0 | 0 | 0 | 174.073 | 235.1265 | 0 | 0 | 0 | 0 | 0 | 0 | 236.7862 | 463.4004 | 1120.2252 | 1152.0137 | 0 | 0 | 0 | 0 | 0 | -47.9535 | -90.9648 | -102.282 | 0 | 0 | 0 | 0 | 132.1703 | -106.8313 | -481.8691 | -498.5025 | 0.39364 | 0.24286 | 0.23968 | 0 | 52.0276 | -25.9452 | -115.4921 | 0
5 | 10 | 10 | 564.6846 | 566.0896 | 570.543 | 575.0295 | 0 | 0 | 0 | 0 | 170.6432 | 226.2031 | 0 | 0 | 0 | 0 | 0 | 0 | 284.2179 | 540.225 | 1191.9796 | 1234.0892 | 0 | 0 | 0 | 0 | 0 | -57.3335 | -436.8263 | -314.5536 | 0 | 0 | 0 | 0 | 109.8235 | -143.0049 | -184.6104 | -344.5062 | 0.31441 | 0.24286 | 0.24286 | 0 | 34.53 | -34.7304 | -44.8347 | 0
5 | 10 | 11 | 581.2869 | 583.5349 | 588.7172 | 593.5229 | 0 | 0 | 0 | 0 | 183.1522 | 227.4007 | 0 | 0 | 0 | 0 | 0 | 0 | 318.0056 | 587.7446 | 1212.3509 | 1260.6311 | 0 | 0 | 0 | 0 | 0 | -59.5276 | -348.255 | -339.1286 | 0 | 0 | 0 | 0 | 80.1291 | -172.0828 | -275.3788 | -327.9796 | 0.31687 | 0.24286 | 0.24286 | 0 | 25.3904 | -41.7923 | -66.8788 | 0
5 | 10 | 12 | 585.8188 | 588.5266 | 594.0371 | 598.8946 | 0 | 0 | 0 | 0 | 168.9277 | 219.8005 | 0 | 0 | 0 | 0 | 0 | 0 | 337.248 | 607.4277 | 1216.0557 | 1267.1998 | 0 | 0 | 0 | 0 | 0 | -48.9277 | -348.3152 | -346.6391 | 0 | 0 | 0 | 0 | 79.6431 | -189.7739 | -273.7034 | -321.6662 | 0.30984 | 0.24286 | 0.24286 | 0 | 24.6764 | -46.0888 | -66.4719 | 0
5 | 10 | 13 | 596.7662 | 601.0578 | 608.2878 | 614.5788 | 0 | 0 | 0 | 0 | 163.0179 | 227.7766 | 0 | 0 | 0 | 0 | 0 | 0 | 352.8995 | 614.395 | 1202.5974 | 1253.6554 | 0 | 0 | 0 | 0 | 0 | -42.2191 | -328.1206 | -315.6726 | 0 | 0 | 0 | 0 | 80.8488 | -198.8947 | -266.1891 | -323.4041 | 0.31489 | 0.24286 | 0.24286 | 0 | 25.4585 | -48.3039 | -64.647 | 0
5 | 10 | 14 | 602.9349 | 608.4308 | 617.0412 | 624.5863 | 0 | 0 | 0 | 0 | 171.4691 | 230.1286 | 0 | 0 | 0 | 0 | 0 | 0 | 367.0576 | 620.176 | 1198.8038 | 1247.8404 | 0 | 0 | 0 | 0 | 0 | -29.1262 | -147.4083 | -183.827 | 0 | 0 | 0 | 0 | 64.4082 | -212.7476 | -434.3543 | -439.4271 | 0.31699 | 0.24286 | 0.24286 | 0 | 20.4166 | -51.6682 | -105.4878 | 0
5 | 10 | 15 | 605.9048 | 612.3868 | 622.0711 | 630.5355 | 0 | 0 | 0 | 0 | 195.0386 | 230.7406 | 0 | 0 | 0 | 0 | 0 | 0 | 357.1141 | 594.7348 | 1170.8429 | 1214.8606 | 0 | 0 | 0 | 0 | 0 | -12.4968 | -75.7491 | -75.3417 | 0 | 0 | 0 | 0 | 53.752 | -200.5919 | -473.0227 | -508.9833 | 0.31618 | 0.24027 | 0.2402 | 0.19462 | 16.9953 | -48.1963 | -113.6185 | -99.0583
5 | 10 | 16 | 602.7982 | 611.4447 | 623.5168 | 634.1131 | 0 | 0 | 0 | 0 | 187.1092 | 236.6258 | 0 | 0 | 0 | 0 | 0 | 0 | 338.3996 | 527.4068 | 1078.4279 | 1113.3751 | 0 | 0 | 0 | 0 | 0 | -12.8837 | -16.3099 | -41.2843 | 0 | 0 | 0 | 0 | 77.2894 | -139.7042 | -438.6012 | -437.9778 | 0.32103 | 0.24715 | 0.22975 | 0.24005 | 24.8119 | -34.5284 | -100.7682 | -105.1359
5 | 10 | 17 | 593.4821 | 604.0169 | 618.1071 | 630.4611 | 0 | 0 | 0 | 0 | 186.8632 | 242.7607 | 0 | 0 | 0 | 0 | 0 | 0 | 313.2635 | 412.7273 | 907.1317 | 928.3384 | 0 | 0 | 0 | 0 | 0 | -2.4459 | -24.1118 | -30.9984 | 0 | 0 | 0 | 0 | 93.3554 | -49.0252 | -264.9128 | -266.8789 | 0.39785 | 0.24634 | 0.32048 | 0.23372 | 37.1416 | -12.077 | -84.9006 | -62.376
5 | 10 | 18 | 578.1591 | 590.4807 | 606.4802 | 620.5289 | 0 | 0 | 0 | 0 | 205.7636 | 266.5316 | 0 | 0 | 0 | 0 | 0 | 0 | 289.638 | 278.3491 | 635.1269 | 641.1201 | 0 | 0 | 0 | 0 | 0 | -8.5637 | -60.9105 | 17.0221 | 0 | 0 | 0 | 0 | 82.7575 | 54.1637 | 32.2637 | -37.6133 | 0.40002 | 0.33194 | 0.39565 | 0.38633 | 33.1047 | 17.9793 | 12.7651 | -14.5311
5 | 10 | 19 | 568.1531 | 581.2697 | 598.0789 | 612.8131 | 0 | 0 | 0 | 0 | 231.0234 | 326.0019 | 0 | 0 | 0 | 0 | 0 | 0 | 285.9401 | 184.9376 | 384.1058 | 384.15 | 0 | 0 | 0 | 0 | 0 | -10.263 | 23.7526 | 196.3663 | 0 | 0 | 0 | 0 | 51.1896 | 80.5933 | 190.2205 | 32.2968 | 0.40291 | 0.40667 | 0.40013 | 0.39254 | 20.625 | 32.7752 | 76.1138 | 12.6776
5 | 10 | 20 | 590.2113 | 604.422 | 622.4263 | 638.0921 | 0 | 0 | 0 | 0 | 234.9214 | 350.5477 | 0 | 0 | 0 | 0 | 0 | 0 | 297.0224 | 143.2355 | 269.7594 | 269.7594 | 0 | 0 | 0 | 0 | 0 | 16.8514 | 21.8156 | 126.3525 | 0 | 0 | 0 | 0 | 58.2675 | 93.7874 | 330.8513 | 241.9802 | 0.40427 | 0.42028 | 0.41111 | 0.39531 | 23.556 | 39.4171 | 136.0175 | 95.6567
5 | 10 | 21 | 564.994 | 578.849 | 596.2673 | 611.3129 | 0 | 0 | 0 | 0 | 233.3297 | 358.2836 | 0 | 0 | 0 | 0 | 0 | 0 | 266.3055 | 113.1686 | 271.4336 | 271.4336 | 0 | 0 | 0 | 0 | 0 | 12.2302 | 152.6472 | 250.2495 | 0 | 0 | 0 | 0 | 65.3588 | 95.1666 | 172.1865 | 89.6298 | 0.40188 | 0.40772 | 0.40034 | 0.39234 | 26.2664 | 38.801 | 68.9329 | 35.1649
5 | 10 | 22 | 510.3666 | 523.5364 | 539.967 | 554.1441 | 0 | 0 | 0 | 0 | 227.7708 | 354.3898 | 0 | 0 | 0 | 0 | 0 | 0 | 225.6045 | 96.5845 | 287.2222 | 287.2222 | 0 | 0 | 0 | 0 | 0 | 7.1076 | 94.2718 | 83.2726 | 0 | 0 | 0 | 0 | 56.9913 | 65.4545 | 158.4731 | 183.6494 | 0.39659 | 0.40366 | 0.39544 | 0.38685 | 22.6022 | 26.4211 | 62.6661 | 71.0445
5 | 10 | 23 | 458.3437 | 470.2145 | 484.983 | 497.6831 | 0 | 0 | 0 | 0 | 191.3134 | 348.2092 | 0 | 0 | 0 | 0 | 0 | 0 | 173.9906 | 78.4795 | 284.3929 | 284.3929 | 0 | 0 | 0 | 0 | 0 | 21.5053 | 88.229 | 285.3362 | 0 | 0 | 0 | 0 | 93.0397 | 22.0206 | 112.3611 | -72.046 | 0.39616 | 0.40557 | 0.39781 | 0.38169 | 36.8583 | 8.9308 | 44.6978 | -27.4993
5 | 10 | 24 | 419.0226 | 428.1409 | 439.6664 | 449.4487 | 0 | 0 | 0 | 0 | 183.7126 | 343.8879 | 0 | 0 | 0 | 0 | 0 | 0 | 155.23 | 70.7003 | 267.1278 | 267.1278 | 0 | 0 | 0 | 0 | 0 | 32.5061 | 201.1252 | 62.95 | 0 | 0 | 0 | 0 | 80.08 | -18.9534 | -28.5866 | 119.3709 | 0.39155 | 0.40913 | 0.40018 | 0.37917 | 31.3552 | -7.7545 | -11.4399 | 45.2622
5 | 11 | 1 | 396.616 | 403.1775 | 411.7102 | 418.7514 | 0 | 0 | 0 | 0 | 167.5466 | 363.4488 | 0 | 0 | 0 | 0 | 0 | 0 | 130.0545 | 54.8221 | 263.5994 | 263.5994 | 0 | 0 | 0 | 0 | 0 | 18.0917 | 149.9371 | 102.5612 | 0 | 0 | 0 | 0 | 99.0148 | -33.1852 | -1.8262 | 52.5908 | 0.39346 | 0.40712 | 0.39915 | 0.37525 | 38.9584 | -13.5104 | -0.72894 | 19.7348
5 | 11 | 2 | 383.7489 | 388.2138 | 394.3902 | 399.3586 | 0 | 0 | 0 | 0 | 169.5884 | 363.6366 | 0 | 0 | 0 | 0 | 0 | 0 | 116.4455 | 35.1945 | 247.8063 | 247.8063 | 0 | 0 | 0 | 0 | 0 | 19.374 | 95.8875 | 3.6758 | 0 | 0 | 0 | 0 | 97.7149 | -29.9912 | 50.6964 | 147.8765 | 0.39324 | 0.40518 | 0.39871 | 0.37205 | 38.4255 | -12.1519 | 20.2129 | 55.0168
5 | 11 | 3 | 377.6894 | 380.3714 | 384.5739 | 387.8175 | 0 | 0 | 0 | 0 | 164.1621 | 322.2327 | 0 | 0 | 0 | 0 | 0 | 0 | 97.9413 | 21.3045 | 236.7867 | 236.7867 | 0 | 0 | 0 | 0 | 0 | 44.3315 | 127.8857 | 33.7226 | 0 | 0 | 0 | 0 | 115.586 | -7.4973 | 19.9015 | 117.3082 | 0.40479 | 0.40648 | 0.39859 | 0.37175 | 46.7883 | -3.0475 | 7.9326 | 43.6093
5 | 11 | 4 | 384.1098 | 385.1441 | 387.5446 | 389.1764 | 0 | 0 | 0 | 0 | 169.9389 | 331.1149 | 0 | 0 | 0 | 0 | 0 | 0 | 87.2608 | 20.0227 | 236.2178 | 236.2178 | 0 | 0 | 0 | 0 | 0 | 40.6733 | 124.9672 | 25.7226 | 0 | 0 | 0 | 0 | 126.9102 | -6.6668 | 26.3596 | 127.236 | 0.39239 | 0.40724 | 0.39885 | 0.37249 | 49.7986 | -2.715 | 10.5134 | 47.3942
5 | 11 | 5 | 407.9616 | 408.1556 | 409.7132 | 410.5756 | 0 | 0 | 0 | 0 | 181.5786 | 344.1276 | 0 | 0 | 0 | 0 | 0 | 0 | 91.0718 | 22.4241 | 238.0015 | 238.0015 | 0 | 0 | 0 | 0 | 0 | 50.9046 | 219.7034 | -51.3845 | 0 | 0 | 0 | 0 | 135.3111 | -9.3007 | -47.9917 | 223.9585 | 0.39799 | 0.40903 | 0.40099 | 0.37782 | 53.8529 | -3.8042 | -19.2443 | 84.6171
5 | 11 | 6 | 438.9655 | 437.738 | 437.8872 | 437.5304 | 0 | 0 | 0 | 0 | 206.0155 | 314.3531 | 0 | 0 | 0 | 0 | 0 | 0 | 112.9304 | 81.8764 | 352.3732 | 352.6268 | 0 | 0 | 0 | 0 | 0 | -8.7164 | -0.60152 | -49.818 | 0 | 0 | 0 | 0 | 120.0195 | 50.225 | 86.1156 | 134.7216 | 0.39817 | 0.40695 | 0.39923 | 0.37497 | 47.7879 | 20.4391 | 34.38 | 50.5164
5 | 11 | 7 | 481.0751 | 479.7447 | 480.1371 | 480.2057 | 0 | 0 | 0 | 0 | 187.6483 | 253.1563 | 0 | 0 | 0 | 0 | 0 | 0 | 121.3315 | 194.6464 | 621.2602 | 623.8574 | 0 | 0 | 0 | 0 | 0 | -12.4029 | -12.6021 | -0.84143 | 0 | 0 | 0 | 0 | 172.0954 | 44.3449 | -128.521 | -142.8103 | 0.39621 | 0.33259 | 0.32125 | 0.38231 | 68.1855 | 14.7487 | -41.2868 | -54.5984
5 | 11 | 8 | 509.4809 | 508.367 | 509.4976 | 510.6714 | 0 | 0 | 0 | 0 | 177.0519 | 248.1555 | 0 | 0 | 0 | 0 | 0 | 0 | 176.9986 | 337.8356 | 886.6193 | 903.6416 | 0 | 0 | 0 | 0 | 0 | -15.1946 | -54.207 | -9.6456 | 0 | 0 | 0 | 0 | 155.4304 | -62.4296 | -322.9147 | -383.3247 | 0.38794 | 0.32023 | 0.31429 | 0.32105 | 60.297 | -19.9921 | -101.4877 | -123.0665
5 | 11 | 9 | 533.7112 | 534.1187 | 537.3982 | 540.9161 | 0 | 0 | 0 | 0 | 174.073 | 235.1265 | 0 | 0 | 0 | 0 | 0 | 0 | 229.7764 | 446.5477 | 1056.0002 | 1086.9831 | 0 | 0 | 0 | 0 | 0 | -47.9535 | -90.9648 | -102.282 | 0 | 0 | 0 | 0 | 129.8618 | -99.6019 | -427.6372 | -443.785 | 0.39364 | 0.24286 | 0.23968 | 0 | 51.1189 | -24.1895 | -102.494 | 0
5 | 11 | 10 | 554.0973 | 555.1558 | 559.1889 | 563.3119 | 0 | 0 | 0 | 0 | 170.6432 | 226.2031 | 0 | 0 | 0 | 0 | 0 | 0 | 265.7073 | 518.5131 | 1173.7493 | 1214.8936 | 0 | 0 | 0 | 0 | 0 | -57.3335 | -436.8263 | -314.5536 | 0 | 0 | 0 | 0 | 117.7469 | -132.2269 | -177.7341 | -337.0282 | 0.31441 | 0.24286 | 0.24286 | 0 | 37.0212 | -32.1128 | -43.1647 | 0
5 | 11 | 11 | 563.865 | 565.5427 | 570.0335 | 574.241 | 0 | 0 | 0 | 0 | 183.1522 | 227.4007 | 0 | 0 | 0 | 0 | 0 | 0 | 284.8414 | 554.7112 | 1229.36 | 1276.5312 | 0 | 0 | 0 | 0 | 0 | -59.5276 | -348.255 | -339.1286 | 0 | 0 | 0 | 0 | 95.8713 | -157.0416 | -311.0715 | -363.1616 | 0.31687 | 0.24286 | 0.24286 | 0 | 30.3786 | -38.1394 | -75.5471 | 0
5 | 11 | 12 | 566.5297 | 568.606 | 573.3509 | 577.5461 | 0 | 0 | 0 | 0 | 168.9277 | 219.8005 | 0 | 0 | 0 | 0 | 0 | 0 | 292.7616 | 567.3808 | 1235.9509 | 1286.0515 | 0 | 0 | 0 | 0 | 0 | -48.9277 | -348.3152 | -346.6391 | 0 | 0 | 0 | 0 | 104.8404 | -169.6475 | -314.2848 | -361.8664 | 0.30984 | 0.24286 | 0.24286 | 0 | 32.4835 | -41.2009 | -76.3276 | 0
5 | 11 | 13 | 573.9782 | 577.5238 | 583.8493 | 589.3578 | 0 | 0 | 0 | 0 | 163.0179 | 227.7766 | 0 | 0 | 0 | 0 | 0 | 0 | 297.0438 | 564.6322 | 1235.1418 | 1285.2896 | 0 | 0 | 0 | 0 | 0 | -42.2191 | -328.1206 | -315.6726 | 0 | 0 | 0 | 0 | 113.9165 | -172.6658 | -323.1719 | -380.2592 | 0.31489 | 0.24286 | 0.24286 | 0 | 35.8712 | -41.9339 | -78.4859 | 0
5 | 11 | 14 | 576.1948 | 580.8153 | 588.3645 | 594.9913 | 0 | 0 | 0 | 0 | 171.4691 | 230.1286 | 0 | 0 | 0 | 0 | 0 | 0 | 297.055 | 556.1292 | 1241.6986 | 1289.4671 | 0 | 0 | 0 | 0 | 0 | -29.1262 | -147.4083 | -183.827 | 0 | 0 | 0 | 0 | 107.6707 | -176.3163 | -505.9259 | -510.6488 | 0.31699 | 0.24286 | 0.24286 | 0 | 34.1303 | -42.8204 | -122.8697 | 0
5 | 11 | 15 | 574.8681 | 580.3342 | 588.7865 | 596.1853 | 0 | 0 | 0 | 0 | 195.0386 | 230.7406 | 0 | 0 | 0 | 0 | 0 | 0 | 296.7503 | 531.4749 | 1237.1698 | 1279.1143 | 0 | 0 | 0 | 0 | 0 | -12.4968 | -75.7491 | -75.3417 | 0 | 0 | 0 | 0 | 83.0792 | -169.3846 | -572.6341 | -607.5873 | 0.31618 | 0.24027 | 0.2402 | 0.19462 | 26.2679 | -40.6981 | -137.5448 | -118.2486
5 | 11 | 16 | 569.5317 | 577.0892 | 587.8409 | 597.2949 | 0 | 0 | 0 | 0 | 187.1092 | 236.6258 | 0 | 0 | 0 | 0 | 0 | 0 | 302.278 | 496.6011 | 1183.5887 | 1217.3275 | 0 | 0 | 0 | 0 | 0 | -12.8837 | -16.3099 | -41.2843 | 0 | 0 | 0 | 0 | 80.1445 | -143.254 | -579.4379 | -578.7483 | 0.32103 | 0.24715 | 0.22975 | 0.24005 | 25.7284 | -35.4057 | -133.1253 | -138.9277
5 | 11 | 17 | 557.4781 | 566.8343 | 579.4955 | 590.6132 | 0 | 0 | 0 | 0 | 186.8632 | 242.7607 | 0 | 0 | 0 | 0 | 0 | 0 | 281.585 | 408.7066 | 1012.7801 | 1033.4312 | 0 | 0 | 0 | 0 | 0 | -2.4459 | -24.1118 | -30.9984 | 0 | 0 | 0 | 0 | 89.0299 | -82.187 | -409.1728 | -411.8196 | 0.39785 | 0.24634 | 0.32048 | 0.23372 | 35.4207 | -20.2462 | -131.1337 | -96.2521
5 | 11 | 18 | 543.261 | 554.4402 | 569.0545 | 581.9049 | 0 | 0 | 0 | 0 | 205.7636 | 266.5316 | 0 | 0 | 0 | 0 | 0 | 0 | 248.0909 | 274.9604 | 689.5778 | 695.2542 | 0 | 0 | 0 | 0 | 0 | -8.5637 | -60.9105 | 17.0221 | 0 | 0 | 0 | 0 | 89.4065 | 21.5119 | -59.6128 | -130.3714 | 0.40002 | 0.33194 | 0.39565 | 0.38633 | 35.7645 | 7.1407 | -23.5857 | -50.3662
5 | 11 | 19 | 536.6995 | 548.7865 | 564.3472 | 578.0014 | 0 | 0 | 0 | 0 | 231.0234 | 326.0019 | 0 | 0 | 0 | 0 | 0 | 0 | 224.5705 | 177.2659 | 425.1548 | 425.2048 | 0 | 0 | 0 | 0 | 0 | -10.263 | 23.7526 | 196.3663 | 0 | 0 | 0 | 0 | 81.1056 | 55.7817 | 115.4398 | -43.5697 | 0.40291 | 0.40667 | 0.40013 | 0.39254 | 32.6786 | 22.685 | 46.1915 | -17.1026
5 | 11 | 20 | 556.7091 | 569.8231 | 586.4977 | 601.0131 | 0 | 0 | 0 | 0 | 234.9214 | 350.5477 | 0 | 0 | 0 | 0 | 0 | 0 | 217.3149 | 146.1547 | 330.138 | 330.138 | 0 | 0 | 0 | 0 | 0 | 16.8514 | 21.8156 | 126.3525 | 0 | 0 | 0 | 0 | 104.4728 | 56.2693 | 234.5441 | 144.5226 | 0.40427 | 0.42028 | 0.41111 | 0.39531 | 42.2355 | 23.6489 | 96.4243 | 57.1309
5 | 11 | 21 | 537.0936 | 550.0354 | 566.3463 | 580.4338 | 0 | 0 | 0 | 0 | 233.3297 | 358.2836 | 0 | 0 | 0 | 0 | 0 | 0 | 178.2165 | 126.4507 | 333.0818 | 333.0818 | 0 | 0 | 0 | 0 | 0 | 12.2302 | 152.6472 | 250.2495 | 0 | 0 | 0 | 0 | 125.5473 | 53.0708 | 80.6173 | -2.8975 | 0.40188 | 0.40772 | 0.40034 | 0.39234 | 50.455 | 21.6378 | 32.2742 | -1.1368
5 | 11 | 22 | 494.6488 | 507.3041 | 523.1109 | 536.7483 | 0 | 0 | 0 | 0 | 227.7708 | 354.3898 | 0 | 0 | 0 | 0 | 0 | 0 | 139.977 | 110.6327 | 352.6446 | 352.6446 | 0 | 0 | 0 | 0 | 0 | 7.1076 | 94.2718 | 83.2726 | 0 | 0 | 0 | 0 | 126.901 | 35.1741 | 76.1945 | 100.831 | 0.39659 | 0.40366 | 0.39544 | 0.38685 | 50.3276 | 14.1982 | 30.1301 | 39.0063
5 | 11 | 23 | 450.7114 | 462.3324 | 476.798 | 489.236 | 0 | 0 | 0 | 0 | 191.3134 | 348.2092 | 0 | 0 | 0 | 0 | 0 | 0 | 137.8142 | 100.2674 | 341.5486 | 341.5486 | 0 | 0 | 0 | 0 | 0 | 21.5053 | 88.229 | 285.3362 | 0 | 0 | 0 | 0 | 121.5838 | -7.6494 | 47.0203 | -137.6488 | 0.39616 | 0.40557 | 0.39781 | 0.38169 | 48.1662 | -3.1024 | 18.7049 | -52.5393
5 | 11 | 24 | 415.9226 | 424.9394 | 436.3419 | 446.0177 | 0 | 0 | 0 | 0 | 183.7126 | 343.8879 | 0 | 0 | 0 | 0 | 0 | 0 | 152.804 | 92.9522 | 315.2634 | 315.2634 | 0 | 0 | 0 | 0 | 0 | 32.5061 | 201.1252 | 62.95 | 0 | 0 | 0 | 0 | 79.406 | -44.4068 | -80.0467 | 67.8043 | 0.39155 | 0.40913 | 0.40018 | 0.37917 | 31.0913 | -18.1683 | -32.0334 | 25.7096
5 | 12 | 1 | 394.1504 | 400.6312 | 409.0662 | 416.0226 | 0 | 0 | 0 | 0 | 167.5466 | 363.4488 | 0 | 0 | 0 | 0 | 0 | 0 | 160.2561 | 88.644 | 303.5376 | 303.5376 | 0 | 0 | 0 | 0 | 0 | 18.0917 | 149.9371 | 102.5612 | 0 | 0 | 0 | 0 | 66.3477 | -69.5533 | -44.4086 | 9.9238 | 0.39346 | 0.40712 | 0.39915 | 0.37525 | 26.1052 | -28.3166 | -17.7256 | 3.7239
5 | 12 | 2 | 378.1289 | 382.4099 | 388.3632 | 393.1387 | 0 | 0 | 0 | 0 | 169.5884 | 363.6366 | 0 | 0 | 0 | 0 | 0 | 0 | 166.8451 | 78.1557 | 292.9825 | 292.9825 | 0 | 0 | 0 | 0 | 0 | 19.374 | 95.8875 | 3.6758 | 0 | 0 | 0 | 0 | 41.6954 | -78.7563 | -0.50689 | 96.4803 | 0.39324 | 0.40518 | 0.39871 | 0.37205 | 16.3963 | -31.9108 | -0.2021 | 35.8951
5 | 12 | 3 | 370.7461 | 373.2008 | 377.1277 | 380.1328 | 0 | 0 | 0 | 0 | 164.1621 | 322.2327 | 0 | 0 | 0 | 0 | 0 | 0 | 155.9897 | 65.3852 | 295.466 | 295.466 | 0 | 0 | 0 | 0 | 0 | 44.3315 | 127.8857 | 33.7226 | 0 | 0 | 0 | 0 | 50.5943 | -58.7486 | -46.2241 | 50.9442 | 0.40479 | 0.40648 | 0.39859 | 0.37175 | 20.4802 | -23.8801 | -18.4246 | 18.9385
5 | 12 | 4 | 370.8394 | 371.4394 | 373.3131 | 374.4893 | 0 | 0 | 0 | 0 | 169.9389 | 331.1149 | 0 | 0 | 0 | 0 | 0 | 0 | 150.373 | 56.2048 | 299.783 | 299.783 | 0 | 0 | 0 | 0 | 0 | 40.6733 | 124.9672 | 25.7226 | 0 | 0 | 0 | 0 | 50.5276 | -56.5535 | -51.437 | 48.9837 | 0.39239 | 0.40724 | 0.39885 | 0.37249 | 19.8267 | -23.0308 | -20.5154 | 18.246
5 | 12 | 5 | 378.2302 | 377.451 | 377.8285 | 377.67 | 0 | 0 | 0 | 0 | 181.5786 | 344.1276 | 0 | 0 | 0 | 0 | 0 | 0 | 149.1001 | 49.7686 | 300.7743 | 300.7743 | 0 | 0 | 0 | 0 | 0 | 50.9046 | 219.7034 | -51.3845 | 0 | 0 | 0 | 0 | 47.5514 | -67.3498 | -142.6492 | 128.2801 | 0.39799 | 0.40903 | 0.40099 | 0.37782 | 18.9252 | -27.5479 | -57.2011 | 48.4674
5 | 12 | 6 | 381.8957 | 378.8002 | 376.6842 | 374.3677 | 0 | 0 | 0 | 0 | 206.0155 | 314.3531 | 0 | 0 | 0 | 0 | 0 | 0 | 157.5221 | 87.7286 | 399.0351 | 399.3023 | 0 | 0 | 0 | 0 | 0 | -8.7164 | -0.60152 | -49.818 | 0 | 0 | 0 | 0 | 18.3581 | -14.565 | -21.7494 | 24.8833 | 0.39817 | 0.40695 | 0.39923 | 0.37497 | 7.3096 | -5.9272 | -8.683 | 9.3305
5 | 12 | 7 | 404.3718 | 400.5305 | 397.8784 | 395.3133 | 0 | 0 | 0 | 0 | 187.6483 | 253.1563 | 0 | 0 | 0 | 0 | 0 | 0 | 156.9833 | 188.5893 | 672.1659 | 674.7713 | 0 | 0 | 0 | 0 | 0 | -12.4029 | -12.6021 | -0.84143 | 0 | 0 | 0 | 0 | 59.7402 | -28.8122 | -261.6854 | -278.6166 | 0.39621 | 0.33259 | 0.32125 | 0.38231 | 23.6695 | -9.5827 | -84.0653 | -106.5191
5 | 12 | 8 | 435.2068 | 431.6616 | 429.8442 | 428.4676 | 0 | 0 | 0 | 0 | 177.0519 | 248.1555 | 0 | 0 | 0 | 0 | 0 | 0 | 219.7106 | 329.0862 | 947.1635 | 963.3304 | 0 | 0 | 0 | 0 | 0 | -15.1946 | -54.207 | -9.6456 | 0 | 0 | 0 | 0 | 38.4443 | -130.3855 | -463.1123 | -525.2173 | 0.38794 | 0.32023 | 0.31429 | 0.32105 | 14.9139 | -41.754 | -145.5499 | -168.6212
5 | 12 | 9 | 459.1652 | 457.1325 | 457.4532 | 458.4113 | 0 | 0 | 0 | 0 | 174.073 | 235.1265 | 0 | 0 | 0 | 0 | 0 | 0 | 285.1085 | 448.8433 | 1165.9874 | 1196.703 | 0 | 0 | 0 | 0 | 0 | -47.9535 | -90.9648 | -102.282 | 0 | 0 | 0 | 0 | -0.016241 | -178.8838 | -617.5694 | -636.0096 | 0.39364 | 0.24286 | 0.23968 | 0 | -0.0063929 | -43.444 | -148.0161 | 0
5 | 12 | 10 | 473.0612 | 471.467 | 472.2837 | 473.6241 | 0 | 0 | 0 | 0 | 170.6432 | 226.2031 | 0 | 0 | 0 | 0 | 0 | 0 | 357.7286 | 537.8893 | 1312.6454 | 1354.2592 | 0 | 0 | 0 | 0 | 0 | -57.3335 | -436.8263 | -314.5536 | 0 | 0 | 0 | 0 | -55.3106 | -235.2918 | -403.5354 | -566.0816 | 0.31441 | 0.24286 | 0.24286 | 0 | -17.3904 | -57.1433 | -98.0031 | 0
5 | 12 | 11 | 480.4359 | 479.3826 | 480.562 | 481.9047 | 0 | 0 | 0 | 0 | 183.1522 | 227.4007 | 0 | 0 | 0 | 0 | 0 | 0 | 440.448 | 614.6164 | 1361.4471 | 1409.6489 | 0 | 0 | 0 | 0 | 0 | -59.5276 | -348.255 | -339.1286 | 0 | 0 | 0 | 0 | -143.1644 | -303.107 | -532.6302 | -588.6156 | 0.31687 | 0.24286 | 0.24286 | 0 | -45.3642 | -73.613 | -129.3551 | 0
5 | 12 | 12 | 481.7227 | 481.023 | 482.4018 | 483.6849 | 0 | 0 | 0 | 0 | 168.9277 | 219.8005 | 0 | 0 | 0 | 0 | 0 | 0 | 489.8472 | 655.1313 | 1358.2699 | 1409.3258 | 0 | 0 | 0 | 0 | 0 | -48.9277 | -348.3152 | -346.6391 | 0 | 0 | 0 | 0 | -177.0521 | -344.9811 | -527.5529 | -579.0019 | 0.30984 | 0.24286 | 0.24286 | 0 | -54.8573 | -83.7826 | -128.1221 | 0
5 | 12 | 13 | 481.3577 | 481.8715 | 484.5207 | 486.8489 | 0 | 0 | 0 | 0 | 163.0179 | 227.7766 | 0 | 0 | 0 | 0 | 0 | 0 | 524.1476 | 677.5678 | 1340.5348 | 1391.7206 | 0 | 0 | 0 | 0 | 0 | -42.2191 | -328.1206 | -315.6726 | 0 | 0 | 0 | 0 | -205.8078 | -381.2538 | -527.8936 | -589.1991 | 0.31489 | 0.24286 | 0.24286 | 0 | -64.8069 | -92.5919 | -128.2048 | 0
5 | 12 | 14 | 481.2175 | 482.7291 | 486.5084 | 489.874 | 0 | 0 | 0 | 0 | 171.4691 | 230.1286 | 0 | 0 | 0 | 0 | 0 | 0 | 546.7216 | 680.7911 | 1319.0097 | 1367.8098 | 0 | 0 | 0 | 0 | 0 | -29.1262 | -147.4083 | -183.827 | 0 | 0 | 0 | 0 | -236.9732 | -399.0645 | -685.093 | -694.1088 | 0.31699 | 0.24286 | 0.24286 | 0 | -75.1176 | -96.9174 | -166.3825 | 0
5 | 12 | 15 | 482.447 | 484.8877 | 489.6718 | 493.897 | 0 | 0 | 0 | 0 | 195.0386 | 230.7406 | 0 | 0 | 0 | 0 | 0 | 0 | 562.0657 | 664.9262 | 1310.1452 | 1354.2511 | 0 | 0 | 0 | 0 | 0 | -12.4968 | -75.7491 | -75.3417 | 0 | 0 | 0 | 0 | -274.6573 | -398.2823 | -744.7242 | -785.0124 | 0.31618 | 0.24027 | 0.2402 | 0.19462 | -86.8409 | -95.6955 | -178.8802 | -152.779
5 | 12 | 16 | 482.3136 | 487.0161 | 494.306 | 500.7652 | 0 | 0 | 0 | 0 | 187.1092 | 236.6258 | 0 | 0 | 0 | 0 | 0 | 0 | 525.7514 | 612.3372 | 1260.3394 | 1295.0449 | 0 | 0 | 0 | 0 | 0 | -12.8837 | -16.3099 | -41.2843 | 0 | 0 | 0 | 0 | -230.547 | -349.0632 | -749.7235 | -752.9954 | 0.32103 | 0.24715 | 0.22975 | 0.24005 | -74.0114 | -86.2721 | -172.2483 | -180.7554
5 | 12 | 17 | 481.4636 | 488.3316 | 497.9757 | 506.4833 | 0 | 0 | 0 | 0 | 186.8632 | 242.7607 | 0 | 0 | 0 | 0 | 0 | 0 | 480.6268 | 506.526 | 1095.3995 | 1116.2943 | 0 | 0 | 0 | 0 | 0 | -2.4459 | -24.1118 | -30.9984 | 0 | 0 | 0 | 0 | -186.0264 | -258.5092 | -573.312 | -578.8126 | 0.39785 | 0.24634 | 0.32048 | 0.23372 | -74.0109 | -63.6819 | -183.7379 | -135.2824
5 | 12 | 18 | 478.9034 | 487.9759 | 500.0358 | 510.6764 | 0 | 0 | 0 | 0 | 205.7636 | 266.5316 | 0 | 0 | 0 | 0 | 0 | 0 | 434.0264 | 357.815 | 775.9059 | 781.899 | 0 | 0 | 0 | 0 | 0 | -8.5637 | -60.9105 | 17.0221 | 0 | 0 | 0 | 0 | -160.8866 | -127.8069 | -214.9596 | -288.2448 | 0.40002 | 0.33194 | 0.39565 | 0.38633 | -64.358 | -42.4247 | -85.0486 | -111.3573
5 | 12 | 19 | 483.7269 | 494.0798 | 507.538 | 519.3732 | 0 | 0 | 0 | 0 | 231.0234 | 326.0019 | 0 | 0 | 0 | 0 | 0 | 0 | 389.549 | 237.4267 | 488.4118 | 488.4668 | 0 | 0 | 0 | 0 | 0 | -10.263 | 23.7526 | 196.3663 | 0 | 0 | 0 | 0 | -136.8455 | -59.0857 | -4.6264 | -165.4599 | 0.40291 | 0.40667 | 0.40013 | 0.39254 | -55.137 | -24.0287 | -1.8512 | -64.9488
5 | 12 | 20 | 514.8495 | 526.5932 | 541.6064 | 554.6844 | 0 | 0 | 0 | 0 | 234.9214 | 350.5477 | 0 | 0 | 0 | 0 | 0 | 0 | 361.3878 | 190.1792 | 351.9001 | 351.9001 | 0 | 0 | 0 | 0 | 0 | 16.8514 | 21.8156 | 126.3525 | 0 | 0 | 0 | 0 | -81.4597 | -30.9851 | 167.8907 | 76.4318 | 0.40427 | 0.42028 | 0.41111 | 0.39531 | -32.932 | -13.0224 | 69.0222 | 30.2141
5 | 12 | 21 | 504.9692 | 516.8594 | 531.8953 | 544.8797 | 0 | 0 | 0 | 0 | 233.3297 | 358.2836 | 0 | 0 | 0 | 0 | 0 | 0 | 343.7414 | 196.7945 | 386.6937 | 386.6937 | 0 | 0 | 0 | 0 | 0 | 12.2302 | 152.6472 | 250.2495 | 0 | 0 | 0 | 0 | -72.1019 | -50.4489 | -7.4456 | -92.0634 | 0.40188 | 0.40772 | 0.40034 | 0.39234 | -28.9764 | -20.5688 | -2.9808 | -36.1198
5 | 12 | 22 | 468.1806 | 479.9695 | 494.7257 | 507.4543 | 0 | 0 | 0 | 0 | 227.7708 | 354.3898 | 0 | 0 | 0 | 0 | 0 | 0 | 343.9551 | 191.2173 | 388.6886 | 388.6886 | 0 | 0 | 0 | 0 | 0 | 7.1076 | 94.2718 | 83.2726 | 0 | 0 | 0 | 0 | -103.5453 | -72.7452 | 11.7653 | 35.4931 | 0.39659 | 0.40366 | 0.39544 | 0.38685 | -41.065 | -29.3641 | 4.6524 | 13.7304
5 | 12 | 23 | 431.0416 | 442.0186 | 455.7035 | 467.4661 | 0 | 0 | 0 | 0 | 191.3134 | 348.2092 | 0 | 0 | 0 | 0 | 0 | 0 | 354.6538 | 193.8249 | 369.0084 | 369.0084 | 0 | 0 | 0 | 0 | 0 | 21.5053 | 88.229 | 285.3362 | 0 | 0 | 0 | 0 | -114.9256 | -121.5207 | -1.5339 | -186.8785 | 0.39616 | 0.40557 | 0.39781 | 0.38169 | -45.5285 | -49.2849 | -0.61021 | -71.3299
5 | 12 | 24 | 399.7879 | 408.2766 | 419.0386 | 428.1604 | 0 | 0 | 0 | 0 | 183.7126 | 343.8879 | 0 | 0 | 0 | 0 | 0 | 0 | 332.9263 | 170.7903 | 346.4848 | 346.4848 | 0 | 0 | 0 | 0 | 0 | 32.5061 | 201.1252 | 62.95 | 0 | 0 | 0 | 0 | -116.8511 | -138.9077 | -128.5715 | 18.7255 | 0.39155 | 0.40913 | 0.40018 | 0.37917 | -45.7528 | -56.8317 | -51.4522 | 7.1002
5 | 13 | 1 | 378.2514 | 384.2118 | 392.0156 | 398.4262 | 0 | 0 | 0 | 0 | 167.5466 | 363.4488 | 0 | 0 | 0 | 0 | 0 | 0 | 293.3689 | 145.5133 | 314.0139 | 314.0139 | 0 | 0 | 0 | 0 | 0 | 18.0917 | 149.9371 | 102.5612 | 0 | 0 | 0 | 0 | -82.6641 | -142.8421 | -71.9354 | -18.149 | 0.39346 | 0.40712 | 0.39915 | 0.37525 | -32.525 | -58.154 | -28.7128 | -6.8104
5 | 13 | 2 | 365.8013 | 369.6787 | 375.1427 | 379.4949 | 0 | 0 | 0 | 0 | 169.5884 | 363.6366 | 0 | 0 | 0 | 0 | 0 | 0 | 281.3312 | 131.3245 | 283.545 | 283.545 | 0 | 0 | 0 | 0 | 0 | 19.374 | 95.8875 | 3.6758 | 0 | 0 | 0 | 0 | -85.1184 | -144.6563 | -4.2898 | 92.2741 | 0.39324 | 0.40518 | 0.39871 | 0.37205 | -33.472 | -58.6124 | -1.7104 | 34.3302
5 | 13 | 3 | 356.3155 | 358.2978 | 361.6519 | 364.1616 | 0 | 0 | 0 | 0 | 164.1621 | 322.2327 | 0 | 0 | 0 | 0 | 0 | 0 | 290.4963 | 127.7681 | 255.6207 | 255.6207 | 0 | 0 | 0 | 0 | 0 | 44.3315 | 127.8857 | 33.7226 | 0 | 0 | 0 | 0 | -98.3429 | -136.0344 | -21.8545 | 74.8183 | 0.40479 | 0.40648 | 0.39859 | 0.37175 | -39.8085 | -55.2952 | -8.711 | 27.8137
5 | 13 | 4 | 355.6656 | 355.7688 | 357.0403 | 357.6954 | 0 | 0 | 0 | 0 | 169.9389 | 331.1149 | 0 | 0 | 0 | 0 | 0 | 0 | 285.0489 | 116.8244 | 220.897 | 220.897 | 0 | 0 | 0 | 0 | 0 | 40.6733 | 124.9672 | 25.7226 | 0 | 0 | 0 | 0 | -99.3222 | -132.8437 | 11.1761 | 111.0758 | 0.39239 | 0.40724 | 0.39885 | 0.37249 | -38.9733 | -54.0992 | 4.4575 | 41.3747
5 | 13 | 5 | 357.6539 | 356.2012 | 355.7619 | 354.8969 | 0 | 0 | 0 | 0 | 181.5786 | 344.1276 | 0 | 0 | 0 | 0 | 0 | 0 | 284.9484 | 116.0133 | 183.3887 | 183.3888 | 0 | 0 | 0 | 0 | 0 | 50.9046 | 219.7034 | -51.3845 | 0 | 0 | 0 | 0 | -108.8731 | -154.8444 | -47.3302 | 222.8926 | 0.39799 | 0.40903 | 0.40099 | 0.37782 | -43.3308 | -63.3356 | -18.979 | 84.2144
5 | 13 | 6 | 352.9439 | 348.9006 | 345.6355 | 342.3249 | 0 | 0 | 0 | 0 | 206.0155 | 314.3531 | 0 | 0 | 0 | 0 | 0 | 0 | 308.5203 | 167.3463 | 252.4306 | 252.7197 | 0 | 0 | 0 | 0 | 0 | -8.7164 | -0.60152 | -49.818 | 0 | 0 | 0 | 0 | -161.5919 | -124.0823 | 93.8064 | 139.4231 | 0.39817 | 0.40695 | 0.39923 | 0.37497 | -64.3407 | -50.4953 | 37.4504 | 52.2793
5 | 13 | 7 | 373.8971 | 369.0583 | 365.1966 | 361.585 | 0 | 0 | 0 | 0 | 187.6483 | 253.1563 | 0 | 0 | 0 | 0 | 0 | 0 | 315.8878 | 263.7138 | 557.4149 | 560.2501 | 0 | 0 | 0 | 0 | 0 | -12.4029 | -12.6021 | -0.84143 | 0 | 0 | 0 | 0 | -129.6389 | -135.409 | -179.6162 | -197.8236 | 0.39621 | 0.33259 | 0.32125 | 0.38231 | -51.364 | -45.0358 | -57.7009 | -75.6308
5 | 13 | 8 | 398.9128 | 394.1795 | 390.9215 | 388.2987 | 0 | 0 | 0 | 0 | 177.0519 | 248.1555 | 0 | 0 | 0 | 0 | 0 | 0 | 366.054 | 396.5653 | 844.6527 | 861.3273 | 0 | 0 | 0 | 0 | 0 | -15.1946 | -54.207 | -9.6456 | 0 | 0 | 0 | 0 | -144.1931 | -235.3467 | -399.5241 | -463.383 | 0.38794 | 0.32023 | 0.31429 | 0.32105 | -55.9376 | -75.3663 | -125.565 | -148.7693
5 | 13 | 9 | 421.1852 | 417.9092 | 416.7224 | 416.3765 | 0 | 0 | 0 | 0 | 174.073 | 235.1265 | 0 | 0 | 0 | 0 | 0 | 0 | 413.9666 | 506.9123 | 1066.2275 | 1097.6953 | 0 | 0 | 0 | 0 | 0 | -47.9535 | -90.9648 | -102.282 | 0 | 0 | 0 | 0 | -166.8544 | -276.1761 | -558.5403 | -579.0368 | 0.39364 | 0.24286 | 0.23968 | 0 | -65.6806 | -67.0725 | -133.8682 | 0
5 | 13 | 10 | 438.0724 | 435.3329 | 434.7609 | 434.8998 | 0 | 0 | 0 | 0 | 170.6432 | 226.2031 | 0 | 0 | 0 | 0 | 0 | 0 | 434.6245 | 572.3917 | 1176.0394 | 1217.7331 | 0 | 0 | 0 | 0 | 0 | -57.3335 | -436.8263 | -314.5536 | 0 | 0 | 0 | 0 | -167.1953 | -305.9284 | -304.4523 | -468.2797 | 0.31441 | 0.24286 | 0.24286 | 0 | -52.5684 | -74.2982 | -73.9396 | 0
5 | 13 | 11 | 447.9489 | 445.8321 | 445.7221 | 445.9494 | 0 | 0 | 0 | 0 | 183.1522 | 227.4007 | 0 | 0 | 0 | 0 | 0 | 0 | 424.6963 | 597.8406 | 1211.0049 | 1258.5685 | 0 | 0 | 0 | 0 | 0 | -59.5276 | -348.255 | -339.1286 | 0 | 0 | 0 | 0 | -159.8996 | -319.8815 | -417.0278 | -473.4905 | 0.31687 | 0.24286 | 0.24286 | 0 | -50.6671 | -77.6869 | -101.2798 | 0
5 | 13 | 12 | 454.3843 | 452.7897 | 453.0834 | 453.4278 | 0 | 0 | 0 | 0 | 168.9277 | 219.8005 | 0 | 0 | 0 | 0 | 0 | 0 | 444.7197 | 633.1729 | 1225.7104 | 1277.6203 | 0 | 0 | 0 | 0 | 0 | -48.9277 | -348.3152 | -346.6391 | 0 | 0 | 0 | 0 | -159.263 | -351.256 | -424.3118 | -477.5535 | 0.30984 | 0.24286 | 0.24286 | 0 | -49.3456 | -85.3066 | -103.0488 | 0
5 | 13 | 13 | 454.5451 | 454.1811 | 455.7662 | 457.1737 | 0 | 0 | 0 | 0 | 163.0179 | 227.7766 | 0 | 0 | 0 | 0 | 0 | 0 | 485.8326 | 666.6109 | 1215.2837 | 1267.3299 | 0 | 0 | 0 | 0 | 0 | -42.2191 | -328.1206 | -315.6726 | 0 | 0 | 0 | 0 | -194.3055 | -397.9872 | -431.397 | -494.4836 | 0.31489 | 0.24286 | 0.24286 | 0 | -61.185 | -96.6558 | -104.7696 | 0
5 | 13 | 14 | 457.378 | 458.1092 | 460.9423 | 463.4893 | 0 | 0 | 0 | 0 | 171.4691 | 230.1286 | 0 | 0 | 0 | 0 | 0 | 0 | 497.6447 | 676.0694 | 1202.1008 | 1251.4269 | 0 | 0 | 0 | 0 | 0 | -29.1262 | -147.4083 | -183.827 | 0 | 0 | 0 | 0 | -211.7358 | -418.9626 | -593.7502 | -604.1106 | 0.31699 | 0.24286 | 0.24286 | 0 | -67.1177 | -101.7499 | -144.1988 | 0
5 | 13 | 15 | 459.8403 | 461.541 | 465.4278 | 468.8767 | 0 | 0 | 0 | 0 | 195.0386 | 230.7406 | 0 | 0 | 0 | 0 | 0 | 0 | 485.2219 | 651.3589 | 1183.7535 | 1227.3206 | 0 | 0 | 0 | 0 | 0 | -12.4968 | -75.7491 | -75.3417 | 0 | 0 | 0 | 0 | -220.4203 | -408.0617 | -642.5766 | -683.1021 | 0.31618 | 0.24027 | 0.2402 | 0.19462 | -69.6923 | -98.0452 | -154.3447 | -132.9452
5 | 13 | 16 | 465.0187 | 469.155 | 475.7585 | 481.6237 | 0 | 0 | 0 | 0 | 187.1092 | 236.6258 | 0 | 0 | 0 | 0 | 0 | 0 | 457.6317 | 588.9268 | 1148.7399 | 1182.9835 | 0 | 0 | 0 | 0 | 0 | -12.8837 | -16.3099 | -41.2843 | 0 | 0 | 0 | 0 | -179.7223 | -343.514 | -656.6716 | -660.0755 | 0.32103 | 0.24715 | 0.22975 | 0.24005 | -57.6954 | -84.9006 | -150.8697 | -158.4501
5 | 13 | 17 | 468.8278 | 475.2822 | 484.4247 | 492.4984 | 0 | 0 | 0 | 0 | 186.8632 | 242.7607 | 0 | 0 | 0 | 0 | 0 | 0 | 415.6783 | 491.9318 | 1029.2441 | 1050.5495 | 0 | 0 | 0 | 0 | 0 | -2.4459 | -24.1118 | -30.9984 | 0 | 0 | 0 | 0 | -133.7137 | -256.9644 | -520.7075 | -527.0527 | 0.39785 | 0.24634 | 0.32048 | 0.23372 | -53.1983 | -63.3013 | -166.879 | -123.1849
5 | 13 | 18 | 469.277 | 478.0344 | 489.7122 | 500.0222 | 0 | 0 | 0 | 0 | 205.7636 | 266.5316 | 0 | 0 | 0 | 0 | 0 | 0 | 353.9065 | 346.3615 | 753.5926 | 759.7267 | 0 | 0 | 0 | 0 | 0 | -8.5637 | -60.9105 | 17.0221 | 0 | 0 | 0 | 0 | -90.3932 | -126.295 | -202.97 | -276.7267 | 0.40002 | 0.33194 | 0.39565 | 0.38633 | -36.1592 | -41.9228 | -80.3049 | -106.9075
5 | 13 | 19 | 479.811 | 490.0358 | 503.3386 | 515.0393 | 0 | 0 | 0 | 0 | 231.0234 | 326.0019 | 0 | 0 | 0 | 0 | 0 | 0 | 313.4558 | 235.9552 | 514.8462 | 514.9247 | 0 | 0 | 0 | 0 | 0 | -10.263 | 23.7526 | 196.3663 | 0 | 0 | 0 | 0 | -64.6682 | -61.6582 | -35.2603 | -196.2517 | 0.40291 | 0.40667 | 0.40013 | 0.39254 | -26.0557 | -25.0748 | -14.1088 | -77.0357
5 | 13 | 20 | 512.6015 | 524.2717 | 539.1956 | 552.1964 | 0 | 0 | 0 | 0 | 234.9214 | 350.5477 | 0 | 0 | 0 | 0 | 0 | 0 | 306.8697 | 187.4326 | 370.3616 | 370.3616 | 0 | 0 | 0 | 0 | 0 | 16.8514 | 21.8156 | 126.3525 | 0 | 0 | 0 | 0 | -29.1896 | -30.5601 | 147.0184 | 55.4823 | 0.40427 | 0.42028 | 0.41111 | 0.39531 | -11.8006 | -12.8438 | 60.4413 | 21.9326
5 | 13 | 21 | 497.9171 | 509.5764 | 524.3324 | 537.0747 | 0 | 0 | 0 | 0 | 233.3297 | 358.2836 | 0 | 0 | 0 | 0 | 0 | 0 | 261.4777 | 169.3013 | 375.6602 | 375.6602 | 0 | 0 | 0 | 0 | 0 | 12.2302 | 152.6472 | 250.2495 | 0 | 0 | 0 | 0 | 3.1096 | -30.2387 | -3.975 | -88.835 | 0.40188 | 0.40772 | 0.40034 | 0.39234 | 1.2497 | -12.3288 | -1.5914 | -34.8531
5 | 13 | 22 | 462.3612 | 473.9596 | 488.4849 | 501.0137 | 0 | 0 | 0 | 0 | 227.7708 | 354.3898 | 0 | 0 | 0 | 0 | 0 | 0 | 199.8017 | 145.003 | 382.1272 | 382.1272 | 0 | 0 | 0 | 0 | 0 | 7.1076 | 94.2718 | 83.2726 | 0 | 0 | 0 | 0 | 34.7888 | -32.5407 | 12.0859 | 35.6138 | 0.39659 | 0.40366 | 0.39544 | 0.38685 | 13.7969 | -13.1353 | 4.7792 | 13.7772
5 | 13 | 23 | 417.1186 | 427.6399 | 440.7722 | 452.0567 | 0 | 0 | 0 | 0 | 191.3134 | 348.2092 | 0 | 0 | 0 | 0 | 0 | 0 | 173.6415 | 141.9188 | 384.4754 | 384.4754 | 0 | 0 | 0 | 0 | 0 | 21.5053 | 88.229 | 285.3362 | 0 | 0 | 0 | 0 | 52.1637 | -83.9934 | -31.9322 | -217.7549 | 0.39616 | 0.40557 | 0.39781 | 0.38169 | 20.665 | -34.065 | -12.7028 | -83.1151
5 | 13 | 24 | 386.5175 | 394.5718 | 404.8071 | 413.4733 | 0 | 0 | 0 | 0 | 183.7126 | 343.8879 | 0 | 0 | 0 | 0 | 0 | 0 | 187.7671 | 173.4136 | 399.7167 | 399.7167 | 0 | 0 | 0 | 0 | 0 | 32.5061 | 201.1252 | 62.95 | 0 | 0 | 0 | 0 | 15.0378 | -155.2358 | -196.0348 | -49.1935 | 0.39155 | 0.40913 | 0.40018 | 0.37917 | 5.888 | -63.5121 | -78.45 | -18.6528
5 | 14 | 1 | 369.06 | 374.7195 | 382.1586 | 388.2535 | 0 | 0 | 0 | 0 | 167.5466 | 363.4488 | 0 | 0 | 0 | 0 | 0 | 0 | 195.2169 | 163.477 | 355.9732 | 355.9732 | 0 | 0 | 0 | 0 | 0 | 18.0917 | 149.9371 | 102.5612 | 0 | 0 | 0 | 0 | 6.2965 | -170.298 | -123.7518 | -70.2809 | 0.39346 | 0.40712 | 0.39915 | 0.37525 | 2.4774 | -69.3319 | -49.3951 | -26.373
5 | 14 | 2 | 360.3807 | 364.0808 | 369.3296 | 373.4956 | 0 | 0 | 0 | 0 | 169.5884 | 363.6366 | 0 | 0 | 0 | 0 | 0 | 0 | 191.932 | 144.241 | 317.1702 | 317.1702 | 0 | 0 | 0 | 0 | 0 | 19.374 | 95.8875 | 3.6758 | 0 | 0 | 0 | 0 | -1.1396 | -163.1707 | -43.7282 | 52.6496 | 0.39324 | 0.40518 | 0.39871 | 0.37205 | -0.44816 | -66.1142 | -17.4346 | 19.5881
5 | 14 | 3 | 359.9231 | 362.0236 | 365.5209 | 368.1544 | 0 | 0 | 0 | 0 | 164.1621 | 322.2327 | 0 | 0 | 0 | 0 | 0 | 0 | 174.6955 | 128.6245 | 305.1293 | 305.1293 | 0 | 0 | 0 | 0 | 0 | 44.3315 | 127.8857 | 33.7226 | 0 | 0 | 0 | 0 | 21.0655 | -133.1652 | -67.4941 | 29.3026 | 0.40479 | 0.40648 | 0.39859 | 0.37175 | 8.5272 | -54.1289 | -26.9027 | 10.8932
5 | 14 | 4 | 367.123 | 367.6013 | 369.3276 | 370.3761 | 0 | 0 | 0 | 0 | 169.9389 | 331.1149 | 0 | 0 | 0 | 0 | 0 | 0 | 132.7282 | 98.5979 | 301.8413 | 301.8413 | 0 | 0 | 0 | 0 | 0 | 40.6733 | 124.9672 | 25.7226 | 0 | 0 | 0 | 0 | 64.4559 | -102.7847 | -57.481 | 42.8121 | 0.39239 | 0.40724 | 0.39885 | 0.37249 | 25.292 | -41.858 | -22.926 | 15.9471
5 | 14 | 5 | 395.3257 | 395.1062 | 396.1622 | 396.5907 | 0 | 0 | 0 | 0 | 181.5786 | 344.1276 | 0 | 0 | 0 | 0 | 0 | 0 | 113.5989 | 84.1607 | 295.3269 | 295.327 | 0 | 0 | 0 | 0 | 0 | 50.9046 | 219.7034 | -51.3845 | 0 | 0 | 0 | 0 | 100.1482 | -84.0867 | -118.8682 | 152.6482 | 0.39799 | 0.40903 | 0.40099 | 0.37782 | 39.8583 | -34.3938 | -47.6651 | 57.6743
5 | 14 | 6 | 432.7472 | 431.3163 | 431.2187 | 430.6483 | 0 | 0 | 0 | 0 | 206.0155 | 314.3531 | 0 | 0 | 0 | 0 | 0 | 0 | 124.7249 | 132.25 | 387.95 | 388.2433 | 0 | 0 | 0 | 0 | 0 | -8.7164 | -0.60152 | -49.818 | 0 | 0 | 0 | 0 | 102.0069 | -6.5703 | 43.8702 | 92.223 | 0.39817 | 0.40695 | 0.39923 | 0.37497 | 40.6158 | -2.6738 | 17.5143 | 34.5807
5 | 14 | 7 | 476.5067 | 475.0266 | 475.2377 | 475.1495 | 0 | 0 | 0 | 0 | 187.6483 | 253.1563 | 0 | 0 | 0 | 0 | 0 | 0 | 159.4055 | 250.8946 | 669.4143 | 672.2479 | 0 | 0 | 0 | 0 | 0 | -12.4029 | -12.6021 | -0.84143 | 0 | 0 | 0 | 0 | 129.4528 | -16.6213 | -181.5745 | -196.257 | 0.39621 | 0.33259 | 0.32125 | 0.38231 | 51.2902 | -5.5281 | -58.33 | -75.0319
5 | 14 | 8 | 502.6101 | 501.2712 | 502.1291 | 503.067 | 0 | 0 | 0 | 0 | 177.0519 | 248.1555 | 0 | 0 | 0 | 0 | 0 | 0 | 218.5127 | 389.4902 | 903.0306 | 919.9496 | 0 | 0 | 0 | 0 | 0 | -15.1946 | -54.207 | -9.6456 | 0 | 0 | 0 | 0 | 107.0455 | -121.18 | -346.6945 | -407.237 | 0.38794 | 0.32023 | 0.31429 | 0.32105 | 41.5267 | -38.8061 | -108.9613 | -130.7436
5 | 14 | 9 | 530.0855 | 530.3742 | 533.5098 | 536.9032 | 0 | 0 | 0 | 0 | 174.073 | 235.1265 | 0 | 0 | 0 | 0 | 0 | 0 | 258.2702 | 483.193 | 1049.3418 | 1080.4957 | 0 | 0 | 0 | 0 | 0 | -47.9535 | -90.9648 | -102.282 | 0 | 0 | 0 | 0 | 97.7423 | -139.9917 | -424.8672 | -441.3105 | 0.39364 | 0.24286 | 0.23968 | 0 | 38.4753 | -33.9986 | -101.8301 | 0
5 | 14 | 10 | 548.8037 | 549.6889 | 553.5119 | 557.4531 | 0 | 0 | 0 | 0 | 170.6432 | 226.2031 | 0 | 0 | 0 | 0 | 0 | 0 | 285.8662 | 546.5873 | 1176.9289 | 1218.7049 | 0 | 0 | 0 | 0 | 0 | -57.3335 | -436.8263 | -314.5536 | 0 | 0 | 0 | 0 | 92.2943 | -165.768 | -186.5908 | -346.6983 | 0.31441 | 0.24286 | 0.24286 | 0 | 29.0186 | -40.2587 | -45.3156 | 0
5 | 14 | 11 | 560.0398 | 561.5923 | 565.9313 | 570.0074 | 0 | 0 | 0 | 0 | 183.1522 | 227.4007 | 0 | 0 | 0 | 0 | 0 | 0 | 306.048 | 582.9315 | 1215.3516 | 1263.4308 | 0 | 0 | 0 | 0 | 0 | -59.5276 | -348.255 | -339.1286 | 0 | 0 | 0 | 0 | 70.8396 | -189.2123 | -301.1653 | -354.2947 | 0.31687 | 0.24286 | 0.24286 | 0 | 22.4468 | -45.9524 | -73.1413 | 0
5 | 14 | 12 | 563.8466 | 565.8351 | 570.4735 | 574.5765 | 0 | 0 | 0 | 0 | 168.9277 | 219.8005 | 0 | 0 | 0 | 0 | 0 | 0 | 320.1514 | 598.4888 | 1218.2432 | 1269.5512 | 0 | 0 | 0 | 0 | 0 | -48.9277 | -348.3152 | -346.6391 | 0 | 0 | 0 | 0 | 74.7675 | -203.5265 | -299.4545 | -348.3356 | 0.30984 | 0.24286 | 0.24286 | 0 | 23.1658 | -49.4288 | -72.7259 | 0
5 | 14 | 13 | 575.4829 | 579.0778 | 585.463 | 591.0232 | 0 | 0 | 0 | 0 | 163.0179 | 227.7766 | 0 | 0 | 0 | 0 | 0 | 0 | 320.0224 | 588.5034 | 1199.54 | 1250.2389 | 0 | 0 | 0 | 0 | 0 | -42.2191 | -328.1206 | -315.6726 | 0 | 0 | 0 | 0 | 92.4426 | -194.983 | -285.9564 | -343.5432 | 0.31489 | 0.24286 | 0.24286 | 0 | 29.1093 | -47.3539 | -69.4477 | 0
5 | 14 | 14 | 582.0504 | 586.8626 | 594.6442 | 601.4721 | 0 | 0 | 0 | 0 | 171.4691 | 230.1286 | 0 | 0 | 0 | 0 | 0 | 0 | 314.3885 | 580.2703 | 1202.7814 | 1250.8166 | 0 | 0 | 0 | 0 | 0 | -29.1262 | -147.4083 | -183.827 | 0 | 0 | 0 | 0 | 96.1927 | -194.4101 | -460.7289 | -465.5175 | 0.31699 | 0.24286 | 0.24286 | 0 | 30.4919 | -47.2147 | -111.8931 | 0
5 | 14 | 15 | 583.0986 | 588.8341 | 597.6132 | 605.2945 | 0 | 0 | 0 | 0 | 195.0386 | 230.7406 | 0 | 0 | 0 | 0 | 0 | 0 | 298.1772 | 564.9895 | 1204.0946 | 1246.4622 | 0 | 0 | 0 | 0 | 0 | -12.4968 | -75.7491 | -75.3417 | 0 | 0 | 0 | 0 | 89.8828 | -194.3992 | -530.7323 | -565.826 | 0.31618 | 0.24027 | 0.2402 | 0.19462 | 28.4191 | -46.7084 | -127.4801 | -110.121
5 | 14 | 16 | 581.0617 | 588.9966 | 600.206 | 610.0559 | 0 | 0 | 0 | 0 | 187.1092 | 236.6258 | 0 | 0 | 0 | 0 | 0 | 0 | 278.7777 | 536.0822 | 1186.2936 | 1220.1571 | 0 | 0 | 0 | 0 | 0 | -12.8837 | -16.3099 | -41.2843 | 0 | 0 | 0 | 0 | 115.1748 | -170.8277 | -569.7778 | -568.817 | 0.32103 | 0.24715 | 0.22975 | 0.24005 | 36.974 | -42.2206 | -130.9059 | -136.5437
5 | 14 | 17 | 572.3438 | 582.1866 | 595.4378 | 607.066 | 0 | 0 | 0 | 0 | 186.8632 | 242.7607 | 0 | 0 | 0 | 0 | 0 | 0 | 232.6384 | 430.9271 | 1031.5826 | 1052.3457 | 0 | 0 | 0 | 0 | 0 | -2.4459 | -24.1118 | -30.9984 | 0 | 0 | 0 | 0 | 152.8422 | -89.0552 | -412.0329 | -414.2812 | 0.39785 | 0.24634 | 0.32048 | 0.23372 | 60.8086 | -21.9381 | -132.0504 | -96.8275
5 | 14 | 18 | 559.3957 | 571.1031 | 586.3578 | 599.7622 | 0 | 0 | 0 | 0 | 205.7636 | 266.5316 | 0 | 0 | 0 | 0 | 0 | 0 | 170.9221 | 272.6091 | 750.3299 | 756.1579 | 0 | 0 | 0 | 0 | 0 | -8.5637 | -60.9105 | 17.0221 | 0 | 0 | 0 | 0 | 182.71 | 40.5261 | -103.0616 | -173.4178 | 0.40002 | 0.33194 | 0.39565 | 0.38633 | 73.0878 | 13.4524 | -40.7762 | -66.9963
5 | 14 | 19 | 558.2729 | 571.0661 | 587.4831 | 601.878 | 0 | 0 | 0 | 0 | 231.0234 | 326.0019 | 0 | 0 | 0 | 0 | 0 | 0 | 176.7749 | 168.4045 | 490.455 | 490.5284 | 0 | 0 | 0 | 0 | 0 | -10.263 | 23.7526 | 196.3663 | 0 | 0 | 0 | 0 | 150.4746 | 86.9226 | 73.2755 | -85.0167 | 0.40291 | 0.40667 | 0.40013 | 0.39254 | 60.6283 | 35.3492 | 29.32 | -33.372
5 | 14 | 20 | 583.141 | 597.1202 | 614.844 | 630.2669 | 0 | 0 | 0 | 0 | 234.9214 | 350.5477 | 0 | 0 | 0 | 0 | 0 | 0 | 209.0053 | 117.8036 | 318.7437 | 318.7437 | 0 | 0 | 0 | 0 | 0 | 16.8514 | 21.8156 | 126.3525 | 0 | 0 | 0 | 0 | 139.2144 | 111.9175 | 274.2847 | 185.1707 | 0.40427 | 0.42028 | 0.41111 | 0.39531 | 56.2806 | 47.0368 | 112.7622 | 73.1995
5 | 14 | 21 | 553.6997 | 567.185 | 584.155 | 598.8128 | 0 | 0 | 0 | 0 | 233.3297 | 358.2836 | 0 | 0 | 0 | 0 | 0 | 0 | 257.3664 | 167.9928 | 362.9335 | 362.9335 | 0 | 0 | 0 | 0 | 0 | 12.2302 | 152.6472 | 250.2495 | 0 | 0 | 0 | 0 | 63.0035 | 28.6784 | 68.5744 | -14.3702 | 0.40188 | 0.40772 | 0.40034 | 0.39234 | 25.3199 | 11.6926 | 27.453 | -5.6379
5 | 14 | 22 | 504.4384 | 517.4142 | 533.6095 | 547.5831 | 0 | 0 | 0 | 0 | 227.7708 | 354.3898 | 0 | 0 | 0 | 0 | 0 | 0 | 244.5997 | 156.8019 | 342.3661 | 342.3661 | 0 | 0 | 0 | 0 | 0 | 7.1076 | 94.2718 | 83.2726 | 0 | 0 | 0 | 0 | 32.0679 | -0.88509 | 96.9716 | 121.9443 | 0.39659 | 0.40366 | 0.39544 | 0.38685 | 12.7178 | -0.35727 | 38.3461 | 47.174
5 | 14 | 23 | 454.9355 | 466.6947 | 481.3279 | 493.911 | 0 | 0 | 0 | 0 | 191.3134 | 348.2092 | 0 | 0 | 0 | 0 | 0 | 0 | 203.5571 | 129.6986 | 334.058 | 334.058 | 0 | 0 | 0 | 0 | 0 | 21.5053 | 88.229 | 285.3362 | 0 | 0 | 0 | 0 | 60.0649 | -32.7184 | 59.0409 | -125.4832 | 0.39616 | 0.40557 | 0.39781 | 0.38169 | 23.7951 | -13.2695 | 23.4868 | -47.8959
5 | 14 | 24 | 416.5208 | 425.5573 | 436.9835 | 446.6798 | 0 | 0 | 0 | 0 | 183.7126 | 343.8879 | 0 | 0 | 0 | 0 | 0 | 0 | 165.5865 | 94.7807 | 315.664 | 315.664 | 0 | 0 | 0 | 0 | 0 | 32.5061 | 201.1252 | 62.95 | 0 | 0 | 0 | 0 | 67.2217 | -45.6174 | -79.8058 | 68.0658 | 0.39155 | 0.40913 | 0.40018 | 0.37917 | 26.3206 | -18.6636 | -31.937 | 25.8087
5 | 15 | 1 | 395.5282 | 402.0541 | 410.5437 | 417.5475 | 0 | 0 | 0 | 0 | 167.5466 | 363.4488 | 0 | 0 | 0 | 0 | 0 | 0 | 146.2444 | 73.8425 | 317.5454 | 317.5454 | 0 | 0 | 0 | 0 | 0 | 18.0917 | 149.9371 | 102.5612 | 0 | 0 | 0 | 0 | 81.7372 | -53.329 | -56.9388 | -2.5592 | 0.39346 | 0.40712 | 0.39915 | 0.37525 | 32.1603 | -21.7113 | -22.727 | -0.96033
5 | 15 | 2 | 384.4015 | 388.8878 | 395.0901 | 400.0809 | 0 | 0 | 0 | 0 | 169.5884 | 363.6366 | 0 | 0 | 0 | 0 | 0 | 0 | 139.9573 | 54.2084 | 303.0688 | 303.0688 | 0 | 0 | 0 | 0 | 0 | 19.374 | 95.8875 | 3.6758 | 0 | 0 | 0 | 0 | 74.8558 | -48.3311 | -3.8662 | 93.3363 | 0.39324 | 0.40518 | 0.39871 | 0.37205 | 29.4363 | -19.583 | -1.5415 | 34.7254
5 | 15 | 3 | 379.6836 | 382.4309 | 386.7125 | 390.0246 | 0 | 0 | 0 | 0 | 164.1621 | 322.2327 | 0 | 0 | 0 | 0 | 0 | 0 | 125.3474 | 51.7532 | 310.8737 | 310.8737 | 0 | 0 | 0 | 0 | 0 | 44.3315 | 127.8857 | 33.7226 | 0 | 0 | 0 | 0 | 90.1741 | -35.8865 | -52.047 | 45.4282 | 0.40479 | 0.40648 | 0.39859 | 0.37175 | 36.5018 | -14.5871 | -20.7456 | 16.8879
5 | 15 | 4 | 386.1765 | 387.2785 | 389.761 | 391.4637 | 0 | 0 | 0 | 0 | 169.9389 | 331.1149 | 0 | 0 | 0 | 0 | 0 | 0 | 109.767 | 65.6427 | 347.0881 | 347.0881 | 0 | 0 | 0 | 0 | 0 | 40.6733 | 124.9672 | 25.7226 | 0 | 0 | 0 | 0 | 106.4706 | -50.1524 | -82.2944 | 18.653 | 0.39239 | 0.40724 | 0.39885 | 0.37249 | 41.7783 | -20.424 | -32.8227 | 6.9481
5 | 15 | 5 | 412.9651 | 413.323 | 415.0791 | 416.1133 | 0 | 0 | 0 | 0 | 181.5786 | 344.1276 | 0 | 0 | 0 | 0 | 0 | 0 | 104.3112 | 70.4938 | 361.359 | 361.3591 | 0 | 0 | 0 | 0 | 0 | 50.9046 | 219.7034 | -51.3845 | 0 | 0 | 0 | 0 | 127.0753 | -52.203 | -165.9833 | 106.1387 | 0.39799 | 0.40903 | 0.40099 | 0.37782 | 50.5751 | -21.3525 | -66.5578 | 40.1018
5 | 15 | 6 | 448.3743 | 447.4549 | 447.9776 | 447.9438 | 0 | 0 | 0 | 0 | 206.0155 | 314.3531 | 0 | 0 | 0 | 0 | 0 | 0 | 97.9767 | 92.5233 | 418.6518 | 418.9432 | 0 | 0 | 0 | 0 | 0 | -8.7164 | -0.60152 | -49.818 | 0 | 0 | 0 | 0 | 144.3822 | 49.2951 | 29.9273 | 78.8186 | 0.39817 | 0.40695 | 0.39923 | 0.37497 | 57.4883 | 20.0606 | 11.9479 | 29.5545
5 | 15 | 7 | 490.2665 | 489.2369 | 489.9941 | 490.3783 | 0 | 0 | 0 | 0 | 187.6483 | 253.1563 | 0 | 0 | 0 | 0 | 0 | 0 | 117.3131 | 214.8009 | 707.041 | 710.0221 | 0 | 0 | 0 | 0 | 0 | -12.4029 | -12.6021 | -0.84143 | 0 | 0 | 0 | 0 | 185.3051 | 33.6826 | -204.4447 | -218.8024 | 0.39621 | 0.33259 | 0.32125 | 0.38231 | 73.4193 | 11.2025 | -65.677 | -83.6513
5 | 15 | 8 | 514.9558 | 514.0211 | 515.369 | 516.7308 | 0 | 0 | 0 | 0 | 177.0519 | 248.1555 | 0 | 0 | 0 | 0 | 0 | 0 | 173.2685 | 361.4481 | 962.8753 | 979.2074 | 0 | 0 | 0 | 0 | 0 | -15.1946 | -54.207 | -9.6456 | 0 | 0 | 0 | 0 | 164.6355 | -80.3879 | -393.2992 | -452.831 | 0.38794 | 0.32023 | 0.31429 | 0.32105 | 63.868 | -25.743 | -123.6086 | -145.3815
5 | 15 | 9 | 531.7352 | 532.078 | 535.279 | 538.7291 | 0 | 0 | 0 | 0 | 174.073 | 235.1265 | 0 | 0 | 0 | 0 | 0 | 0 | 224.8771 | 472.3507 | 1137.8865 | 1167.1204 | 0 | 0 | 0 | 0 | 0 | -47.9535 | -90.9648 | -102.282 | 0 | 0 | 0 | 0 | 132.7851 | -127.4457 | -511.6427 | -526.1094 | 0.39364 | 0.24286 | 0.23968 | 0 | 52.2696 | -30.9516 | -122.6281 | 0
5 | 15 | 10 | 549.6739 | 550.5876 | 554.4451 | 558.4162 | 0 | 0 | 0 | 0 | 170.6432 | 226.2031 | 0 | 0 | 0 | 0 | 0 | 0 | 261.4633 | 538.9864 | 1264.3536 | 1303.259 | 0 | 0 | 0 | 0 | 0 | -57.3335 | -436.8263 | -314.5536 | 0 | 0 | 0 | 0 | 117.5674 | -157.2684 | -273.0822 | -430.2892 | 0.31441 | 0.24286 | 0.24286 | 0 | 36.9647 | -38.1944 | -66.3211 | 0
5 | 15 | 11 | 554.4924 | 555.8633 | 559.9821 | 563.8677 | 0 | 0 | 0 | 0 | 183.1522 | 227.4007 | 0 | 0 | 0 | 0 | 0 | 0 | 284.9747 | 573.5985 | 1310.5679 | 1355.8875 | 0 | 0 | 0 | 0 | 0 | -59.5276 | -348.255 | -339.1286 | 0 | 0 | 0 | 0 | 86.3654 | -185.6083 | -402.3309 | -452.8911 | 0.31687 | 0.24286 | 0.24286 | 0 | 27.3665 | -45.0771 | -97.7105 | 0
5 | 15 | 12 | 551.5008 | 553.0852 | 557.2336 | 560.9127 | 0 | 0 | 0 | 0 | 168.9277 | 219.8005 | 0 | 0 | 0 | 0 | 0 | 0 | 294.8365 | 582.1197 | 1328.696 | 1377.5301 | 0 | 0 | 0 | 0 | 0 | -48.9277 | -348.3152 | -346.6391 | 0 | 0 | 0 | 0 | 87.7366 | -199.9073 | -423.1472 | -469.9784 | 0.30984 | 0.24286 | 0.24286 | 0 | 27.1841 | -48.5498 | -102.766 | 0
5 | 15 | 13 | 566.9261 | 570.2409 | 576.2864 | 581.5528 | 0 | 0 | 0 | 0 | 163.0179 | 227.7766 | 0 | 0 | 0 | 0 | 0 | 0 | 299.7414 | 591.5227 | 1375.2702 | 1425.7571 | 0 | 0 | 0 | 0 | 0 | -42.2191 | -328.1206 | -315.6726 | 0 | 0 | 0 | 0 | 104.1667 | -206.8394 | -470.8632 | -528.5317 | 0.31489 | 0.24286 | 0.24286 | 0 | 32.8011 | -50.2333 | -114.3544 | 0
5 | 15 | 14 | 574.6176 | 579.1865 | 586.673 | 593.2457 | 0 | 0 | 0 | 0 | 171.4691 | 230.1286 | 0 | 0 | 0 | 0 | 0 | 0 | 290.0806 | 577.5663 | 1377.3517 | 1425.5573 | 0 | 0 | 0 | 0 | 0 | -29.1262 | -147.4083 | -183.827 | 0 | 0 | 0 | 0 | 113.0679 | -199.3822 | -643.2704 | -648.4845 | 0.31699 | 0.24286 | 0.24286 | 0 | 35.8411 | -48.4223 | -156.2254 | 0
5 | 15 | 15 | 574.8318 | 580.2967 | 588.7477 | 596.1451 | 0 | 0 | 0 | 0 | 195.0386 | 230.7406 | 0 | 0 | 0 | 0 | 0 | 0 | 264.3152 | 540.3491 | 1341.3229 | 1383.0181 | 0 | 0 | 0 | 0 | 0 | -12.4968 | -75.7491 | -75.3417 | 0 | 0 | 0 | 0 | 115.478 | -178.2962 | -676.8261 | -711.5312 | 0.31618 | 0.24027 | 0.2402 | 0.19462 | 36.5117 | -42.8393 | -162.5713 | -138.4781
5 | 15 | 16 | 569.6586 | 577.2203 | 587.977 | 597.4354 | 0 | 0 | 0 | 0 | 187.1092 | 236.6258 | 0 | 0 | 0 | 0 | 0 | 0 | 228.4626 | 473.8457 | 1248.37 | 1279.9837 | 0 | 0 | 0 | 0 | 0 | -12.8837 | -16.3099 | -41.2843 | 0 | 0 | 0 | 0 | 154.0869 | -120.3676 | -644.0831 | -641.264 | 0.32103 | 0.24715 | 0.22975 | 0.24005 | 49.4658 | -29.7493 | -147.9775 | -153.9345
5 | 15 | 17 | 558.8377 | 568.2385 | 580.9536 | 592.1181 | 0 | 0 | 0 | 0 | 186.8632 | 242.7607 | 0 | 0 | 0 | 0 | 0 | 0 | 216.404 | 403.465 | 1095.6582 | 1115.3634 | 0 | 0 | 0 | 0 | 0 | -2.4459 | -24.1118 | -30.9984 | 0 | 0 | 0 | 0 | 155.5706 | -75.5412 | -490.5927 | -492.2469 | 0.39785 | 0.24634 | 0.32048 | 0.23372 | 61.8941 | -18.609 | -157.2276 | -115.0499
5 | 15 | 18 | 548.0107 | 559.3455 | 574.1483 | 587.1618 | 0 | 0 | 0 | 0 | 205.7636 | 266.5316 | 0 | 0 | 0 | 0 | 0 | 0 | 180.4104 | 268.6442 | 776.9907 | 782.5188 | 0 | 0 | 0 | 0 | 0 | -8.5637 | -60.9105 | 17.0221 | 0 | 0 | 0 | 0 | 161.8367 | 32.7334 | -141.9319 | -212.3791 | 0.40002 | 0.33194 | 0.39565 | 0.38633 | 64.7381 | 10.8656 | -56.1552 | -82.0482
5 | 15 | 19 | 551.6015 | 564.1762 | 580.3284 | 594.4943 | 0 | 0 | 0 | 0 | 231.0234 | 326.0019 | 0 | 0 | 0 | 0 | 0 | 0 | 154.2745 | 180.4317 | 554.6266 | 554.7163 | 0 | 0 | 0 | 0 | 0 | -10.263 | 23.7526 | 196.3663 | 0 | 0 | 0 | 0 | 166.3035 | 68.0056 | 1.9493 | -156.5883 | 0.40291 | 0.40667 | 0.40013 | 0.39254 | 67.006 | 27.6562 | 0.77997 | -61.4664
5 | 15 | 20 | 576.2702 | 590.0245 | 607.4755 | 622.6625 | 0 | 0 | 0 | 0 | 234.9214 | 350.5477 | 0 | 0 | 0 | 0 | 0 | 0 | 186.8812 | 144.5578 | 371.1827 | 371.1827 | 0 | 0 | 0 | 0 | 0 | 16.8514 | 21.8156 | 126.3525 | 0 | 0 | 0 | 0 | 154.4676 | 78.0675 | 214.4772 | 125.1273 | 0.40427 | 0.42028 | 0.41111 | 0.39531 | 62.4471 | 32.8103 | 88.1745 | 49.4638
5 | 15 | 21 | 549.8201 | 563.1784 | 579.9945 | 594.519 | 0 | 0 | 0 | 0 | 233.3297 | 358.2836 | 0 | 0 | 0 | 0 | 0 | 0 | 200.4511 | 152.5099 | 390.0753 | 390.0753 | 0 | 0 | 0 | 0 | 0 | 12.2302 | 152.6472 | 250.2495 | 0 | 0 | 0 | 0 | 116.0393 | 40.1547 | 37.272 | -45.8057 | 0.40188 | 0.40772 | 0.40034 | 0.39234 | 46.6339 | 16.3717 | 14.9214 | -17.9712
5 | 15 | 22 | 505.2179 | 518.2192 | 534.4455 | 548.4459 | 0 | 0 | 0 | 0 | 227.7708 | 354.3898 | 0 | 0 | 0 | 0 | 0 | 0 | 206.8279 | 130.0866 | 357.5968 | 357.5968 | 0 | 0 | 0 | 0 | 0 | 7.1076 | 94.2718 | 83.2726 | 0 | 0 | 0 | 0 | 70.6193 | 26.6352 | 82.577 | 107.5764 | 0.39659 | 0.40366 | 0.39544 | 0.38685 | 28.0069 | 10.7515 | 32.654 | 41.6158
5 | 15 | 23 | 449.1524 | 460.7223 | 475.126 | 487.5104 | 0 | 0 | 0 | 0 | 191.3134 | 348.2092 | 0 | 0 | 0 | 0 | 0 | 0 | 238.3608 | 124.9427 | 341.9898 | 341.9898 | 0 | 0 | 0 | 0 | 0 | 21.5053 | 88.229 | 285.3362 | 0 | 0 | 0 | 0 | 19.4782 | -33.9349 | 44.9071 | -139.8156 | 0.39616 | 0.40557 | 0.39781 | 0.38169 | 7.7164 | -13.7629 | 17.8643 | -53.3664
5 | 15 | 24 | 416.3758 | 425.4075 | 436.8279 | 446.5193 | 0 | 0 | 0 | 0 | 183.7126 | 343.8879 | 0 | 0 | 0 | 0 | 0 | 0 | 255.2024 | 123.1285 | 336.5394 | 336.5394 | 0 | 0 | 0 | 0 | 0 | 32.5061 | 201.1252 | 62.95 | 0 | 0 | 0 | 0 | -22.5392 | -74.1151 | -100.8367 | 47.0299 | 0.39155 | 0.40913 | 0.40018 | 0.37917 | -8.8252 | -30.3229 | -40.3532 | 17.8325
5 | 16 | 1 | 395.4738 | 401.998 | 410.4854 | 417.4873 | 0 | 0 | 0 | 0 | 167.5466 | 363.4488 | 0 | 0 | 0 | 0 | 0 | 0 | 250.4778 | 112.0741 | 322.6797 | 322.6797 | 0 | 0 | 0 | 0 | 0 | 18.0917 | 149.9371 | 102.5612 | 0 | 0 | 0 | 0 | -22.5506 | -91.6167 | -62.1314 | -7.7536 | 0.39346 | 0.40712 | 0.39915 | 0.37525 | -8.8728 | -37.2991 | -24.7995 | -2.9095
5 | 16 | 2 | 383.2594 | 387.7083 | 393.8652 | 398.8169 | 0 | 0 | 0 | 0 | 169.5884 | 363.6366 | 0 | 0 | 0 | 0 | 0 | 0 | 219.9355 | 89.1444 | 311.0258 | 311.0258 | 0 | 0 | 0 | 0 | 0 | 19.374 | 95.8875 | 3.6758 | 0 | 0 | 0 | 0 | -6.2645 | -84.4466 | -13.0481 | 84.1152 | 0.39324 | 0.40518 | 0.39871 | 0.37205 | -2.4635 | -34.2164 | -5.2023 | 31.2947
5 | 16 | 3 | 377.3269 | 379.997 | 384.1851 | 387.4162 | 0 | 0 | 0 | 0 | 164.1621 | 322.2327 | 0 | 0 | 0 | 0 | 0 | 0 | 181.6346 | 64.3654 | 312.1658 | 312.1658 | 0 | 0 | 0 | 0 | 0 | 44.3315 | 127.8857 | 33.7226 | 0 | 0 | 0 | 0 | 31.5301 | -50.9326 | -55.8664 | 41.5278 | 0.40479 | 0.40648 | 0.39859 | 0.37175 | 12.7632 | -20.703 | -22.268 | 15.4379
5 | 16 | 4 | 385.4695 | 386.5483 | 389.0027 | 390.6812 | 0 | 0 | 0 | 0 | 169.9389 | 331.1149 | 0 | 0 | 0 | 0 | 0 | 0 | 161.5985 | 46.0696 | 304.0939 | 304.0939 | 0 | 0 | 0 | 0 | 0 | 40.6733 | 124.9672 | 25.7226 | 0 | 0 | 0 | 0 | 53.9321 | -31.3095 | -40.0584 | 60.8647 | 0.39239 | 0.40724 | 0.39885 | 0.37249 | 21.1626 | -12.7505 | -15.9771 | 22.6715
5 | 16 | 5 | 411.8411 | 412.1622 | 413.8737 | 414.8693 | 0 | 0 | 0 | 0 | 181.5786 | 344.1276 | 0 | 0 | 0 | 0 | 0 | 0 | 154.9762 | 39.0966 | 302.7566 | 302.7567 | 0 | 0 | 0 | 0 | 0 | 50.9046 | 219.7034 | -51.3845 | 0 | 0 | 0 | 0 | 75.2863 | -21.9666 | -108.5863 | 163.4971 | 0.39799 | 0.40903 | 0.40099 | 0.37782 | 29.9634 | -8.9849 | -43.5421 | 61.7733
5 | 16 | 6 | 449.9334 | 449.0651 | 449.6496 | 449.6693 | 0 | 0 | 0 | 0 | 206.0155 | 314.3531 | 0 | 0 | 0 | 0 | 0 | 0 | 159.7419 | 85.4704 | 397.9971 | 398.3059 | 0 | 0 | 0 | 0 | 0 | -8.7164 | -0.60152 | -49.818 | 0 | 0 | 0 | 0 | 84.1761 | 57.958 | 52.254 | 101.1813 | 0.39817 | 0.40695 | 0.39923 | 0.37497 | 33.5162 | 23.586 | 20.8614 | 37.9398
5 | 16 | 7 | 490.7016 | 489.6862 | 490.4607 | 490.8599 | 0 | 0 | 0 | 0 | 187.6483 | 253.1563 | 0 | 0 | 0 | 0 | 0 | 0 | 184.5478 | 203.2726 | 648.6871 | 651.4674 | 0 | 0 | 0 | 0 | 0 | -12.4029 | -12.6021 | -0.84143 | 0 | 0 | 0 | 0 | 118.5055 | 45.6602 | -145.6243 | -159.7661 | 0.39621 | 0.33259 | 0.32125 | 0.38231 | 46.9528 | 15.1862 | -46.7812 | -61.0809
5 | 16 | 8 | 512.1821 | 511.1566 | 512.3944 | 513.661 | 0 | 0 | 0 | 0 | 177.0519 | 248.1555 | 0 | 0 | 0 | 0 | 0 | 0 | 241.5276 | 341.1562 | 881.4915 | 898.0942 | 0 | 0 | 0 | 0 | 0 | -15.1946 | -54.207 | -9.6456 | 0 | 0 | 0 | 0 | 93.6026 | -62.9606 | -314.89 | -374.7876 | 0.38794 | 0.32023 | 0.31429 | 0.32105 | 36.3118 | -20.1622 | -98.9656 | -120.3257
5 | 16 | 9 | 529.7954 | 530.0747 | 533.1987 | 536.5822 | 0 | 0 | 0 | 0 | 174.073 | 235.1265 | 0 | 0 | 0 | 0 | 0 | 0 | 294.6761 | 453.8973 | 1063.9085 | 1094.5957 | 0 | 0 | 0 | 0 | 0 | -47.9535 | -90.9648 | -102.282 | 0 | 0 | 0 | 0 | 61.0463 | -110.9955 | -439.745 | -455.7316 | 0.39364 | 0.24286 | 0.23968 | 0 | 24.0303 | -26.9565 | -105.396 | 0
5 | 16 | 10 | 544.8153 | 545.57 | 549.2347 | 553.0389 | 0 | 0 | 0 | 0 | 170.6432 | 226.2031 | 0 | 0 | 0 | 0 | 0 | 0 | 333.7916 | 531.0603 | 1184.9697 | 1226.3123 | 0 | 0 | 0 | 0 | 0 | -57.3335 | -436.8263 | -314.5536 | 0 | 0 | 0 | 0 | 40.3805 | -154.3599 | -198.9088 | -358.7198 | 0.31441 | 0.24286 | 0.24286 | 0 | 12.6962 | -37.4881 | -48.3072 | 0
5 | 16 | 11 | 551.628 | 552.9051 | 556.9103 | 560.6976 | 0 | 0 | 0 | 0 | 183.1522 | 227.4007 | 0 | 0 | 0 | 0 | 0 | 0 | 362.7281 | 577.1068 | 1238.5269 | 1286.7939 | 0 | 0 | 0 | 0 | 0 | -59.5276 | -348.255 | -339.1286 | 0 | 0 | 0 | 0 | 5.7476 | -192.0747 | -333.3617 | -386.9678 | 0.31687 | 0.24286 | 0.24286 | 0 | 1.8212 | -46.6476 | -80.9606 | 0
5 | 16 | 12 | 553.4406 | 555.0885 | 559.3139 | 563.0596 | 0 | 0 | 0 | 0 | 168.9277 | 219.8005 | 0 | 0 | 0 | 0 | 0 | 0 | 372.6449 | 592.2712 | 1232.3154 | 1283.5547 | 0 | 0 | 0 | 0 | 0 | -48.9277 | -348.3152 | -346.6391 | 0 | 0 | 0 | 0 | 11.8681 | -208.0555 | -324.6864 | -373.856 | 0.30984 | 0.24286 | 0.24286 | 0 | 3.6772 | -50.5287 | -78.8537 | 0
5 | 16 | 13 | 563.9529 | 567.1704 | 573.0979 | 578.2622 | 0 | 0 | 0 | 0 | 163.0179 | 227.7766 | 0 | 0 | 0 | 0 | 0 | 0 | 370.8861 | 586.9888 | 1220.4958 | 1271.7803 | 0 | 0 | 0 | 0 | 0 | -42.2191 | -328.1206 | -315.6726 | 0 | 0 | 0 | 0 | 30.049 | -205.3759 | -319.2773 | -377.8455 | 0.31489 | 0.24286 | 0.24286 | 0 | 9.4621 | -49.8779 | -77.5401 | 0
5 | 16 | 14 | 570.1579 | 574.5808 | 581.8903 | 588.3099 | 0 | 0 | 0 | 0 | 171.4691 | 230.1286 | 0 | 0 | 0 | 0 | 0 | 0 | 369.5745 | 574.2 | 1216.1622 | 1265.3526 | 0 | 0 | 0 | 0 | 0 | -29.1262 | -147.4083 | -183.827 | 0 | 0 | 0 | 0 | 29.1142 | -200.6217 | -486.8637 | -493.2157 | 0.31699 | 0.24286 | 0.24286 | 0 | 9.2288 | -48.7233 | -118.2403 | 0
5 | 16 | 15 | 572.4569 | 577.8441 | 586.2008 | 593.5167 | 0 | 0 | 0 | 0 | 195.0386 | 230.7406 | 0 | 0 | 0 | 0 | 0 | 0 | 368.7762 | 553.7847 | 1223.9136 | 1267.9704 | 0 | 0 | 0 | 0 | 0 | -12.4968 | -75.7491 | -75.3417 | 0 | 0 | 0 | 0 | 8.6421 | -194.1844 | -561.9636 | -599.112 | 0.31618 | 0.24027 | 0.2402 | 0.19462 | 2.7325 | -46.6568 | -134.9818 | -116.5991
5 | 16 | 16 | 569.1873 | 576.7335 | 587.4715 | 596.9137 | 0 | 0 | 0 | 0 | 187.1092 | 236.6258 | 0 | 0 | 0 | 0 | 0 | 0 | 374.9299 | 514.4322 | 1177.2363 | 1212.1325 | 0 | 0 | 0 | 0 | 0 | -12.8837 | -16.3099 | -41.2843 | 0 | 0 | 0 | 0 | 7.1481 | -161.4409 | -573.4549 | -573.9345 | 0.32103 | 0.24715 | 0.22975 | 0.24005 | 2.2947 | -39.9006 | -131.7507 | -137.7721
5 | 16 | 17 | 560.3062 | 569.755 | 582.5284 | 593.7433 | 0 | 0 | 0 | 0 | 186.8632 | 242.7607 | 0 | 0 | 0 | 0 | 0 | 0 | 373.6049 | 438.0346 | 1033.3916 | 1055.0528 | 0 | 0 | 0 | 0 | 0 | -2.4459 | -24.1118 | -30.9984 | 0 | 0 | 0 | 0 | -0.16188 | -108.5944 | -426.7513 | -430.3111 | 0.39785 | 0.24634 | 0.32048 | 0.23372 | -0.064406 | -26.7514 | -136.7674 | -100.574
5 | 16 | 18 | 549.6423 | 561.0305 | 575.8981 | 588.9676 | 0 | 0 | 0 | 0 | 205.7636 | 266.5316 | 0 | 0 | 0 | 0 | 0 | 0 | 311.4842 | 282.1135 | 735.1982 | 741.517 | 0 | 0 | 0 | 0 | 0 | -8.5637 | -60.9105 | 17.0221 | 0 | 0 | 0 | 0 | 32.3946 | 20.949 | -98.3897 | -169.5716 | 0.40002 | 0.33194 | 0.39565 | 0.38633 | 12.9585 | 6.9539 | -38.9278 | -65.5104
5 | 16 | 19 | 550.9488 | 563.5022 | 579.6285 | 593.772 | 0 | 0 | 0 | 0 | 231.0234 | 326.0019 | 0 | 0 | 0 | 0 | 0 | 0 | 270.7235 | 166.3973 | 482.1656 | 482.2756 | 0 | 0 | 0 | 0 | 0 | -10.263 | 23.7526 | 196.3663 | 0 | 0 | 0 | 0 | 49.2019 | 81.3661 | 73.7103 | -84.8699 | 0.40291 | 0.40667 | 0.40013 | 0.39254 | 19.8241 | 33.0895 | 29.494 | -33.3144
5 | 16 | 20 | 575.3819 | 589.1071 | 606.5228 | 621.6794 | 0 | 0 | 0 | 0 | 234.9214 | 350.5477 | 0 | 0 | 0 | 0 | 0 | 0 | 295.5977 | 147.3129 | 327.9951 | 327.9952 | 0 | 0 | 0 | 0 | 0 | 16.8514 | 21.8156 | 126.3525 | 0 | 0 | 0 | 0 | 44.8628 | 74.3951 | 256.7121 | 167.3317 | 0.40427 | 0.42028 | 0.41111 | 0.39531 | 18.1368 | 31.2668 | 105.5379 | 66.1476
5 | 16 | 21 | 549.2581 | 562.598 | 579.3918 | 593.897 | 0 | 0 | 0 | 0 | 233.3297 | 358.2836 | 0 | 0 | 0 | 0 | 0 | 0 | 266.9915 | 126.7297 | 327.0828 | 327.0828 | 0 | 0 | 0 | 0 | 0 | 12.2302 | 152.6472 | 250.2495 | 0 | 0 | 0 | 0 | 48.9369 | 65.3545 | 99.6618 | 16.5648 | 0.40188 | 0.40772 | 0.40034 | 0.39234 | 19.6668 | 26.6461 | 39.8984 | 6.4989
5 | 16 | 22 | 500.4319 | 513.2765 | 529.3128 | 543.1489 | 0 | 0 | 0 | 0 | 227.7708 | 354.3898 | 0 | 0 | 0 | 0 | 0 | 0 | 228.1116 | 95.8463 | 315.3908 | 315.3908 | 0 | 0 | 0 | 0 | 0 | 7.1076 | 94.2718 | 83.2726 | 0 | 0 | 0 | 0 | 44.5495 | 55.9328 | 119.6502 | 144.4854 | 0.39659 | 0.40366 | 0.39544 | 0.38685 | 17.6679 | 22.5776 | 47.3141 | 55.894
5 | 16 | 23 | 448.4816 | 460.0295 | 474.4066 | 486.7681 | 0 | 0 | 0 | 0 | 191.3134 | 348.2092 | 0 | 0 | 0 | 0 | 0 | 0 | 214.8034 | 84.01 | 308.8129 | 308.8129 | 0 | 0 | 0 | 0 | 0 | 21.5053 | 88.229 | 285.3362 | 0 | 0 | 0 | 0 | 42.3648 | 6.305 | 77.3647 | -107.381 | 0.39616 | 0.40557 | 0.39781 | 0.38169 | 16.7831 | 2.5571 | 30.7761 | -40.9864
5 | 16 | 24 | 415.3606 | 424.359 | 435.7392 | 445.3957 | 0 | 0 | 0 | 0 | 183.7126 | 343.8879 | 0 | 0 | 0 | 0 | 0 | 0 | 211.9875 | 77.271 | 305.3812 | 305.3812 | 0 | 0 | 0 | 0 | 0 | 32.5061 | 201.1252 | 62.95 | 0 | 0 | 0 | 0 | 19.6605 | -29.306 | -70.7673 | 77.0644 | 0.39155 | 0.40913 | 0.40018 | 0.37917 | 7.698 | -11.9901 | -28.3199 | 29.2207
5 | 17 | 1 | 397.9756 | 404.5817 | 413.1684 | 420.2562 | 0 | 0 | 0 | 0 | 167.5466 | 363.4488 | 0 | 0 | 0 | 0 | 0 | 0 | 216.6413 | 77.5762 | 306.1366 | 306.1366 | 0 | 0 | 0 | 0 | 0 | 18.0917 | 149.9371 | 102.5612 | 0 | 0 | 0 | 0 | 13.7877 | -54.5351 | -42.9053 | 11.5584 | 0.39346 | 0.40712 | 0.39915 | 0.37525 | 5.4249 | -22.2024 | -17.1255 | 4.3373
5 | 17 | 2 | 383.767 | 388.2326 | 394.4096 | 399.3787 | 0 | 0 | 0 | 0 | 169.5884 | 363.6366 | 0 | 0 | 0 | 0 | 0 | 0 | 206.4421 | 72.3317 | 309.1483 | 309.1483 | 0 | 0 | 0 | 0 | 0 | 19.374 | 95.8875 | 3.6758 | 0 | 0 | 0 | 0 | 7.7365 | -67.1096 | -10.6262 | 86.5545 | 0.39324 | 0.40518 | 0.39871 | 0.37205 | 3.0423 | -27.1917 | -4.2367 | 32.2023
5 | 17 | 3 | 376.7105 | 379.3604 | 383.5241 | 386.734 | 0 | 0 | 0 | 0 | 164.1621 | 322.2327 | 0 | 0 | 0 | 0 | 0 | 0 | 194.2423 | 63.8257 | 304.5003 | 304.5003 | 0 | 0 | 0 | 0 | 0 | 44.3315 | 127.8857 | 33.7226 | 0 | 0 | 0 | 0 | 18.3061 | -51.0294 | -48.8619 | 48.5112 | 0.40479 | 0.40648 | 0.39859 | 0.37175 | 7.4102 | -20.7424 | -19.476 | 18.034
5 | 17 | 4 | 385.0887 | 386.1552 | 388.5945 | 390.2599 | 0 | 0 | 0 | 0 | 169.9389 | 331.1149 | 0 | 0 | 0 | 0 | 0 | 0 | 208.0799 | 68.2829 | 303.2761 | 303.2761 | 0 | 0 | 0 | 0 | 0 | 40.6733 | 124.9672 | 25.7226 | 0 | 0 | 0 | 0 | 7.07 | -53.916 | -39.6488 | 61.2612 | 0.39239 | 0.40724 | 0.39885 | 0.37249 | 2.7742 | -21.9567 | -15.8138 | 22.8192
5 | 17 | 5 | 410.8078 | 411.095 | 412.7655 | 413.7257 | 0 | 0 | 0 | 0 | 181.5786 | 344.1276 | 0 | 0 | 0 | 0 | 0 | 0 | 207.6459 | 64.3917 | 303.2151 | 303.2153 | 0 | 0 | 0 | 0 | 0 | 50.9046 | 219.7034 | -51.3845 | 0 | 0 | 0 | 0 | 21.5832 | -48.3289 | -110.153 | 161.8949 | 0.39799 | 0.40903 | 0.40099 | 0.37782 | 8.59 | -19.7679 | -44.1704 | 61.1679
5 | 17 | 6 | 445.9632 | 444.9649 | 445.3918 | 445.2752 | 0 | 0 | 0 | 0 | 206.0155 | 314.3531 | 0 | 0 | 0 | 0 | 0 | 0 | 197.2707 | 102.4455 | 414.6485 | 414.974 | 0 | 0 | 0 | 0 | 0 | -8.7164 | -0.60152 | -49.818 | 0 | 0 | 0 | 0 | 42.677 | 36.8828 | 31.3448 | 80.1192 | 0.39817 | 0.40695 | 0.39923 | 0.37497 | 16.9926 | 15.0095 | 12.5138 | 30.0422
5 | 17 | 7 | 489.9764 | 488.9373 | 489.683 | 490.0573 | 0 | 0 | 0 | 0 | 187.6483 | 253.1563 | 0 | 0 | 0 | 0 | 0 | 0 | 189.5712 | 209.8675 | 737.2929 | 740.2093 | 0 | 0 | 0 | 0 | 0 | -12.4029 | -12.6021 | -0.84143 | 0 | 0 | 0 | 0 | 112.7569 | 38.3164 | -235.0078 | -249.3106 | 0.39621 | 0.33259 | 0.32125 | 0.38231 | 44.6752 | 12.7437 | -75.4953 | -95.315
5 | 17 | 8 | 513.0886 | 512.0927 | 513.3665 | 514.6642 | 0 | 0 | 0 | 0 | 177.0519 | 248.1555 | 0 | 0 | 0 | 0 | 0 | 0 | 228.1505 | 350.0703 | 1009.2014 | 1026.1923 | 0 | 0 | 0 | 0 | 0 | -15.1946 | -54.207 | -9.6456 | 0 | 0 | 0 | 0 | 107.8862 | -70.9386 | -441.6279 | -501.8825 | 0.38794 | 0.32023 | 0.31429 | 0.32105 | 41.8529 | -22.717 | -138.7976 | -161.1296
5 | 17 | 9 | 531.427 | 531.7597 | 534.9485 | 538.388 | 0 | 0 | 0 | 0 | 174.073 | 235.1265 | 0 | 0 | 0 | 0 | 0 | 0 | 281.3888 | 464.9848 | 1209.7156 | 1241.1085 | 0 | 0 | 0 | 0 | 0 | -47.9535 | -90.9648 | -102.282 | 0 | 0 | 0 | 0 | 75.9652 | -120.398 | -583.8023 | -600.4386 | 0.39364 | 0.24286 | 0.23968 | 0 | 29.903 | -29.24 | -139.9229 | 0
5 | 17 | 10 | 549.5651 | 550.4752 | 554.3285 | 558.2958 | 0 | 0 | 0 | 0 | 170.6432 | 226.2031 | 0 | 0 | 0 | 0 | 0 | 0 | 323.8151 | 544.2487 | 1306.0525 | 1347.7782 | 0 | 0 | 0 | 0 | 0 | -57.3335 | -436.8263 | -314.5536 | 0 | 0 | 0 | 0 | 55.1069 | -162.6431 | -314.8977 | -474.9289 | 0.31441 | 0.24286 | 0.24286 | 0 | 17.3263 | -39.4997 | -76.4764 | 0
5 | 17 | 11 | 557.6105 | 559.0835 | 563.3261 | 567.3188 | 0 | 0 | 0 | 0 | 183.1522 | 227.4007 | 0 | 0 | 0 | 0 | 0 | 0 | 350.8547 | 589.4019 | 1336.2151 | 1384.0861 | 0 | 0 | 0 | 0 | 0 | -59.5276 | -348.255 | -339.1286 | 0 | 0 | 0 | 0 | 23.6036 | -198.1915 | -424.6341 | -477.6387 | 0.31687 | 0.24286 | 0.24286 | 0 | 7.4792 | -48.1331 | -103.1271 | 0
5 | 17 | 12 | 561.2904 | 563.1953 | 567.7322 | 571.7475 | 0 | 0 | 0 | 0 | 168.9277 | 219.8005 | 0 | 0 | 0 | 0 | 0 | 0 | 367.0829 | 601.3183 | 1333.6325 | 1384.4828 | 0 | 0 | 0 | 0 | 0 | -48.9277 | -348.3152 | -346.6391 | 0 | 0 | 0 | 0 | 25.2798 | -208.9958 | -417.5851 | -466.0963 | 0.30984 | 0.24286 | 0.24286 | 0 | 7.8326 | -50.757 | -101.4152 | 0
5 | 17 | 13 | 570.7694 | 574.21 | 580.4081 | 585.8064 | 0 | 0 | 0 | 0 | 163.0179 | 227.7766 | 0 | 0 | 0 | 0 | 0 | 0 | 384.4074 | 604.7981 | 1325.4397 | 1377.0231 | 0 | 0 | 0 | 0 | 0 | -42.2191 | -328.1206 | -315.6726 | 0 | 0 | 0 | 0 | 23.3441 | -216.1456 | -416.911 | -475.544 | 0.31489 | 0.24286 | 0.24286 | 0 | 7.3508 | -52.4934 | -101.2515 | 0
5 | 17 | 14 | 575.8322 | 580.4409 | 587.9756 | 594.59 | 0 | 0 | 0 | 0 | 171.4691 | 230.1286 | 0 | 0 | 0 | 0 | 0 | 0 | 397.7272 | 598.7198 | 1322.49 | 1371.5749 | 0 | 0 | 0 | 0 | 0 | -29.1262 | -147.4083 | -183.827 | 0 | 0 | 0 | 0 | 6.6359 | -219.2813 | -587.1061 | -593.1579 | 0.31699 | 0.24286 | 0.24286 | 0 | 2.1035 | -53.255 | -142.5852 | 0
5 | 17 | 15 | 574.1792 | 579.6227 | 588.0478 | 595.4228 | 0 | 0 | 0 | 0 | 195.0386 | 230.7406 | 0 | 0 | 0 | 0 | 0 | 0 | 421.4766 | 594.2393 | 1316.8935 | 1360.9186 | 0 | 0 | 0 | 0 | 0 | -12.4968 | -75.7491 | -75.3417 | 0 | 0 | 0 | 0 | -42.336 | -232.8604 | -653.0966 | -690.1541 | 0.31618 | 0.24027 | 0.2402 | 0.19462 | -13.3858 | -55.9495 | -156.8716 | -134.3177
5 | 17 | 16 | 570.1844 | 577.7632 | 588.5408 | 598.0172 | 0 | 0 | 0 | 0 | 187.1092 | 236.6258 | 0 | 0 | 0 | 0 | 0 | 0 | 426.8822 | 550.2762 | 1249.8161 | 1284.8072 | 0 | 0 | 0 | 0 | 0 | -12.8837 | -16.3099 | -41.2843 | 0 | 0 | 0 | 0 | -43.8071 | -196.2551 | -644.9654 | -645.5057 | 0.32103 | 0.24715 | 0.22975 | 0.24005 | -14.0632 | -48.5051 | -148.1802 | -154.9527
5 | 17 | 17 | 558.8559 | 568.2572 | 580.9731 | 592.1381 | 0 | 0 | 0 | 0 | 186.8632 | 242.7607 | 0 | 0 | 0 | 0 | 0 | 0 | 437.0834 | 483.6458 | 1083.5669 | 1105.1199 | 0 | 0 | 0 | 0 | 0 | -2.4459 | -24.1118 | -30.9984 | 0 | 0 | 0 | 0 | -65.0907 | -155.7033 | -478.482 | -481.9833 | 0.39785 | 0.24634 | 0.32048 | 0.23372 | -25.8965 | -38.3564 | -153.3463 | -112.6511
5 | 17 | 18 | 544.2581 | 555.4699 | 570.1238 | 583.0085 | 0 | 0 | 0 | 0 | 205.7636 | 266.5316 | 0 | 0 | 0 | 0 | 0 | 0 | 363.4513 | 320.6496 | 775.3947 | 781.4424 | 0 | 0 | 0 | 0 | 0 | -8.5637 | -60.9105 | 17.0221 | 0 | 0 | 0 | 0 | -24.9568 | -23.1475 | -144.3604 | -215.4561 | 0.40002 | 0.33194 | 0.39565 | 0.38633 | -9.9833 | -7.6837 | -57.1161 | -83.2369
5 | 17 | 19 | 544.0598 | 556.3878 | 572.2406 | 586.1475 | 0 | 0 | 0 | 0 | 231.0234 | 326.0019 | 0 | 0 | 0 | 0 | 0 | 0 | 313.5045 | 198.1891 | 507.4921 | 507.6447 | 0 | 0 | 0 | 0 | 0 | -10.263 | 23.7526 | 196.3663 | 0 | 0 | 0 | 0 | -0.46805 | 42.4598 | 40.996 | -117.8635 | 0.40291 | 0.40667 | 0.40013 | 0.39254 | -0.18858 | 17.2673 | 16.4039 | -46.2656
5 | 17 | 20 | 571.9011 | 585.5124 | 602.79 | 617.827 | 0 | 0 | 0 | 0 | 234.9214 | 350.5477 | 0 | 0 | 0 | 0 | 0 | 0 | 300.5366 | 138.3444 | 319.6662 | 319.6663 | 0 | 0 | 0 | 0 | 0 | 16.8514 | 21.8156 | 126.3525 | 0 | 0 | 0 | 0 | 36.4431 | 79.7689 | 261.3081 | 171.8082 | 0.40427 | 0.42028 | 0.41111 | 0.39531 | 14.733 | 33.5254 | 107.4274 | 67.9172
5 | 17 | 21 | 549.8563 | 563.2159 | 580.0334 | 594.5591 | 0 | 0 | 0 | 0 | 233.3297 | 358.2836 | 0 | 0 | 0 | 0 | 0 | 0 | 290.8657 | 128.2619 | 316.8531 | 316.8531 | 0 | 0 | 0 | 0 | 0 | 12.2302 | 152.6472 | 250.2495 | 0 | 0 | 0 | 0 | 25.6609 | 64.4402 | 110.5331 | 27.4566 | 0.40188 | 0.40772 | 0.40034 | 0.39234 | 10.3126 | 26.2733 | 44.2506 | 10.7722
5 | 17 | 22 | 504.6378 | 517.6201 | 533.8234 | 547.8038 | 0 | 0 | 0 | 0 | 227.7708 | 354.3898 | 0 | 0 | 0 | 0 | 0 | 0 | 291.4562 | 132.9655 | 317.0121 | 317.0121 | 0 | 0 | 0 | 0 | 0 | 7.1076 | 94.2718 | 83.2726 | 0 | 0 | 0 | 0 | -14.5892 | 23.1572 | 122.5395 | 147.5191 | 0.39659 | 0.40366 | 0.39544 | 0.38685 | -5.7859 | 9.3476 | 48.4566 | 57.0675
5 | 17 | 23 | 455.0986 | 466.8632 | 481.5029 | 494.0916 | 0 | 0 | 0 | 0 | 191.3134 | 348.2092 | 0 | 0 | 0 | 0 | 0 | 0 | 282.3271 | 132.0385 | 312.0242 | 312.0242 | 0 | 0 | 0 | 0 | 0 | 21.5053 | 88.229 | 285.3362 | 0 | 0 | 0 | 0 | -18.5419 | -34.8898 | 81.2497 | -103.2688 | 0.39616 | 0.40557 | 0.39781 | 0.38169 | -7.3455 | -14.1502 | 32.3216 | -39.4168
5 | 17 | 24 | 420.7267 | 429.9008 | 441.494 | 451.3348 | 0 | 0 | 0 | 0 | 183.7126 | 343.8879 | 0 | 0 | 0 | 0 | 0 | 0 | 294.2719 | 136.114 | 305.3187 | 305.3187 | 0 | 0 | 0 | 0 | 0 | 32.5061 | 201.1252 | 62.95 | 0 | 0 | 0 | 0 | -57.2578 | -82.6072 | -64.9499 | 83.066 | 0.39155 | 0.40913 | 0.40018 | 0.37917 | -22.4192 | -33.7973 | -25.9919 | 31.4964
5 | 18 | 1 | 398.7552 | 405.3867 | 414.0044 | 421.119 | 0 | 0 | 0 | 0 | 167.5466 | 363.4488 | 0 | 0 | 0 | 0 | 0 | 0 | 295.1394 | 125.0862 | 295.2335 | 295.2335 | 0 | 0 | 0 | 0 | 0 | 18.0917 | 149.9371 | 102.5612 | 0 | 0 | 0 | 0 | -63.9308 | -101.2401 | -31.1663 | 23.3242 | 0.39346 | 0.40712 | 0.39915 | 0.37525 | -25.1542 | -41.217 | -12.4399 | 8.7525
5 | 18 | 2 | 386.7401 | 391.303 | 397.5981 | 402.6692 | 0 | 0 | 0 | 0 | 169.5884 | 363.6366 | 0 | 0 | 0 | 0 | 0 | 0 | 255.9532 | 96.0244 | 288.8577 | 288.8577 | 0 | 0 | 0 | 0 | 0 | 19.374 | 95.8875 | 3.6758 | 0 | 0 | 0 | 0 | -38.8015 | -87.7319 | 12.8529 | 110.1357 | 0.39324 | 0.40518 | 0.39871 | 0.37205 | -15.2583 | -35.5475 | 5.1245 | 40.9755
5 | 18 | 3 | 381.1883 | 383.9848 | 388.3262 | 391.6899 | 0 | 0 | 0 | 0 | 164.1621 | 322.2327 | 0 | 0 | 0 | 0 | 0 | 0 | 202.8359 | 65.8113 | 286.8222 | 286.8222 | 0 | 0 | 0 | 0 | 0 | 44.3315 | 127.8857 | 33.7226 | 0 | 0 | 0 | 0 | 14.1903 | -48.3907 | -26.3817 | 71.1452 | 0.40479 | 0.40648 | 0.39859 | 0.37175 | 5.7441 | -19.6698 | -10.5156 | 26.4482
5 | 18 | 4 | 388.4607 | 389.6375 | 392.2107 | 393.9918 | 0 | 0 | 0 | 0 | 169.9389 | 331.1149 | 0 | 0 | 0 | 0 | 0 | 0 | 191.3123 | 58.9509 | 285.707 | 285.707 | 0 | 0 | 0 | 0 | 0 | 40.6733 | 124.9672 | 25.7226 | 0 | 0 | 0 | 0 | 27.2096 | -41.1016 | -18.4636 | 82.5622 | 0.39239 | 0.40724 | 0.39885 | 0.37249 | 10.6768 | -16.7382 | -7.3641 | 30.7536
5 | 18 | 5 | 412.0587 | 412.3869 | 414.107 | 415.1101 | 0 | 0 | 0 | 0 | 181.5786 | 344.1276 | 0 | 0 | 0 | 0 | 0 | 0 | 184.02 | 60.1481 | 288.8655 | 288.8656 | 0 | 0 | 0 | 0 | 0 | 50.9046 | 219.7034 | -51.3845 | 0 | 0 | 0 | 0 | 46.46 | -42.7934 | -94.4619 | 177.6289 | 0.39799 | 0.40903 | 0.40099 | 0.37782 | 18.4908 | -17.5037 | -37.8784 | 67.1126
5 | 18 | 6 | 447.1778 | 446.2193 | 446.6944 | 446.6195 | 0 | 0 | 0 | 0 | 206.0155 | 314.3531 | 0 | 0 | 0 | 0 | 0 | 0 | 160.8155 | 103.8197 | 407.4206 | 407.75 | 0 | 0 | 0 | 0 | 0 | -8.7164 | -0.60152 | -49.818 | 0 | 0 | 0 | 0 | 80.3469 | 36.7629 | 39.8753 | 88.6875 | 0.39817 | 0.40695 | 0.39923 | 0.37497 | 31.9915 | 14.9607 | 15.9195 | 33.2551
5 | 18 | 7 | 489.6864 | 488.6378 | 489.372 | 489.7363 | 0 | 0 | 0 | 0 | 187.6483 | 253.1563 | 0 | 0 | 0 | 0 | 0 | 0 | 151.7218 | 212.0934 | 721.8092 | 724.7507 | 0 | 0 | 0 | 0 | 0 | -12.4029 | -12.6021 | -0.84143 | 0 | 0 | 0 | 0 | 150.3162 | 35.791 | -219.8351 | -234.173 | 0.39621 | 0.33259 | 0.32125 | 0.38231 | 59.5565 | 11.9038 | -70.6211 | -89.5277
5 | 18 | 8 | 513.578 | 512.5982 | 513.8914 | 515.206 | 0 | 0 | 0 | 0 | 177.0519 | 248.1555 | 0 | 0 | 0 | 0 | 0 | 0 | 196.334 | 348.8001 | 1009.6386 | 1026.7943 | 0 | 0 | 0 | 0 | 0 | -15.1946 | -54.207 | -9.6456 | 0 | 0 | 0 | 0 | 140.1922 | -69.1628 | -441.5401 | -501.9428 | 0.38794 | 0.32023 | 0.31429 | 0.32105 | 54.3855 | -22.1484 | -138.77 | -161.1489
5 | 18 | 9 | 534.0557 | 534.4744 | 537.7676 | 541.2973 | 0 | 0 | 0 | 0 | 174.073 | 235.1265 | 0 | 0 | 0 | 0 | 0 | 0 | 234.4981 | 452.8533 | 1190.7819 | 1222.1187 | 0 | 0 | 0 | 0 | 0 | -47.9535 | -90.9648 | -102.282 | 0 | 0 | 0 | 0 | 125.4846 | -105.5518 | -562.0495 | -578.5394 | 0.39364 | 0.24286 | 0.23968 | 0 | 49.3958 | -25.6345 | -134.7093 | 0
5 | 18 | 10 | 551.1423 | 552.1041 | 556.0199 | 560.0414 | 0 | 0 | 0 | 0 | 170.6432 | 226.2031 | 0 | 0 | 0 | 0 | 0 | 0 | 269.4314 | 523.9189 | 1286.6515 | 1328.2627 | 0 | 0 | 0 | 0 | 0 | -57.3335 | -436.8263 | -314.5536 | 0 | 0 | 0 | 0 | 111.0677 | -140.6844 | -293.8054 | -453.6677 | 0.31441 | 0.24286 | 0.24286 | 0 | 34.9212 | -34.1668 | -71.3539 | 0
5 | 18 | 11 | 552.2444 | 553.5417 | 557.5713 | 561.3798 | 0 | 0 | 0 | 0 | 183.1522 | 227.4007 | 0 | 0 | 0 | 0 | 0 | 0 | 294.5956 | 560.7831 | 1301.9581 | 1349.5667 | 0 | 0 | 0 | 0 | 0 | -59.5276 | -348.255 | -339.1286 | 0 | 0 | 0 | 0 | 74.4966 | -175.1144 | -396.1319 | -449.0584 | 0.31687 | 0.24286 | 0.24286 | 0 | 23.6056 | -42.5286 | -96.205 | 0
5 | 18 | 12 | 560.5834 | 562.4651 | 566.974 | 570.9649 | 0 | 0 | 0 | 0 | 168.9277 | 219.8005 | 0 | 0 | 0 | 0 | 0 | 0 | 313.3348 | 587.233 | 1320.5097 | 1371.4403 | 0 | 0 | 0 | 0 | 0 | -48.9277 | -348.3152 | -346.6391 | 0 | 0 | 0 | 0 | 78.3209 | -195.6407 | -405.2205 | -453.8363 | 0.30984 | 0.24286 | 0.24286 | 0 | 24.2668 | -47.5136 | -98.4123 | 0
5 | 18 | 13 | 569.5185 | 572.9181 | 579.0666 | 584.422 | 0 | 0 | 0 | 0 | 163.0179 | 227.7766 | 0 | 0 | 0 | 0 | 0 | 0 | 320.3972 | 593.0257 | 1328.5938 | 1379.5717 | 0 | 0 | 0 | 0 | 0 | -42.2191 | -328.1206 | -315.6726 | 0 | 0 | 0 | 0 | 86.1034 | -205.665 | -421.4066 | -479.4771 | 0.31489 | 0.24286 | 0.24286 | 0 | 27.1132 | -49.9481 | -102.3433 | 0
5 | 18 | 14 | 572.8228 | 577.333 | 584.7483 | 591.2593 | 0 | 0 | 0 | 0 | 171.4691 | 230.1286 | 0 | 0 | 0 | 0 | 0 | 0 | 318.2491 | 573.7065 | 1320.1531 | 1368.5627 | 0 | 0 | 0 | 0 | 0 | -29.1262 | -147.4083 | -183.827 | 0 | 0 | 0 | 0 | 83.1046 | -197.376 | -587.9966 | -593.4763 | 0.31699 | 0.24286 | 0.24286 | 0 | 26.3431 | -47.935 | -142.8015 | 0
5 | 18 | 15 | 571.0066 | 576.3463 | 584.6454 | 591.9115 | 0 | 0 | 0 | 0 | 195.0386 | 230.7406 | 0 | 0 | 0 | 0 | 0 | 0 | 350.4511 | 576.6812 | 1329.4163 | 1372.5788 | 0 | 0 | 0 | 0 | 0 | -12.4968 | -75.7491 | -75.3417 | 0 | 0 | 0 | 0 | 25.5169 | -218.5788 | -669.0217 | -705.3256 | 0.31618 | 0.24027 | 0.2402 | 0.19462 | 8.0679 | -52.518 | -160.6968 | -137.2704
5 | 18 | 16 | 568.7884 | 576.3216 | 587.0438 | 596.4723 | 0 | 0 | 0 | 0 | 187.1092 | 236.6258 | 0 | 0 | 0 | 0 | 0 | 0 | 376.3067 | 547.9873 | 1280.0074 | 1314.1372 | 0 | 0 | 0 | 0 | 0 | -12.8837 | -16.3099 | -41.2843 | 0 | 0 | 0 | 0 | 5.3725 | -195.4079 | -676.6537 | -676.3807 | 0.32103 | 0.24715 | 0.22975 | 0.24005 | 1.7247 | -48.2957 | -155.4606 | -162.3642
5 | 18 | 17 | 553.6348 | 562.8652 | 575.3738 | 586.3596 | 0 | 0 | 0 | 0 | 186.8632 | 242.7607 | 0 | 0 | 0 | 0 | 0 | 0 | 367.3332 | 430.6609 | 1064.1697 | 1085.2139 | 0 | 0 | 0 | 0 | 0 | -2.4459 | -24.1118 | -30.9984 | 0 | 0 | 0 | 0 | -0.56158 | -108.1104 | -464.6841 | -467.856 | 0.39785 | 0.24634 | 0.32048 | 0.23372 | -0.22343 | -26.6322 | -148.9243 | -109.3492
5 | 18 | 18 | 538.7287 | 549.7596 | 564.1941 | 576.8888 | 0 | 0 | 0 | 0 | 205.7636 | 266.5316 | 0 | 0 | 0 | 0 | 0 | 0 | 336.4557 | 304.409 | 808.1076 | 814.2949 | 0 | 0 | 0 | 0 | 0 | -8.5637 | -60.9105 | 17.0221 | 0 | 0 | 0 | 0 | -3.4906 | -12.6173 | -183.0031 | -254.4282 | 0.40002 | 0.33194 | 0.39565 | 0.38633 | -1.3963 | -4.1882 | -72.405 | -98.2929
5 | 18 | 19 | 532.693 | 544.6489 | 560.0505 | 573.5671 | 0 | 0 | 0 | 0 | 231.0234 | 326.0019 | 0 | 0 | 0 | 0 | 0 | 0 | 331.5455 | 209.3125 | 535.0042 | 535.1696 | 0 | 0 | 0 | 0 | 0 | -10.263 | 23.7526 | 196.3663 | 0 | 0 | 0 | 0 | -29.8759 | 19.5974 | 1.2938 | -157.9688 | 0.40291 | 0.40667 | 0.40013 | 0.39254 | -12.0374 | 7.9698 | 0.51768 | -62.0083
5 | 18 | 20 | 553.2828 | 566.2846 | 582.8232 | 597.2209 | 0 | 0 | 0 | 0 | 234.9214 | 350.5477 | 0 | 0 | 0 | 0 | 0 | 0 | 310.0251 | 161.8213 | 366.9675 | 366.9675 | 0 | 0 | 0 | 0 | 0 | 16.8514 | 21.8156 | 126.3525 | 0 | 0 | 0 | 0 | 8.3363 | 37.0641 | 194.0401 | 103.9008 | 0.40427 | 0.42028 | 0.41111 | 0.39531 | 3.3701 | 15.5773 | 79.7725 | 41.0728
5 | 18 | 21 | 541.6621 | 554.7534 | 571.2456 | 585.49 | 0 | 0 | 0 | 0 | 233.3297 | 358.2836 | 0 | 0 | 0 | 0 | 0 | 0 | 297.2243 | 150.3831 | 354.5237 | 354.5237 | 0 | 0 | 0 | 0 | 0 | 12.2302 | 152.6472 | 250.2495 | 0 | 0 | 0 | 0 | 11.1081 | 33.8565 | 64.0747 | -19.2831 | 0.40188 | 0.40772 | 0.40034 | 0.39234 | 4.4641 | 13.8038 | 25.6516 | -7.5655
5 | 18 | 22 | 504.3659 | 517.3393 | 533.5317 | 547.5028 | 0 | 0 | 0 | 0 | 227.7708 | 354.3898 | 0 | 0 | 0 | 0 | 0 | 0 | 296.385 | 153.3404 | 354.7988 | 354.7988 | 0 | 0 | 0 | 0 | 0 | 7.1076 | 94.2718 | 83.2726 | 0 | 0 | 0 | 0 | -19.7899 | 2.5014 | 84.4612 | 109.4314 | 0.39659 | 0.40366 | 0.39544 | 0.38685 | -7.8485 | 1.0097 | 33.399 | 42.3334
5 | 18 | 23 | 459.1958 | 471.0944 | 485.8968 | 498.6261 | 0 | 0 | 0 | 0 | 191.3134 | 348.2092 | 0 | 0 | 0 | 0 | 0 | 0 | 294.5421 | 148.7008 | 343.9935 | 343.9935 | 0 | 0 | 0 | 0 | 0 | 21.5053 | 88.229 | 285.3362 | 0 | 0 | 0 | 0 | -26.6597 | -47.3208 | 53.6743 | -130.7035 | 0.39616 | 0.40557 | 0.39781 | 0.38169 | -10.5614 | -19.1918 | 21.3519 | -49.8884
5 | 18 | 24 | 424.6788 | 433.9823 | 445.7323 | 455.7088 | 0 | 0 | 0 | 0 | 183.7126 | 343.8879 | 0 | 0 | 0 | 0 | 0 | 0 | 288.9568 | 144.0838 | 335.8477 | 335.8477 | 0 | 0 | 0 | 0 | 0 | 32.5061 | 201.1252 | 62.95 | 0 | 0 | 0 | 0 | -47.9905 | -86.4955 | -91.2406 | 56.9111 | 0.39155 | 0.40913 | 0.40018 | 0.37917 | -18.7906 | -35.3882 | -36.513 | 21.5791
5 | 19 | 1 | 400.0242 | 406.6973 | 415.3653 | 422.5235 | 0 | 0 | 0 | 0 | 167.5466 | 363.4488 | 0 | 0 | 0 | 0 | 0 | 0 | 274.897 | 128.3366 | 315.5537 | 315.5537 | 0 | 0 | 0 | 0 | 0 | 18.0917 | 149.9371 | 102.5612 | 0 | 0 | 0 | 0 | -42.4195 | -103.1799 | -50.1255 | 4.4085 | 0.39346 | 0.40712 | 0.39915 | 0.37525 | -16.6904 | -42.0067 | -20.0074 | 1.6543
5 | 19 | 2 | 385.4348 | 389.955 | 396.1983 | 401.2246 | 0 | 0 | 0 | 0 | 169.5884 | 363.6366 | 0 | 0 | 0 | 0 | 0 | 0 | 260.1873 | 111.5227 | 298.9977 | 298.9977 | 0 | 0 | 0 | 0 | 0 | 19.374 | 95.8875 | 3.6758 | 0 | 0 | 0 | 0 | -44.3408 | -104.5782 | 1.3131 | 98.5511 | 0.39324 | 0.40518 | 0.39871 | 0.37205 | -17.4366 | -42.3734 | 0.52353 | 36.6655
5 | 19 | 3 | 376.2573 | 378.8924 | 383.038 | 386.2324 | 0 | 0 | 0 | 0 | 164.1621 | 322.2327 | 0 | 0 | 0 | 0 | 0 | 0 | 244.2281 | 104.2442 | 300.0026 | 300.0026 | 0 | 0 | 0 | 0 | 0 | 44.3315 | 127.8857 | 33.7226 | 0 | 0 | 0 | 0 | -32.133 | -91.916 | -44.8503 | 52.5073 | 0.40479 | 0.40648 | 0.39859 | 0.37175 | -13.0072 | -37.3619 | -17.877 | 19.5195
5 | 19 | 4 | 375.5711 | 376.3259 | 378.3875 | 379.7261 | 0 | 0 | 0 | 0 | 169.9389 | 331.1149 | 0 | 0 | 0 | 0 | 0 | 0 | 218.3661 | 89.4389 | 304.72 | 304.72 | 0 | 0 | 0 | 0 | 0 | 40.6733 | 124.9672 | 25.7226 | 0 | 0 | 0 | 0 | -12.7338 | -84.9011 | -51.2998 | 49.2834 | 0.39239 | 0.40724 | 0.39885 | 0.37249 | -4.9967 | -34.5751 | -20.4607 | 18.3576
5 | 19 | 5 | 383.2519 | 382.6371 | 383.2139 | 383.2278 | 0 | 0 | 0 | 0 | 181.5786 | 344.1276 | 0 | 0 | 0 | 0 | 0 | 0 | 215.1317 | 90.2716 | 302.6273 | 302.6275 | 0 | 0 | 0 | 0 | 0 | 50.9046 | 219.7034 | -51.3845 | 0 | 0 | 0 | 0 | -13.4584 | -102.6668 | -139.1169 | 131.9847 | 0.39799 | 0.40903 | 0.40099 | 0.37782 | -5.3564 | -41.9935 | -55.7846 | 49.8671
5 | 19 | 6 | 388.0051 | 385.1096 | 383.2361 | 381.1294 | 0 | 0 | 0 | 0 | 206.0155 | 314.3531 | 0 | 0 | 0 | 0 | 0 | 0 | 205.8297 | 138.9197 | 443.3828 | 443.731 | 0 | 0 | 0 | 0 | 0 | -8.7164 | -0.60152 | -49.818 | 0 | 0 | 0 | 0 | -23.8401 | -59.4467 | -59.5452 | -12.7836 | 0.39817 | 0.40695 | 0.39923 | 0.37497 | -9.4923 | -24.1919 | -23.7723 | -4.7935
5 | 19 | 7 | 413.7263 | 410.1912 | 407.9105 | 405.6665 | 0 | 0 | 0 | 0 | 187.6483 | 253.1563 | 0 | 0 | 0 | 0 | 0 | 0 | 220.4595 | 235.8328 | 762.6399 | 765.4034 | 0 | 0 | 0 | 0 | 0 | -12.4029 | -12.6021 | -0.84143 | 0 | 0 | 0 | 0 | 5.6185 | -66.395 | -342.1273 | -358.8955 | 0.39621 | 0.33259 | 0.32125 | 0.38231 | 2.2261 | -22.0824 | -109.9069 | -137.2109
5 | 19 | 8 | 443.9631 | 440.7045 | 439.2346 | 438.1587 | 0 | 0 | 0 | 0 | 177.0519 | 248.1555 | 0 | 0 | 0 | 0 | 0 | 0 | 280.0625 | 367.7719 | 1004.9749 | 1021.8613 | 0 | 0 | 0 | 0 | 0 | -15.1946 | -54.207 | -9.6456 | 0 | 0 | 0 | 0 | -13.1513 | -160.0284 | -511.5333 | -574.057 | 0.38794 | 0.32023 | 0.31429 | 0.32105 | -5.1019 | -51.2467 | -160.7679 | -184.3012
5 | 19 | 9 | 467.8671 | 466.1192 | 466.7853 | 468.0422 | 0 | 0 | 0 | 0 | 174.073 | 235.1265 | 0 | 0 | 0 | 0 | 0 | 0 | 325.0083 | 472.1605 | 1164.7818 | 1196.1177 | 0 | 0 | 0 | 0 | 0 | -47.9535 | -90.9648 | -102.282 | 0 | 0 | 0 | 0 | -31.2142 | -193.2142 | -607.0317 | -625.7935 | 0.39364 | 0.24286 | 0.23968 | 0 | -12.2872 | -46.9243 | -145.4904 | 0
5 | 19 | 10 | 481.6905 | 480.3788 | 481.538 | 483.1747 | 0 | 0 | 0 | 0 | 170.6432 | 226.2031 | 0 | 0 | 0 | 0 | 0 | 0 | 363.8476 | 535.6632 | 1244.5321 | 1285.8066 | 0 | 0 | 0 | 0 | 0 | -57.3335 | -436.8263 | -314.5536 | 0 | 0 | 0 | 0 | -52.8002 | -224.154 | -326.1678 | -488.0783 | 0.31441 | 0.24286 | 0.24286 | 0 | -16.6011 | -54.4384 | -79.2135 | 0
5 | 19 | 11 | 494.2319 | 493.6303 | 495.3572 | 497.1737 | 0 | 0 | 0 | 0 | 183.1522 | 227.4007 | 0 | 0 | 0 | 0 | 0 | 0 | 384.8857 | 581.8354 | 1256.9738 | 1304.6289 | 0 | 0 | 0 | 0 | 0 | -59.5276 | -348.255 | -339.1286 | 0 | 0 | 0 | 0 | -73.806 | -256.0782 | -413.3616 | -468.3266 | 0.31687 | 0.24286 | 0.24286 | 0 | -23.3868 | -62.1915 | -100.3894 | 0
5 | 19 | 12 | 502.5347 | 502.5162 | 504.721 | 506.7188 | 0 | 0 | 0 | 0 | 168.9277 | 219.8005 | 0 | 0 | 0 | 0 | 0 | 0 | 392.4532 | 602.651 | 1249.5662 | 1300.32 | 0 | 0 | 0 | 0 | 0 | -48.9277 | -348.3152 | -346.6391 | 0 | 0 | 0 | 0 | -58.8462 | -271.0076 | -396.5299 | -446.9622 | 0.30984 | 0.24286 | 0.24286 | 0 | -18.2327 | -65.8173 | -96.3017 | 0
5 | 19 | 13 | 500.8825 | 502.0354 | 505.4596 | 508.4582 | 0 | 0 | 0 | 0 | 163.0179 | 227.7766 | 0 | 0 | 0 | 0 | 0 | 0 | 417.3408 | 628.5846 | 1259.2699 | 1309.9552 | 0 | 0 | 0 | 0 | 0 | -42.2191 | -328.1206 | -315.6726 | 0 | 0 | 0 | 0 | -79.4761 | -312.1067 | -425.6897 | -485.8244 | 0.31489 | 0.24286 | 0.24286 | 0 | -25.0263 | -75.7987 | -103.3835 | 0
5 | 19 | 14 | 506.7793 | 509.1275 | 513.9215 | 518.1648 | 0 | 0 | 0 | 0 | 171.4691 | 230.1286 | 0 | 0 | 0 | 0 | 0 | 0 | 438.0873 | 645.0907 | 1285.9392 | 1334.09 | 0 | 0 | 0 | 0 | 0 | -29.1262 | -147.4083 | -183.827 | 0 | 0 | 0 | 0 | -102.7771 | -336.9656 | -624.6094 | -632.0982 | 0.31699 | 0.24286 | 0.24286 | 0 | -32.5791 | -81.836 | -151.6933 | 0
5 | 19 | 15 | 507.8818 | 511.1551 | 516.9488 | 522.0474 | 0 | 0 | 0 | 0 | 195.0386 | 230.7406 | 0 | 0 | 0 | 0 | 0 | 0 | 439.5106 | 612.5994 | 1277.7922 | 1320.0818 | 0 | 0 | 0 | 0 | 0 | -12.4968 | -75.7491 | -75.3417 | 0 | 0 | 0 | 0 | -126.6674 | -319.688 | -685.0943 | -722.6927 | 0.31618 | 0.24027 | 0.2402 | 0.19462 | -40.0496 | -76.8116 | -164.5573 | -140.6504
5 | 19 | 16 | 510.1415 | 515.7549 | 524.1493 | 531.564 | 0 | 0 | 0 | 0 | 187.1092 | 236.6258 | 0 | 0 | 0 | 0 | 0 | 0 | 439.3632 | 563.0261 | 1259.9571 | 1293.439 | 0 | 0 | 0 | 0 | 0 | -12.8837 | -16.3099 | -41.2843 | 0 | 0 | 0 | 0 | -116.331 | -271.0134 | -719.4979 | -720.5907 | 0.32103 | 0.24715 | 0.22975 | 0.24005 | -37.3452 | -66.9819 | -165.304 | -172.9767
5 | 19 | 17 | 504.6142 | 512.24 | 522.803 | 532.1055 | 0 | 0 | 0 | 0 | 186.8632 | 242.7607 | 0 | 0 | 0 | 0 | 0 | 0 | 402.5636 | 442.4374 | 1072.2325 | 1092.1621 | 0 | 0 | 0 | 0 | 0 | -2.4459 | -24.1118 | -30.9984 | 0 | 0 | 0 | 0 | -84.8126 | -170.5121 | -525.3177 | -529.0582 | 0.39785 | 0.24634 | 0.32048 | 0.23372 | -33.7428 | -42.0044 | -168.3564 | -123.6536
5 | 19 | 18 | 501.4739 | 511.2852 | 524.241 | 535.6565 | 0 | 0 | 0 | 0 | 205.7636 | 266.5316 | 0 | 0 | 0 | 0 | 0 | 0 | 358.5888 | 296.1272 | 766.7738 | 772.4657 | 0 | 0 | 0 | 0 | 0 | -8.5637 | -60.9105 | 17.0221 | 0 | 0 | 0 | 0 | -62.8785 | -42.8098 | -181.6223 | -253.8313 | 0.40002 | 0.33194 | 0.39565 | 0.38633 | -25.1527 | -14.2104 | -71.8587 | -98.0624
5 | 19 | 19 | 501.0762 | 511.9971 | 526.1439 | 538.5748 | 0 | 0 | 0 | 0 | 231.0234 | 326.0019 | 0 | 0 | 0 | 0 | 0 | 0 | 326.5154 | 196.9102 | 525.0827 | 525.2857 | 0 | 0 | 0 | 0 | 0 | -10.263 | 23.7526 | 196.3663 | 0 | 0 | 0 | 0 | -56.4626 | -0.65196 | -22.6914 | -183.0771 | 0.40291 | 0.40667 | 0.40013 | 0.39254 | -22.7496 | -0.26513 | -9.0796 | -71.8642
5 | 19 | 20 | 525.7994 | 537.9015 | 553.3493 | 566.8033 | 0 | 0 | 0 | 0 | 234.9214 | 350.5477 | 0 | 0 | 0 | 0 | 0 | 0 | 331.72 | 163.0868 | 326.2688 | 326.2689 | 0 | 0 | 0 | 0 | 0 | 16.8514 | 21.8156 | 126.3525 | 0 | 0 | 0 | 0 | -40.842 | 7.4156 | 205.2649 | 114.1819 | 0.40427 | 0.42028 | 0.41111 | 0.39531 | -16.5113 | 3.1166 | 84.3872 | 45.137
5 | 19 | 21 | 517.8951 | 530.2084 | 545.7573 | 559.1856 | 0 | 0 | 0 | 0 | 233.3297 | 358.2836 | 0 | 0 | 0 | 0 | 0 | 0 | 309.0636 | 156.4517 | 330.9141 | 330.9141 | 0 | 0 | 0 | 0 | 0 | 12.2302 | 152.6472 | 250.2495 | 0 | 0 | 0 | 0 | -24.4982 | 3.2429 | 62.196 | -21.978 | 0.40188 | 0.40772 | 0.40034 | 0.39234 | -9.8453 | 1.3222 | 24.8994 | -8.6227
5 | 19 | 22 | 477.9702 | 490.0796 | 505.2243 | 518.2891 | 0 | 0 | 0 | 0 | 227.7708 | 354.3898 | 0 | 0 | 0 | 0 | 0 | 0 | 266.7644 | 136.3237 | 328.2801 | 328.2801 | 0 | 0 | 0 | 0 | 0 | 7.1076 | 94.2718 | 83.2726 | 0 | 0 | 0 | 0 | -16.5649 | -7.7415 | 82.6725 | 106.7364 | 0.39659 | 0.40366 | 0.39544 | 0.38685 | -6.5695 | -3.1249 | 32.6917 | 41.2908
5 | 19 | 23 | 439.5441 | 450.7994 | 464.8218 | 476.8763 | 0 | 0 | 0 | 0 | 191.3134 | 348.2092 | 0 | 0 | 0 | 0 | 0 | 0 | 247.875 | 121.2716 | 322.1029 | 322.1029 | 0 | 0 | 0 | 0 | 0 | 21.5053 | 88.229 | 285.3362 | 0 | 0 | 0 | 0 | 0.35568 | -40.1866 | 54.4899 | -130.5627 | 0.39616 | 0.40557 | 0.39781 | 0.38169 | 0.14091 | -16.2984 | 21.6764 | -49.8347
5 | 19 | 24 | 408.1272 | 416.8888 | 427.9819 | 437.39 | 0 | 0 | 0 | 0 | 183.7126 | 343.8879 | 0 | 0 | 0 | 0 | 0 | 0 | 238.9531 | 109.5651 | 315.5939 | 315.5939 | 0 | 0 | 0 | 0 | 0 | 32.5061 | 201.1252 | 62.95 | 0 | 0 | 0 | 0 | -14.5385 | -69.0703 | -88.7373 | 58.8461 | 0.39155 | 0.40913 | 0.40018 | 0.37917 | -5.6925 | -28.2589 | -35.5112 | 22.3128
5 | 20 | 1 | 385.6661 | 391.8692 | 399.9673 | 406.6325 | 0 | 0 | 0 | 0 | 167.5466 | 363.4488 | 0 | 0 | 0 | 0 | 0 | 0 | 244.1352 | 117.8424 | 316.8179 | 316.8179 | 0 | 0 | 0 | 0 | 0 | 18.0917 | 149.9371 | 102.5612 | 0 | 0 | 0 | 0 | -26.0157 | -107.5138 | -66.7877 | -12.7466 | 0.39346 | 0.40712 | 0.39915 | 0.37525 | -10.2362 | -43.7711 | -26.6581 | -4.7832
5 | 20 | 2 | 371.0042 | 375.052 | 380.7225 | 385.2534 | 0 | 0 | 0 | 0 | 169.5884 | 363.6366 | 0 | 0 | 0 | 0 | 0 | 0 | 229.2806 | 106.1737 | 304.3147 | 304.3147 | 0 | 0 | 0 | 0 | 0 | 19.374 | 95.8875 | 3.6758 | 0 | 0 | 0 | 0 | -27.8647 | -114.1321 | -19.4797 | 77.2629 | 0.39324 | 0.40518 | 0.39871 | 0.37205 | -10.9575 | -46.2445 | -7.7666 | 28.7453
5 | 20 | 3 | 362.5337 | 364.7196 | 368.3205 | 371.0437 | 0 | 0 | 0 | 0 | 164.1621 | 322.2327 | 0 | 0 | 0 | 0 | 0 | 0 | 219.6412 | 106.4185 | 306.5042 | 306.5042 | 0 | 0 | 0 | 0 | 0 | 44.3315 | 127.8857 | 33.7226 | 0 | 0 | 0 | 0 | -21.2697 | -108.2631 | -66.0694 | 30.8169 | 0.40479 | 0.40648 | 0.39859 | 0.37175 | -8.6098 | -44.0067 | -26.3348 | 11.4562
5 | 20 | 4 | 361.358 | 361.6476 | 363.145 | 363.9956 | 0 | 0 | 0 | 0 | 169.9389 | 331.1149 | 0 | 0 | 0 | 0 | 0 | 0 | 202.3411 | 105.9469 | 311.5974 | 311.5974 | 0 | 0 | 0 | 0 | 0 | 40.6733 | 124.9672 | 25.7226 | 0 | 0 | 0 | 0 | -10.922 | -116.0875 | -73.4195 | 26.6756 | 0.39239 | 0.40724 | 0.39885 | 0.37249 | -4.2857 | -47.2753 | -29.2831 | 9.9364
5 | 20 | 5 | 365.3405 | 364.1394 | 364.0053 | 363.4042 | 0 | 0 | 0 | 0 | 181.5786 | 344.1276 | 0 | 0 | 0 | 0 | 0 | 0 | 159.4853 | 84.1979 | 314.5505 | 314.5507 | 0 | 0 | 0 | 0 | 0 | 50.9046 | 219.7034 | -51.3845 | 0 | 0 | 0 | 0 | 24.2766 | -115.0907 | -170.2486 | 100.2379 | 0.39799 | 0.40903 | 0.40099 | 0.37782 | 9.6619 | -47.0753 | -68.2682 | 37.8724
5 | 20 | 6 | 360.9206 | 357.1384 | 354.1899 | 351.1532 | 0 | 0 | 0 | 0 | 206.0155 | 314.3531 | 0 | 0 | 0 | 0 | 0 | 0 | 167.9552 | 122.7891 | 398.8812 | 399.1923 | 0 | 0 | 0 | 0 | 0 | -8.7164 | -0.60152 | -49.818 | 0 | 0 | 0 | 0 | -13.0501 | -71.2872 | -44.0897 | 1.7789 | 0.39817 | 0.40695 | 0.39923 | 0.37497 | -5.1961 | -29.0104 | -17.602 | 0.66702
5 | 20 | 7 | 381.0762 | 376.4723 | 372.8956 | 369.5305 | 0 | 0 | 0 | 0 | 187.6483 | 253.1563 | 0 | 0 | 0 | 0 | 0 | 0 | 191.5029 | 233.572 | 695.3029 | 698.7207 | 0 | 0 | 0 | 0 | 0 | -12.4029 | -12.6021 | -0.84143 | 0 | 0 | 0 | 0 | 1.925 | -97.8531 | -309.8051 | -328.3488 | 0.39621 | 0.33259 | 0.32125 | 0.38231 | 0.76271 | -32.5451 | -99.5236 | -125.5325
5 | 20 | 8 | 405.8562 | 401.3502 | 398.3677 | 395.9834 | 0 | 0 | 0 | 0 | 177.0519 | 248.1555 | 0 | 0 | 0 | 0 | 0 | 0 | 250.5802 | 392.2168 | 983.52 | 1000.2663 | 0 | 0 | 0 | 0 | 0 | -15.1946 | -54.207 | -9.6456 | 0 | 0 | 0 | 0 | -21.7759 | -223.8276 | -530.9452 | -594.6373 | 0.38794 | 0.32023 | 0.31429 | 0.32105 | -8.4477 | -71.6774 | -166.8688 | -190.9085
5 | 20 | 9 | 432.6427 | 429.7417 | 429.0097 | 429.0571 | 0 | 0 | 0 | 0 | 174.073 | 235.1265 | 0 | 0 | 0 | 0 | 0 | 0 | 318.1887 | 520.7152 | 1151.5767 | 1182.6111 | 0 | 0 | 0 | 0 | 0 | -47.9535 | -90.9648 | -102.282 | 0 | 0 | 0 | 0 | -59.619 | -278.1464 | -631.6022 | -651.2719 | 0.39364 | 0.24286 | 0.23968 | 0 | -23.4685 | -67.5511 | -151.3794 | 0
5 | 20 | 10 | 448.2427 | 445.8361 | 445.6677 | 446.1559 | 0 | 0 | 0 | 0 | 170.6432 | 226.2031 | 0 | 0 | 0 | 0 | 0 | 0 | 342.9639 | 581.8267 | 1223.6692 | 1265.049 | 0 | 0 | 0 | 0 | 0 | -57.3335 | -436.8263 | -314.5536 | 0 | 0 | 0 | 0 | -65.3644 | -304.8601 | -341.1752 | -504.3395 | 0.31441 | 0.24286 | 0.24286 | 0 | -20.5514 | -74.0388 | -82.8582 | 0
5 | 20 | 11 | 456.7414 | 454.9125 | 455.1514 | 455.6806 | 0 | 0 | 0 | 0 | 183.1522 | 227.4007 | 0 | 0 | 0 | 0 | 0 | 0 | 372.546 | 629.374 | 1247.8766 | 1295.7155 | 0 | 0 | 0 | 0 | 0 | -59.5276 | -348.255 | -339.1286 | 0 | 0 | 0 | 0 | -98.9568 | -342.3346 | -444.4702 | -500.9063 | 0.31687 | 0.24286 | 0.24286 | 0 | -31.3563 | -83.1399 | -107.9445 | 0
5 | 20 | 12 | 462.8868 | 461.5705 | 462.2016 | 462.838 | 0 | 0 | 0 | 0 | 168.9277 | 219.8005 | 0 | 0 | 0 | 0 | 0 | 0 | 419.913 | 688.8703 | 1306.3379 | 1356.9778 | 0 | 0 | 0 | 0 | 0 | -48.9277 | -348.3152 | -346.6391 | 0 | 0 | 0 | 0 | -125.9539 | -398.1726 | -495.8211 | -547.5008 | 0.30984 | 0.24286 | 0.24286 | 0 | -39.0252 | -96.7008 | -120.4157 | 0
5 | 20 | 13 | 468.3774 | 468.4663 | 470.6003 | 472.4828 | 0 | 0 | 0 | 0 | 163.0179 | 227.7766 | 0 | 0 | 0 | 0 | 0 | 0 | 470.725 | 720.1765 | 1340.1706 | 1390.3593 | 0 | 0 | 0 | 0 | 0 | -42.2191 | -328.1206 | -315.6726 | 0 | 0 | 0 | 0 | -165.3655 | -437.2677 | -541.4497 | -602.2039 | 0.31489 | 0.24286 | 0.24286 | 0 | -52.072 | -106.1955 | -131.4971 | 0
5 | 20 | 14 | 473.6397 | 474.9031 | 478.3817 | 481.4871 | 0 | 0 | 0 | 0 | 171.4691 | 230.1286 | 0 | 0 | 0 | 0 | 0 | 0 | 485.0947 | 703.607 | 1346.6264 | 1394.4216 | 0 | 0 | 0 | 0 | 0 | -29.1262 | -147.4083 | -183.827 | 0 | 0 | 0 | 0 | -182.9242 | -429.7063 | -720.8364 | -729.1075 | 0.31699 | 0.24286 | 0.24286 | 0 | -57.9847 | -104.3591 | -175.0631 | 0
5 | 20 | 15 | 470.2644 | 472.3063 | 476.6069 | 480.4138 | 0 | 0 | 0 | 0 | 195.0386 | 230.7406 | 0 | 0 | 0 | 0 | 0 | 0 | 479.0077 | 687.4419 | 1377.7144 | 1419.7645 | 0 | 0 | 0 | 0 | 0 | -12.4968 | -75.7491 | -75.3417 | 0 | 0 | 0 | 0 | -203.7819 | -433.3794 | -825.3584 | -864.0091 | 0.31618 | 0.24027 | 0.2402 | 0.19462 | -64.4316 | -104.1283 | -198.2483 | -168.1533
5 | 20 | 16 | 473.086 | 477.4864 | 484.4101 | 490.5524 | 0 | 0 | 0 | 0 | 187.1092 | 236.6258 | 0 | 0 | 0 | 0 | 0 | 0 | 476.2148 | 642.6641 | 1325.4618 | 1358.9698 | 0 | 0 | 0 | 0 | 0 | -12.8837 | -16.3099 | -41.2843 | 0 | 0 | 0 | 0 | -190.238 | -388.9198 | -824.7418 | -827.1331 | 0.32103 | 0.24715 | 0.22975 | 0.24005 | -61.0712 | -96.1228 | -189.4837 | -198.5521
5 | 20 | 17 | 478.2367 | 484.999 | 494.515 | 502.9118 | 0 | 0 | 0 | 0 | 186.8632 | 242.7607 | 0 | 0 | 0 | 0 | 0 | 0 | 475.6535 | 533.3576 | 1127.5342 | 1148.6932 | 0 | 0 | 0 | 0 | 0 | -2.4459 | -24.1118 | -30.9984 | 0 | 0 | 0 | 0 | -184.2799 | -288.6733 | -608.9073 | -614.783 | 0.39785 | 0.24634 | 0.32048 | 0.23372 | -73.3161 | -71.1126 | -195.1457 | -143.6895
5 | 20 | 18 | 481.9491 | 491.1213 | 503.3021 | 514.0472 | 0 | 0 | 0 | 0 | 205.7636 | 266.5316 | 0 | 0 | 0 | 0 | 0 | 0 | 426.9132 | 399.5214 | 871.628 | 878.0267 | 0 | 0 | 0 | 0 | 0 | -8.5637 | -60.9105 | 17.0221 | 0 | 0 | 0 | 0 | -150.7277 | -166.368 | -307.4154 | -381.0016 | 0.40002 | 0.33194 | 0.39565 | 0.38633 | -60.2943 | -55.2248 | -121.6287 | -147.1919
5 | 20 | 19 | 486.3374 | 496.7759 | 510.3376 | 522.2625 | 0 | 0 | 0 | 0 | 231.0234 | 326.0019 | 0 | 0 | 0 | 0 | 0 | 0 | 365.4013 | 258.1884 | 573.2408 | 573.3919 | 0 | 0 | 0 | 0 | 0 | -10.263 | 23.7526 | 196.3663 | 0 | 0 | 0 | 0 | -110.0873 | -77.1514 | -86.6558 | -247.4956 | 0.40291 | 0.40667 | 0.40013 | 0.39254 | -44.3557 | -31.3755 | -34.674 | -97.1507
5 | 20 | 20 | 518.0946 | 529.9445 | 545.0865 | 558.2759 | 0 | 0 | 0 | 0 | 234.9214 | 350.5477 | 0 | 0 | 0 | 0 | 0 | 0 | 349.4877 | 208.9624 | 372.6028 | 372.6029 | 0 | 0 | 0 | 0 | 0 | 16.8514 | 21.8156 | 126.3525 | 0 | 0 | 0 | 0 | -66.3145 | -46.417 | 150.6681 | 59.3206 | 0.40427 | 0.42028 | 0.41111 | 0.39531 | -26.8092 | -19.5082 | 61.9417 | 23.4499
5 | 20 | 21 | 504.9148 | 516.8032 | 531.8369 | 544.8195 | 0 | 0 | 0 | 0 | 233.3297 | 358.2836 | 0 | 0 | 0 | 0 | 0 | 0 | 338.3789 | 207.465 | 388.5665 | 388.5665 | 0 | 0 | 0 | 0 | 0 | 12.2302 | 152.6472 | 250.2495 | 0 | 0 | 0 | 0 | -66.7938 | -61.1756 | -9.3768 | -93.9965 | 0.40188 | 0.40772 | 0.40034 | 0.39234 | -26.8431 | -24.9423 | -3.7539 | -36.8781
5 | 20 | 22 | 463.9022 | 475.551 | 490.1374 | 502.7191 | 0 | 0 | 0 | 0 | 227.7708 | 354.3898 | 0 | 0 | 0 | 0 | 0 | 0 | 314.6974 | 195.6959 | 393.099 | 393.099 | 0 | 0 | 0 | 0 | 0 | 7.1076 | 94.2718 | 83.2726 | 0 | 0 | 0 | 0 | -78.566 | -81.6422 | 2.7667 | 26.3475 | 0.39659 | 0.40366 | 0.39544 | 0.38685 | -31.1585 | -32.9554 | 1.0941 | 10.1925
5 | 20 | 23 | 419.6023 | 430.2049 | 443.4357 | 454.8055 | 0 | 0 | 0 | 0 | 191.3134 | 348.2092 | 0 | 0 | 0 | 0 | 0 | 0 | 299.0989 | 186.3554 | 397.8068 | 397.8068 | 0 | 0 | 0 | 0 | 0 | 21.5053 | 88.229 | 285.3362 | 0 | 0 | 0 | 0 | -70.8101 | -125.865 | -42.6001 | -228.3375 | 0.39616 | 0.40557 | 0.39781 | 0.38169 | -28.0519 | -51.0468 | -16.9466 | -87.1544
5 | 20 | 24 | 393.8235 | 402.1169 | 412.6422 | 421.5592 | 0 | 0 | 0 | 0 | 183.7126 | 343.8879 | 0 | 0 | 0 | 0 | 0 | 0 | 314.1318 | 202.7793 | 410.7116 | 410.7116 | 0 | 0 | 0 | 0 | 0 | 32.5061 | 201.1252 | 62.95 | 0 | 0 | 0 | 0 | -104.0209 | -177.0565 | -199.1946 | -52.1024 | 0.39155 | 0.40913 | 0.40018 | 0.37917 | -40.7292 | -72.4396 | -79.7145 | -19.7558
5 | 21 | 1 | 377.3449 | 383.2756 | 391.0435 | 397.423 | 0 | 0 | 0 | 0 | 167.5466 | 363.4488 | 0 | 0 | 0 | 0 | 0 | 0 | 327.7122 | 216.8792 | 419.708 | 419.708 | 0 | 0 | 0 | 0 | 0 | 18.0917 | 149.9371 | 102.5612 | 0 | 0 | 0 | 0 | -117.9139 | -215.1441 | -178.6016 | -124.8463 | 0.39346 | 0.40712 | 0.39915 | 0.37525 | -46.3944 | -87.5897 | -71.2883 | -46.8488
5 | 21 | 2 | 366.3814 | 370.2779 | 375.7648 | 380.1369 | 0 | 0 | 0 | 0 | 169.5884 | 363.6366 | 0 | 0 | 0 | 0 | 0 | 0 | 335.6023 | 217.5011 | 399.6166 | 399.6166 | 0 | 0 | 0 | 0 | 0 | 19.374 | 95.8875 | 3.6758 | 0 | 0 | 0 | 0 | -138.8093 | -230.2338 | -119.7392 | -23.1555 | 0.39324 | 0.40518 | 0.39871 | 0.37205 | -54.5854 | -93.287 | -47.7407 | -8.6149
5 | 21 | 3 | 362.2255 | 364.4013 | 367.99 | 370.7026 | 0 | 0 | 0 | 0 | 164.1621 | 322.2327 | 0 | 0 | 0 | 0 | 0 | 0 | 337.5513 | 217.2481 | 393.7856 | 393.7856 | 0 | 0 | 0 | 0 | 0 | 44.3315 | 127.8857 | 33.7226 | 0 | 0 | 0 | 0 | -139.4879 | -219.411 | -153.6813 | -56.8056 | 0.40479 | 0.40648 | 0.39859 | 0.37175 | -56.4636 | -89.186 | -61.2563 | -21.1174
5 | 21 | 4 | 372.1085 | 372.75 | 374.6741 | 375.8938 | 0 | 0 | 0 | 0 | 169.9389 | 331.1149 | 0 | 0 | 0 | 0 | 0 | 0 | 339.7063 | 222.7088 | 392.4887 | 392.4887 | 0 | 0 | 0 | 0 | 0 | 40.6733 | 124.9672 | 25.7226 | 0 | 0 | 0 | 0 | -137.5367 | -221.747 | -142.7818 | -42.3175 | 0.39239 | 0.40724 | 0.39885 | 0.37249 | -53.9684 | -90.304 | -56.9479 | -15.7629
5 | 21 | 5 | 398.4802 | 398.3639 | 399.5451 | 400.0819 | 0 | 0 | 0 | 0 | 181.5786 | 344.1276 | 0 | 0 | 0 | 0 | 0 | 0 | 320.4691 | 214.2089 | 373.7567 | 373.757 | 0 | 0 | 0 | 0 | 0 | 50.9046 | 219.7034 | -51.3845 | 0 | 0 | 0 | 0 | -103.5676 | -210.8773 | -193.9151 | 77.7094 | 0.39799 | 0.40903 | 0.40099 | 0.37782 | -41.2192 | -86.2547 | -77.7582 | 29.3605
5 | 21 | 6 | 436.8988 | 435.6037 | 435.6709 | 435.243 | 0 | 0 | 0 | 0 | 206.0155 | 314.3531 | 0 | 0 | 0 | 0 | 0 | 0 | 339.5724 | 279.4047 | 489.7162 | 490.0927 | 0 | 0 | 0 | 0 | 0 | -8.7164 | -0.60152 | -49.818 | 0 | 0 | 0 | 0 | -108.6891 | -149.4376 | -53.4439 | -5.0317 | 0.39817 | 0.40695 | 0.39923 | 0.37497 | -43.2765 | -60.8137 | -21.3365 | -1.8867
5 | 21 | 7 | 481.8909 | 480.5872 | 481.012 | 481.1086 | 0 | 0 | 0 | 0 | 187.6483 | 253.1563 | 0 | 0 | 0 | 0 | 0 | 0 | 378.2419 | 392.0103 | 738.572 | 741.2954 | 0 | 0 | 0 | 0 | 0 | -12.4029 | -12.6021 | -0.84143 | 0 | 0 | 0 | 0 | -83.9993 | -152.1765 | -244.9579 | -259.3454 | 0.39621 | 0.33259 | 0.32125 | 0.38231 | -33.2812 | -50.6125 | -78.6917 | -99.1515
5 | 21 | 8 | 508.9914 | 507.8615 | 508.9726 | 510.1297 | 0 | 0 | 0 | 0 | 177.0519 | 248.1555 | 0 | 0 | 0 | 0 | 0 | 0 | 461.7959 | 538.9231 | 1000.2113 | 1016.9185 | 0 | 0 | 0 | 0 | 0 | -15.1946 | -54.207 | -9.6456 | 0 | 0 | 0 | 0 | -129.8564 | -264.0226 | -437.0316 | -497.1433 | 0.38794 | 0.32023 | 0.31429 | 0.32105 | -50.3759 | -84.5493 | -137.3531 | -159.608
5 | 21 | 9 | 530.2124 | 530.5053 | 533.6459 | 537.0437 | 0 | 0 | 0 | 0 | 174.073 | 235.1265 | 0 | 0 | 0 | 0 | 0 | 0 | 527.7617 | 652.9724 | 1195.6285 | 1226.2379 | 0 | 0 | 0 | 0 | 0 | -47.9535 | -90.9648 | -102.282 | 0 | 0 | 0 | 0 | -171.6224 | -309.6401 | -571.0178 | -586.9122 | 0.39364 | 0.24286 | 0.23968 | 0 | -67.5575 | -75.1997 | -136.8588 | 0
5 | 21 | 10 | 546.8095 | 547.6294 | 551.3733 | 555.246 | 0 | 0 | 0 | 0 | 170.6432 | 226.2031 | 0 | 0 | 0 | 0 | 0 | 0 | 548.758 | 718.7282 | 1338.7017 | 1379.4988 | 0 | 0 | 0 | 0 | 0 | -57.3335 | -436.8263 | -314.5536 | 0 | 0 | 0 | 0 | -172.5917 | -339.9683 | -350.5021 | -509.6993 | 0.31441 | 0.24286 | 0.24286 | 0 | -54.2651 | -82.5652 | -85.1233 | 0
5 | 21 | 11 | 552.2988 | 553.5979 | 557.6296 | 561.4399 | 0 | 0 | 0 | 0 | 183.1522 | 227.4007 | 0 | 0 | 0 | 0 | 0 | 0 | 558.5055 | 748.476 | 1397.3724 | 1444.5019 | 0 | 0 | 0 | 0 | 0 | -59.5276 | -348.255 | -339.1286 | 0 | 0 | 0 | 0 | -189.3589 | -362.7512 | -491.4878 | -543.9333 | 0.31687 | 0.24286 | 0.24286 | 0 | -60.0018 | -88.0983 | -119.3632 | 0
5 | 21 | 12 | 549.0171 | 550.5202 | 554.57 | 558.1639 | 0 | 0 | 0 | 0 | 168.9277 | 219.8005 | 0 | 0 | 0 | 0 | 0 | 0 | 576.8096 | 754.3441 | 1414.3584 | 1464.6174 | 0 | 0 | 0 | 0 | 0 | -48.9277 | -348.3152 | -346.6391 | 0 | 0 | 0 | 0 | -196.7201 | -374.6966 | -511.4732 | -559.8145 | 0.30984 | 0.24286 | 0.24286 | 0 | -60.9512 | -90.9994 | -124.217 | 0
5 | 21 | 13 | 555.378 | 558.3147 | 563.9019 | 568.7718 | 0 | 0 | 0 | 0 | 163.0179 | 227.7766 | 0 | 0 | 0 | 0 | 0 | 0 | 596.9163 | 744.8778 | 1405.7098 | 1456.3101 | 0 | 0 | 0 | 0 | 0 | -42.2191 | -328.1206 | -315.6726 | 0 | 0 | 0 | 0 | -204.5562 | -372.1205 | -513.6873 | -571.8657 | 0.31489 | 0.24286 | 0.24286 | 0 | -64.4129 | -90.3738 | -124.7547 | 0
5 | 21 | 14 | 556.9419 | 560.9322 | 567.7172 | 573.6829 | 0 | 0 | 0 | 0 | 171.4691 | 230.1286 | 0 | 0 | 0 | 0 | 0 | 0 | 589.8956 | 722.3232 | 1395.9224 | 1443.8809 | 0 | 0 | 0 | 0 | 0 | -29.1262 | -147.4083 | -183.827 | 0 | 0 | 0 | 0 | -204.4228 | -362.3934 | -680.797 | -686.3709 | 0.31699 | 0.24286 | 0.24286 | 0 | -64.7995 | -88.0114 | -165.3391 | 0
5 | 21 | 15 | 555.2889 | 560.114 | 567.7893 | 574.5157 | 0 | 0 | 0 | 0 | 195.0386 | 230.7406 | 0 | 0 | 0 | 0 | 0 | 0 | 568.6588 | 691.9387 | 1389.37 | 1432.2777 | 0 | 0 | 0 | 0 | 0 | -12.4968 | -75.7491 | -75.3417 | 0 | 0 | 0 | 0 | -208.4086 | -350.0685 | -745.8316 | -782.4202 | 0.31618 | 0.24027 | 0.2402 | 0.19462 | -65.8944 | -84.1111 | -179.1462 | -152.2745
5 | 21 | 16 | 553.7052 | 560.7446 | 570.8682 | 579.7787 | 0 | 0 | 0 | 0 | 187.1092 | 236.6258 | 0 | 0 | 0 | 0 | 0 | 0 | 529.2446 | 633.3283 | 1326.3874 | 1360.6432 | 0 | 0 | 0 | 0 | 0 | -12.8837 | -16.3099 | -41.2843 | 0 | 0 | 0 | 0 | -162.6486 | -296.3258 | -739.2094 | -739.5802 | 0.32103 | 0.24715 | 0.22975 | 0.24005 | -52.2143 | -73.2379 | -169.8327 | -177.5351
5 | 21 | 17 | 550.4985 | 559.6262 | 572.0104 | 582.8884 | 0 | 0 | 0 | 0 | 186.8632 | 242.7607 | 0 | 0 | 0 | 0 | 0 | 0 | 520.1148 | 565.6838 | 1175.0014 | 1196.6705 | 0 | 0 | 0 | 0 | 0 | -2.4459 | -24.1118 | -30.9984 | 0 | 0 | 0 | 0 | -156.4795 | -246.3723 | -578.8792 | -582.7836 | 0.39785 | 0.24634 | 0.32048 | 0.23372 | -62.2557 | -60.692 | -185.5221 | -136.2105
5 | 21 | 18 | 548.2827 | 559.6263 | 574.4399 | 587.4628 | 0 | 0 | 0 | 0 | 205.7636 | 266.5316 | 0 | 0 | 0 | 0 | 0 | 0 | 433.6438 | 397.4618 | 833.5274 | 840.0304 | 0 | 0 | 0 | 0 | 0 | -8.5637 | -60.9105 | 17.0221 | 0 | 0 | 0 | 0 | -91.1247 | -95.8034 | -198.177 | -269.5897 | 0.40002 | 0.33194 | 0.39565 | 0.38633 | -36.4518 | -31.8013 | -78.4086 | -104.1503
5 | 21 | 19 | 552.3266 | 564.9251 | 581.1061 | 595.2968 | 0 | 0 | 0 | 0 | 231.0234 | 326.0019 | 0 | 0 | 0 | 0 | 0 | 0 | 374.5109 | 250.8461 | 496.6757 | 496.9239 | 0 | 0 | 0 | 0 | 0 | -10.263 | 23.7526 | 196.3663 | 0 | 0 | 0 | 0 | -53.2077 | -1.6598 | 60.6778 | -97.9933 | 0.40291 | 0.40667 | 0.40013 | 0.39254 | -21.4381 | -0.67501 | 24.2793 | -38.4658
5 | 21 | 20 | 571.5204 | 585.1192 | 602.3817 | 617.4057 | 0 | 0 | 0 | 0 | 234.9214 | 350.5477 | 0 | 0 | 0 | 0 | 0 | 0 | 314.3936 | 173.6804 | 313.9786 | 313.9787 | 0 | 0 | 0 | 0 | 0 | 16.8514 | 21.8156 | 126.3525 | 0 | 0 | 0 | 0 | 22.2054 | 44.0398 | 266.5875 | 177.0745 | 0.40427 | 0.42028 | 0.41111 | 0.39531 | 8.977 | 18.5091 | 109.5978 | 69.999
5 | 21 | 21 | 546.3756 | 559.6212 | 576.3005 | 590.7068 | 0 | 0 | 0 | 0 | 233.3297 | 358.2836 | 0 | 0 | 0 | 0 | 0 | 0 | 310.188 | 166.8647 | 290.7145 | 290.7145 | 0 | 0 | 0 | 0 | 0 | 12.2302 | 152.6472 | 250.2495 | 0 | 0 | 0 | 0 | 2.8579 | 22.2427 | 132.9388 | 49.7428 | 0.40188 | 0.40772 | 0.40034 | 0.39234 | 1.1485 | 9.0687 | 53.2205 | 19.5158
5 | 21 | 22 | 495.8997 | 508.596 | 524.4524 | 538.1328 | 0 | 0 | 0 | 0 | 227.7708 | 354.3898 | 0 | 0 | 0 | 0 | 0 | 0 | 385.1998 | 229.5741 | 308.7206 | 308.7206 | 0 | 0 | 0 | 0 | 0 | 7.1076 | 94.2718 | 83.2726 | 0 | 0 | 0 | 0 | -117.0709 | -82.4756 | 121.46 | 146.1395 | 0.39659 | 0.40366 | 0.39544 | 0.38685 | -46.4291 | -33.2918 | 48.0297 | 56.5339
5 | 21 | 23 | 451.1647 | 462.8004 | 477.284 | 489.7376 | 0 | 0 | 0 | 0 | 191.3134 | 348.2092 | 0 | 0 | 0 | 0 | 0 | 0 | 378.1111 | 236.1023 | 352.7014 | 352.7014 | 0 | 0 | 0 | 0 | 0 | 21.5053 | 88.229 | 285.3362 | 0 | 0 | 0 | 0 | -118.2598 | -143.0163 | 36.3536 | -148.3 | 0.39616 | 0.40557 | 0.39781 | 0.38169 | -46.8494 | -58.0029 | 14.4616 | -56.6048
5 | 21 | 24 | 414.5267 | 423.4978 | 434.8449 | 444.4727 | 0 | 0 | 0 | 0 | 183.7126 | 343.8879 | 0 | 0 | 0 | 0 | 0 | 0 | 365.6417 | 240.208 | 389.983 | 389.983 | 0 | 0 | 0 | 0 | 0 | 32.5061 | 201.1252 | 62.95 | 0 | 0 | 0 | 0 | -134.8277 | -193.1042 | -156.2634 | -8.4603 | 0.39155 | 0.40913 | 0.40018 | 0.37917 | -52.7915 | -79.0053 | -62.5341 | -3.2079
5 | 22 | 1 | 392.8814 | 399.3207 | 407.7052 | 414.6181 | 0 | 0 | 0 | 0 | 167.5466 | 363.4488 | 0 | 0 | 0 | 0 | 0 | 0 | 374.3542 | 244.1203 | 397.0216 | 397.0216 | 0 | 0 | 0 | 0 | 0 | 18.0917 | 149.9371 | 102.5612 | 0 | 0 | 0 | 0 | -149.0195 | -226.3402 | -139.2535 | -84.9647 | 0.39346 | 0.40712 | 0.39915 | 0.37525 | -58.6332 | -92.1478 | -55.5826 | -31.8832
5 | 22 | 2 | 381.8272 | 386.2293 | 392.3293 | 397.2318 | 0 | 0 | 0 | 0 | 169.5884 | 363.6366 | 0 | 0 | 0 | 0 | 0 | 0 | 325.5147 | 215.491 | 385.4515 | 385.4515 | 0 | 0 | 0 | 0 | 0 | 19.374 | 95.8875 | 3.6758 | 0 | 0 | 0 | 0 | -113.2759 | -212.2723 | -89.0097 | 8.1045 | 0.39324 | 0.40518 | 0.39871 | 0.37205 | -44.5447 | -86.0093 | -35.4886 | 3.0152
5 | 22 | 3 | 377.1093 | 379.7723 | 383.9518 | 387.1754 | 0 | 0 | 0 | 0 | 164.1621 | 322.2327 | 0 | 0 | 0 | 0 | 0 | 0 | 270.9983 | 171.1018 | 355.7841 | 355.7841 | 0 | 0 | 0 | 0 | 0 | 44.3315 | 127.8857 | 33.7226 | 0 | 0 | 0 | 0 | -58.0511 | -157.8936 | -99.718 | -2.3312 | 0.40479 | 0.40648 | 0.39859 | 0.37175 | -23.4986 | -64.1805 | -39.7469 | -0.86663
5 | 22 | 4 | 383.9829 | 385.0131 | 387.4085 | 389.0359 | 0 | 0 | 0 | 0 | 169.9389 | 331.1149 | 0 | 0 | 0 | 0 | 0 | 0 | 256.0364 | 154.8809 | 347.0621 | 347.0621 | 0 | 0 | 0 | 0 | 0 | 40.6733 | 124.9672 | 25.7226 | 0 | 0 | 0 | 0 | -41.9924 | -141.656 | -84.6208 | 16.2513 | 0.39239 | 0.40724 | 0.39885 | 0.37249 | -16.4775 | -57.6878 | -33.7506 | 6.0534
5 | 22 | 5 | 409.5388 | 409.7845 | 411.4046 | 412.3212 | 0 | 0 | 0 | 0 | 181.5786 | 344.1276 | 0 | 0 | 0 | 0 | 0 | 0 | 232.6572 | 137.5105 | 349.5539 | 349.5542 | 0 | 0 | 0 | 0 | 0 | 50.9046 | 219.7034 | -51.3845 | 0 | 0 | 0 | 0 | -4.6971 | -122.7582 | -157.8527 | 114.1515 | 0.39799 | 0.40903 | 0.40099 | 0.37782 | -1.8694 | -50.2115 | -63.2975 | 43.1293
5 | 22 | 6 | 443.5158 | 442.4374 | 442.7672 | 442.5665 | 0 | 0 | 0 | 0 | 206.0155 | 314.3531 | 0 | 0 | 0 | 0 | 0 | 0 | 222.7984 | 172.9155 | 508.312 | 508.6942 | 0 | 0 | 0 | 0 | 0 | -8.7164 | -0.60152 | -49.818 | 0 | 0 | 0 | 0 | 14.7019 | -36.1147 | -64.9433 | -16.3097 | 0.39817 | 0.40695 | 0.39923 | 0.37497 | 5.8538 | -14.6969 | -25.9274 | -6.1156
5 | 22 | 7 | 487.3115 | 486.1852 | 486.8251 | 487.1078 | 0 | 0 | 0 | 0 | 187.6483 | 253.1563 | 0 | 0 | 0 | 0 | 0 | 0 | 223.5732 | 257.6144 | 810.3614 | 813.1017 | 0 | 0 | 0 | 0 | 0 | -12.4029 | -12.6021 | -0.84143 | 0 | 0 | 0 | 0 | 76.0899 | -12.1826 | -310.9342 | -325.1525 | 0.39621 | 0.33259 | 0.32125 | 0.38231 | 30.1474 | -4.0518 | -99.8863 | -124.3105
5 | 22 | 8 | 514.0131 | 513.0476 | 514.358 | 515.6875 | 0 | 0 | 0 | 0 | 177.0519 | 248.1555 | 0 | 0 | 0 | 0 | 0 | 0 | 261.0877 | 391.3159 | 1074.4845 | 1091.6726 | 0 | 0 | 0 | 0 | 0 | -15.1946 | -54.207 | -9.6456 | 0 | 0 | 0 | 0 | 75.8735 | -111.2293 | -505.9195 | -566.3396 | 0.38794 | 0.32023 | 0.31429 | 0.32105 | 29.434 | -35.6195 | -159.0036 | -181.8235
5 | 22 | 9 | 533.4756 | 533.8753 | 537.1454 | 540.6552 | 0 | 0 | 0 | 0 | 174.073 | 235.1265 | 0 | 0 | 0 | 0 | 0 | 0 | 296.0473 | 499.9701 | 1242.0085 | 1273.0517 | 0 | 0 | 0 | 0 | 0 | -47.9535 | -90.9648 | -102.282 | 0 | 0 | 0 | 0 | 63.3553 | -153.2677 | -613.8982 | -630.1144 | 0.39364 | 0.24286 | 0.23968 | 0 | 24.9392 | -37.2228 | -147.1362 | 0
5 | 22 | 10 | 553.8617 | 554.9124 | 558.9362 | 563.051 | 0 | 0 | 0 | 0 | 170.6432 | 226.2031 | 0 | 0 | 0 | 0 | 0 | 0 | 317.0483 | 579.4233 | 1350.6111 | 1392.0882 | 0 | 0 | 0 | 0 | 0 | -57.3335 | -436.8263 | -314.5536 | 0 | 0 | 0 | 0 | 66.1702 | -193.3804 | -354.8486 | -514.4836 | 0.31441 | 0.24286 | 0.24286 | 0 | 20.8048 | -46.9647 | -86.1789 | 0
5 | 22 | 11 | 559.6954 | 561.2366 | 565.5619 | 569.6262 | 0 | 0 | 0 | 0 | 183.1522 | 227.4007 | 0 | 0 | 0 | 0 | 0 | 0 | 322.9446 | 625.9881 | 1410.0607 | 1457.9385 | 0 | 0 | 0 | 0 | 0 | -59.5276 | -348.255 | -339.1286 | 0 | 0 | 0 | 0 | 53.5986 | -232.6246 | -496.2438 | -549.1837 | 0.31687 | 0.24286 | 0.24286 | 0 | 16.9837 | -56.4956 | -120.5183 | 0
5 | 22 | 12 | 560.2571 | 562.1281 | 566.624 | 570.6038 | 0 | 0 | 0 | 0 | 168.9277 | 219.8005 | 0 | 0 | 0 | 0 | 0 | 0 | 326.0809 | 642.2701 | 1402.7684 | 1453.6072 | 0 | 0 | 0 | 0 | 0 | -48.9277 | -348.3152 | -346.6391 | 0 | 0 | 0 | 0 | 65.2485 | -251.0148 | -487.8292 | -536.3644 | 0.30984 | 0.24286 | 0.24286 | 0 | 20.2164 | -60.9618 | -118.4748 | 0
5 | 22 | 13 | 568.1407 | 571.4952 | 577.589 | 582.8971 | 0 | 0 | 0 | 0 | 163.0179 | 227.7766 | 0 | 0 | 0 | 0 | 0 | 0 | 340.9192 | 651.099 | 1379.4191 | 1430.3786 | 0 | 0 | 0 | 0 | 0 | -42.2191 | -328.1206 | -315.6726 | 0 | 0 | 0 | 0 | 64.2036 | -265.1613 | -473.7095 | -531.8089 | 0.31489 | 0.24286 | 0.24286 | 0 | 20.2171 | -64.3975 | -115.0456 | 0
5 | 22 | 14 | 570.9555 | 575.4046 | 582.7458 | 589.1927 | 0 | 0 | 0 | 0 | 171.4691 | 230.1286 | 0 | 0 | 0 | 0 | 0 | 0 | 377.918 | 672.4671 | 1371.8658 | 1420.7217 | 0 | 0 | 0 | 0 | 0 | -29.1262 | -147.4083 | -183.827 | 0 | 0 | 0 | 0 | 21.5683 | -298.0649 | -641.7118 | -647.702 | 0.31699 | 0.24286 | 0.24286 | 0 | 6.8369 | -72.3885 | -155.8468 | 0
5 | 22 | 15 | 570.5172 | 575.8408 | 584.1205 | 591.3698 | 0 | 0 | 0 | 0 | 195.0386 | 230.7406 | 0 | 0 | 0 | 0 | 0 | 0 | 393.4595 | 661.8825 | 1346.6535 | 1390.1421 | 0 | 0 | 0 | 0 | 0 | -12.4968 | -75.7491 | -75.3417 | 0 | 0 | 0 | 0 | -17.9809 | -304.2855 | -686.7839 | -723.4305 | 0.31618 | 0.24027 | 0.2402 | 0.19462 | -5.6852 | -73.1108 | -164.9632 | -140.794
5 | 22 | 16 | 573.1213 | 580.7962 | 591.6904 | 601.2677 | 0 | 0 | 0 | 0 | 187.1092 | 236.6258 | 0 | 0 | 0 | 0 | 0 | 0 | 373.6318 | 604.7468 | 1268.9275 | 1303.9781 | 0 | 0 | 0 | 0 | 0 | -12.8837 | -16.3099 | -41.2843 | 0 | 0 | 0 | 0 | 12.3802 | -247.6927 | -660.9271 | -661.4262 | 0.32103 | 0.24715 | 0.22975 | 0.24005 | 3.9744 | -61.2181 | -151.8474 | -158.7744
5 | 22 | 17 | 561.3214 | 570.8035 | 583.6172 | 594.8669 | 0 | 0 | 0 | 0 | 186.8632 | 242.7607 | 0 | 0 | 0 | 0 | 0 | 0 | 332.0163 | 497.5382 | 1110.7527 | 1132.9038 | 0 | 0 | 0 | 0 | 0 | -2.4459 | -24.1118 | -30.9984 | 0 | 0 | 0 | 0 | 42.4419 | -167.0495 | -503.0237 | -507.0385 | 0.39785 | 0.24634 | 0.32048 | 0.23372 | 16.8856 | -41.1514 | -161.2116 | -118.5071
5 | 22 | 18 | 551.0745 | 562.5095 | 577.434 | 590.5527 | 0 | 0 | 0 | 0 | 205.7636 | 266.5316 | 0 | 0 | 0 | 0 | 0 | 0 | 319.5809 | 355.3017 | 830.849 | 837.6388 | 0 | 0 | 0 | 0 | 0 | -8.5637 | -60.9105 | 17.0221 | 0 | 0 | 0 | 0 | 25.73 | -50.7601 | -192.5045 | -264.1083 | 0.40002 | 0.33194 | 0.39565 | 0.38633 | 10.2925 | -16.8495 | -76.1643 | -102.0326
5 | 22 | 19 | 554.2664 | 566.9284 | 583.1864 | 597.4437 | 0 | 0 | 0 | 0 | 231.0234 | 326.0019 | 0 | 0 | 0 | 0 | 0 | 0 | 306.4541 | 219.4615 | 522.9058 | 523.1295 | 0 | 0 | 0 | 0 | 0 | -10.263 | 23.7526 | 196.3663 | 0 | 0 | 0 | 0 | 16.7888 | 31.7281 | 36.528 | -122.0521 | 0.40291 | 0.40667 | 0.40013 | 0.39254 | 6.7645 | 12.903 | 14.6161 | -47.9097
5 | 22 | 20 | 570.2151 | 583.7712 | 600.9819 | 615.961 | 0 | 0 | 0 | 0 | 234.9214 | 350.5477 | 0 | 0 | 0 | 0 | 0 | 0 | 295.463 | 185.6979 | 386.4467 | 386.4468 | 0 | 0 | 0 | 0 | 0 | 16.8514 | 21.8156 | 126.3525 | 0 | 0 | 0 | 0 | 39.8307 | 30.6742 | 192.7196 | 103.1617 | 0.40427 | 0.42028 | 0.41111 | 0.39531 | 16.1025 | 12.8918 | 79.2297 | 40.7807
5 | 22 | 21 | 557.2348 | 570.8359 | 587.9462 | 602.7253 | 0 | 0 | 0 | 0 | 233.3297 | 358.2836 | 0 | 0 | 0 | 0 | 0 | 0 | 275.8818 | 174.5811 | 410.1604 | 410.1604 | 0 | 0 | 0 | 0 | 0 | 12.2302 | 152.6472 | 250.2495 | 0 | 0 | 0 | 0 | 48.0233 | 25.741 | 25.1386 | -57.6846 | 0.40188 | 0.40772 | 0.40034 | 0.39234 | 19.2996 | 10.495 | 10.0639 | -22.6317
5 | 22 | 22 | 506.7045 | 519.7545 | 536.0397 | 550.0911 | 0 | 0 | 0 | 0 | 227.7708 | 354.3898 | 0 | 0 | 0 | 0 | 0 | 0 | 228.9172 | 150.4637 | 413.2116 | 413.2116 | 0 | 0 | 0 | 0 | 0 | 7.1076 | 94.2718 | 83.2726 | 0 | 0 | 0 | 0 | 50.0165 | 7.7934 | 28.5564 | 53.6069 | 0.39659 | 0.40366 | 0.39544 | 0.38685 | 19.836 | 3.1458 | 11.2922 | 20.7378
5 | 22 | 23 | 454.0109 | 465.7398 | 480.3364 | 492.8877 | 0 | 0 | 0 | 0 | 191.3134 | 348.2092 | 0 | 0 | 0 | 0 | 0 | 0 | 230.7061 | 159.1592 | 415.3261 | 415.3261 | 0 | 0 | 0 | 0 | 0 | 21.5053 | 88.229 | 285.3362 | 0 | 0 | 0 | 0 | 31.9914 | -63.1338 | -23.2188 | -207.7746 | 0.39616 | 0.40557 | 0.39781 | 0.38169 | 12.6736 | -25.6051 | -9.2365 | -79.3058
5 | 22 | 24 | 419.077 | 428.1971 | 439.7248 | 449.5089 | 0 | 0 | 0 | 0 | 183.7126 | 343.8879 | 0 | 0 | 0 | 0 | 0 | 0 | 257.2578 | 181.5395 | 414.9441 | 414.9441 | 0 | 0 | 0 | 0 | 0 | 32.5061 | 201.1252 | 62.95 | 0 | 0 | 0 | 0 | -21.8933 | -129.7364 | -176.3446 | -28.3853 | 0.39155 | 0.40913 | 0.40018 | 0.37917 | -8.5723 | -53.0794 | -70.5703 | -10.7629
5 | 23 | 1 | 397.8306 | 404.4319 | 413.0129 | 420.0957 | 0 | 0 | 0 | 0 | 167.5466 | 363.4488 | 0 | 0 | 0 | 0 | 0 | 0 | 230.2525 | 163.8042 | 425.6702 | 425.6702 | 0 | 0 | 0 | 0 | 0 | 18.0917 | 149.9371 | 102.5612 | 0 | 0 | 0 | 0 | 0.03145 | -140.9129 | -162.5945 | -108.1358 | 0.39346 | 0.40712 | 0.39915 | 0.37525 | 0.012375 | -57.3686 | -64.8991 | -40.5781
5 | 23 | 2 | 386.4138 | 390.966 | 397.2481 | 402.3081 | 0 | 0 | 0 | 0 | 169.5884 | 363.6366 | 0 | 0 | 0 | 0 | 0 | 0 | 189.6486 | 135.8369 | 429.7016 | 429.7016 | 0 | 0 | 0 | 0 | 0 | 19.374 | 95.8875 | 3.6758 | 0 | 0 | 0 | 0 | 27.1767 | -127.8814 | -128.341 | -31.0694 | 0.39324 | 0.40518 | 0.39871 | 0.37205 | 10.687 | -51.8155 | -51.1703 | -11.5592
5 | 23 | 3 | 382.0404 | 384.8648 | 389.24 | 392.6329 | 0 | 0 | 0 | 0 | 164.1621 | 322.2327 | 0 | 0 | 0 | 0 | 0 | 0 | 155.3581 | 114.5738 | 432.3136 | 432.3136 | 0 | 0 | 0 | 0 | 0 | 44.3315 | 127.8857 | 33.7226 | 0 | 0 | 0 | 0 | 62.5201 | -96.2732 | -170.9594 | -73.4033 | 0.40479 | 0.40648 | 0.39859 | 0.37175 | 25.3077 | -39.133 | -68.1432 | -27.2876
5 | 23 | 4 | 388.4607 | 389.6375 | 392.2107 | 393.9918 | 0 | 0 | 0 | 0 | 169.9389 | 331.1149 | 0 | 0 | 0 | 0 | 0 | 0 | 147.4953 | 103.6437 | 413.4194 | 413.4194 | 0 | 0 | 0 | 0 | 0 | 40.6733 | 124.9672 | 25.7226 | 0 | 0 | 0 | 0 | 71.0266 | -85.7944 | -146.176 | -45.1502 | 0.39239 | 0.40724 | 0.39885 | 0.37249 | 27.8703 | -34.9388 | -58.3016 | -16.818
5 | 23 | 5 | 413.6178 | 413.997 | 415.779 | 416.8356 | 0 | 0 | 0 | 0 | 181.5786 | 344.1276 | 0 | 0 | 0 | 0 | 0 | 0 | 174.6478 | 120.3686 | 397.6382 | 397.6385 | 0 | 0 | 0 | 0 | 0 | 50.9046 | 219.7034 | -51.3845 | 0 | 0 | 0 | 0 | 57.3913 | -101.4039 | -201.5626 | 70.5816 | 0.39799 | 0.40903 | 0.40099 | 0.37782 | 22.8414 | -41.477 | -80.8248 | 26.6675
5 | 23 | 6 | 447.2866 | 446.3316 | 446.8111 | 446.7399 | 0 | 0 | 0 | 0 | 206.0155 | 314.3531 | 0 | 0 | 0 | 0 | 0 | 0 | 194.2288 | 190.2486 | 536.9806 | 537.3821 | 0 | 0 | 0 | 0 | 0 | -8.7164 | -0.60152 | -49.818 | 0 | 0 | 0 | 0 | 47.0423 | -49.5536 | -89.5681 | -40.8242 | 0.39817 | 0.40695 | 0.39923 | 0.37497 | 18.7307 | -20.1658 | -35.7584 | -15.3078
5 | 23 | 7 | 494.8712 | 493.9924 | 494.9323 | 495.4747 | 0 | 0 | 0 | 0 | 187.6483 | 253.1563 | 0 | 0 | 0 | 0 | 0 | 0 | 260.8202 | 321.7718 | 773.5643 | 776.6677 | 0 | 0 | 0 | 0 | 0 | -12.4029 | -12.6021 | -0.84143 | 0 | 0 | 0 | 0 | 46.4027 | -68.5329 | -266.0299 | -280.3516 | 0.39621 | 0.33259 | 0.32125 | 0.38231 | 18.3851 | -22.7934 | -85.461 | -107.1825
5 | 23 | 8 | 520.7752 | 520.031 | 521.6099 | 523.1715 | 0 | 0 | 0 | 0 | 177.0519 | 248.1555 | 0 | 0 | 0 | 0 | 0 | 0 | 347.155 | 467.1941 | 952.5713 | 969.9995 | 0 | 0 | 0 | 0 | 0 | -15.1946 | -54.207 | -9.6456 | 0 | 0 | 0 | 0 | -3.4317 | -180.1241 | -376.7544 | -437.1825 | 0.38794 | 0.32023 | 0.31429 | 0.32105 | -1.3313 | -57.682 | -118.4088 | -140.3576
5 | 23 | 9 | 540.6365 | 541.2706 | 544.825 | 548.5807 | 0 | 0 | 0 | 0 | 174.073 | 235.1265 | 0 | 0 | 0 | 0 | 0 | 0 | 402.6205 | 582.9842 | 1112.9437 | 1144.2421 | 0 | 0 | 0 | 0 | 0 | -47.9535 | -90.9648 | -102.282 | 0 | 0 | 0 | 0 | -36.057 | -228.8865 | -477.1538 | -493.3795 | 0.39364 | 0.24286 | 0.23968 | 0 | -14.1935 | -55.5877 | -114.3619 | 0
5 | 23 | 10 | 558.3395 | 559.5368 | 563.7383 | 568.0069 | 0 | 0 | 0 | 0 | 170.6432 | 226.2031 | 0 | 0 | 0 | 0 | 0 | 0 | 424.8293 | 661.9261 | 1212.1181 | 1253.7519 | 0 | 0 | 0 | 0 | 0 | -57.3335 | -436.8263 | -314.5536 | 0 | 0 | 0 | 0 | -37.133 | -271.2588 | -211.5535 | -371.1914 | 0.31441 | 0.24286 | 0.24286 | 0 | -11.6751 | -65.8783 | -51.3781 | 0
5 | 23 | 11 | 570.8084 | 572.7134 | 577.4798 | 581.9257 | 0 | 0 | 0 | 0 | 183.1522 | 227.4007 | 0 | 0 | 0 | 0 | 0 | 0 | 396.1656 | 669.7414 | 1229.0284 | 1276.8533 | 0 | 0 | 0 | 0 | 0 | -59.5276 | -348.255 | -339.1286 | 0 | 0 | 0 | 0 | -8.5095 | -264.9011 | -303.2936 | -355.799 | 0.31687 | 0.24286 | 0.24286 | 0 | -2.6964 | -64.3343 | -73.6582 | 0
5 | 23 | 12 | 574.9777 | 577.3306 | 582.4108 | 586.8961 | 0 | 0 | 0 | 0 | 168.9277 | 219.8005 | 0 | 0 | 0 | 0 | 0 | 0 | 376.607 | 673.8515 | 1265.3316 | 1316.7871 | 0 | 0 | 0 | 0 | 0 | -48.9277 | -348.3152 | -346.6391 | 0 | 0 | 0 | 0 | 29.443 | -267.3936 | -334.6056 | -383.252 | 0.30984 | 0.24286 | 0.24286 | 0 | 9.1225 | -64.9396 | -81.2627 | 0
5 | 23 | 13 | 585.1275 | 589.0381 | 595.8061 | 601.6974 | 0 | 0 | 0 | 0 | 163.0179 | 227.7766 | 0 | 0 | 0 | 0 | 0 | 0 | 345.8067 | 654.0042 | 1261.2019 | 1312.5556 | 0 | 0 | 0 | 0 | 0 | -42.2191 | -328.1206 | -315.6726 | 0 | 0 | 0 | 0 | 76.3029 | -250.5236 | -337.2752 | -395.1856 | 0.31489 | 0.24286 | 0.24286 | 0 | 24.0271 | -60.8425 | -81.911 | 0
5 | 23 | 14 | 591.1874 | 596.2987 | 604.4429 | 611.5846 | 0 | 0 | 0 | 0 | 171.4691 | 230.1286 | 0 | 0 | 0 | 0 | 0 | 0 | 328.541 | 641.1212 | 1296.0113 | 1344.7615 | 0 | 0 | 0 | 0 | 0 | -29.1262 | -147.4083 | -183.827 | 0 | 0 | 0 | 0 | 91.1772 | -245.825 | -544.1601 | -549.35 | 0.31699 | 0.24286 | 0.24286 | 0 | 28.9021 | -59.7014 | -132.1553 | 0
5 | 23 | 15 | 594.1754 | 600.2734 | 609.4922 | 617.5538 | 0 | 0 | 0 | 0 | 195.0386 | 230.7406 | 0 | 0 | 0 | 0 | 0 | 0 | 297.9556 | 602.1411 | 1288.6268 | 1330.5814 | 0 | 0 | 0 | 0 | 0 | -12.4968 | -75.7491 | -75.3417 | 0 | 0 | 0 | 0 | 101.1812 | -220.1115 | -603.3855 | -637.6859 | 0.31618 | 0.24027 | 0.2402 | 0.19462 | 31.9914 | -52.8863 | -144.9312 | -124.1063
5 | 23 | 16 | 593.5163 | 601.8589 | 613.5626 | 623.8401 | 0 | 0 | 0 | 0 | 187.1092 | 236.6258 | 0 | 0 | 0 | 0 | 0 | 0 | 256.6355 | 533.6621 | 1213.9216 | 1246.781 | 0 | 0 | 0 | 0 | 0 | -12.8837 | -16.3099 | -41.2843 | 0 | 0 | 0 | 0 | 149.7715 | -155.5454 | -584.0492 | -581.6566 | 0.32103 | 0.24715 | 0.22975 | 0.24005 | 48.0804 | -38.4436 | -134.1848 | -139.6258
5 | 23 | 17 | 587.0826 | 597.4079 | 611.2441 | 623.3784 | 0 | 0 | 0 | 0 | 186.8632 | 242.7607 | 0 | 0 | 0 | 0 | 0 | 0 | 206.3869 | 412.1656 | 1028.7512 | 1048.2926 | 0 | 0 | 0 | 0 | 0 | -2.4459 | -24.1118 | -30.9984 | 0 | 0 | 0 | 0 | 193.8325 | -55.0724 | -393.3952 | -393.9159 | 0.39785 | 0.24634 | 0.32048 | 0.23372 | 77.1166 | -13.5667 | -126.0773 | -92.0676
5 | 23 | 18 | 567.8437 | 579.8277 | 595.4177 | 609.1122 | 0 | 0 | 0 | 0 | 205.7636 | 266.5316 | 0 | 0 | 0 | 0 | 0 | 0 | 168.1302 | 264.8944 | 766.8764 | 773.3033 | 0 | 0 | 0 | 0 | 0 | -8.5637 | -60.9105 | 17.0221 | 0 | 0 | 0 | 0 | 193.9499 | 56.9653 | -110.5482 | -181.2132 | 0.40002 | 0.33194 | 0.39565 | 0.38633 | 77.584 | 18.9093 | -43.7383 | -70.0079
5 | 23 | 19 | 566.3946 | 579.4537 | 596.193 | 610.8668 | 0 | 0 | 0 | 0 | 231.0234 | 326.0019 | 0 | 0 | 0 | 0 | 0 | 0 | 113.1624 | 122.4086 | 527.7081 | 527.9262 | 0 | 0 | 0 | 0 | 0 | -10.263 | 23.7526 | 196.3663 | 0 | 0 | 0 | 0 | 222.2088 | 141.3062 | 44.7323 | -113.4256 | 0.40291 | 0.40667 | 0.40013 | 0.39254 | 89.5311 | 57.4656 | 17.8989 | -44.5235
5 | 23 | 20 | 583.0141 | 596.9892 | 614.7079 | 630.1265 | 0 | 0 | 0 | 0 | 234.9214 | 350.5477 | 0 | 0 | 0 | 0 | 0 | 0 | 104.0645 | 66.2723 | 349.1931 | 349.1932 | 0 | 0 | 0 | 0 | 0 | 16.8514 | 21.8156 | 126.3525 | 0 | 0 | 0 | 0 | 244.0282 | 163.3178 | 243.6992 | 154.5808 | 0.40427 | 0.42028 | 0.41111 | 0.39531 | 98.654 | 68.6394 | 100.1881 | 61.107
5 | 23 | 21 | 562.0027 | 575.7598 | 593.0594 | 608.0023 | 0 | 0 | 0 | 0 | 233.3297 | 358.2836 | 0 | 0 | 0 | 0 | 0 | 0 | 102.8297 | 59.1556 | 328.9384 | 328.9384 | 0 | 0 | 0 | 0 | 0 | 12.2302 | 152.6472 | 250.2495 | 0 | 0 | 0 | 0 | 225.8432 | 146.0904 | 111.4738 | 28.8144 | 0.40188 | 0.40772 | 0.40034 | 0.39234 | 90.762 | 59.5634 | 44.6273 | 11.3049
5 | 23 | 22 | 505.8525 | 518.8745 | 535.126 | 549.1481 | 0 | 0 | 0 | 0 | 227.7708 | 354.3898 | 0 | 0 | 0 | 0 | 0 | 0 | 96.8177 | 47.213 | 307.0606 | 307.0606 | 0 | 0 | 0 | 0 | 0 | 7.1076 | 94.2718 | 83.2726 | 0 | 0 | 0 | 0 | 181.2639 | 110.1641 | 133.7936 | 158.8148 | 0.39659 | 0.40366 | 0.39544 | 0.38685 | 71.8874 | 44.4684 | 52.9069 | 61.4373
5 | 23 | 23 | 461.5344 | 473.5096 | 488.4048 | 501.2144 | 0 | 0 | 0 | 0 | 191.3134 | 348.2092 | 0 | 0 | 0 | 0 | 0 | 0 | 85.2539 | 39.0638 | 296.961 | 296.961 | 0 | 0 | 0 | 0 | 0 | 21.5053 | 88.229 | 285.3362 | 0 | 0 | 0 | 0 | 184.9671 | 64.7314 | 103.2147 | -81.0828 | 0.39616 | 0.40557 | 0.39781 | 0.38169 | 73.2759 | 26.253 | 41.0594 | -30.9486
5 | 23 | 24 | 427.4163 | 436.8094 | 448.668 | 458.7385 | 0 | 0 | 0 | 0 | 183.7126 | 343.8879 | 0 | 0 | 0 | 0 | 0 | 0 | 68.5594 | 34.0496 | 286.7028 | 286.7028 | 0 | 0 | 0 | 0 | 0 | 32.5061 | 201.1252 | 62.95 | 0 | 0 | 0 | 0 | 175.1443 | 26.3657 | -39.16 | 109.0857 | 0.39155 | 0.40913 | 0.40018 | 0.37917 | 68.5774 | 10.7871 | -15.6712 | 41.3623
5 | 24 | 1 | 404.1757 | 410.9847 | 419.8175 | 427.1182 | 0 | 0 | 0 | 0 | 167.5466 | 363.4488 | 0 | 0 | 0 | 0 | 0 | 0 | 64.2349 | 35.1444 | 273.1168 | 273.1168 | 0 | 0 | 0 | 0 | 0 | 18.0917 | 149.9371 | 102.5612 | 0 | 0 | 0 | 0 | 172.3942 | -5.7003 | -3.2364 | 51.4402 | 0.39346 | 0.40712 | 0.39915 | 0.37525 | 67.8302 | -2.3207 | -1.2918 | 19.303
5 | 24 | 2 | 390.1121 | 394.7854 | 401.2143 | 406.4012 | 0 | 0 | 0 | 0 | 169.5884 | 363.6366 | 0 | 0 | 0 | 0 | 0 | 0 | 60.9292 | 68.6792 | 315.7676 | 315.7676 | 0 | 0 | 0 | 0 | 0 | 19.374 | 95.8875 | 3.6758 | 0 | 0 | 0 | 0 | 159.5945 | -56.9043 | -10.4409 | 86.9578 | 0.39324 | 0.40518 | 0.39871 | 0.37205 | 62.759 | -23.0567 | -4.1628 | 32.3523
5 | 24 | 3 | 385.2492 | 388.1786 | 392.6812 | 396.1843 | 0 | 0 | 0 | 0 | 164.1621 | 322.2327 | 0 | 0 | 0 | 0 | 0 | 0 | 58.3661 | 77.4881 | 298.1284 | 298.1284 | 0 | 0 | 0 | 0 | 0 | 44.3315 | 127.8857 | 33.7226 | 0 | 0 | 0 | 0 | 162.721 | -55.8736 | -33.3329 | 64.3334 | 0.40479 | 0.40648 | 0.39859 | 0.37175 | 65.8682 | -22.7114 | -13.2863 | 23.9159
5 | 24 | 4 | 390.6181 | 391.8655 | 394.5242 | 396.3795 | 0 | 0 | 0 | 0 | 169.9389 | 331.1149 | 0 | 0 | 0 | 0 | 0 | 0 | 59.6916 | 84.5779 | 285.4028 | 285.4028 | 0 | 0 | 0 | 0 | 0 | 40.6733 | 124.9672 | 25.7226 | 0 | 0 | 0 | 0 | 160.9876 | -64.5006 | -15.8458 | 85.2541 | 0.39239 | 0.40724 | 0.39885 | 0.37249 | 63.1703 | -26.2672 | -6.32 | 31.7563
5 | 24 | 5 | 410.699 | 410.9827 | 412.6489 | 413.6053 | 0 | 0 | 0 | 0 | 181.5786 | 344.1276 | 0 | 0 | 0 | 0 | 0 | 0 | 61.0104 | 74.7904 | 249.4973 | 249.4977 | 0 | 0 | 0 | 0 | 0 | 50.9046 | 219.7034 | -51.3845 | 0 | 0 | 0 | 0 | 168.11 | -58.84 | -56.5518 | 215.4921 | 0.39799 | 0.40903 | 0.40099 | 0.37782 | 66.9067 | -24.0672 | -22.6768 | 81.4183
5 | 24 | 6 | 444.3316 | 443.2799 | 443.642 | 443.4694 | 0 | 0 | 0 | 0 | 206.0155 | 314.3531 | 0 | 0 | 0 | 0 | 0 | 0 | 82.0493 | 135.4923 | 377.6277 | 378.0371 | 0 | 0 | 0 | 0 | 0 | -8.7164 | -0.60152 | -49.818 | 0 | 0 | 0 | 0 | 156.2668 | 2.1509 | 66.6159 | 115.2502 | 0.39817 | 0.40695 | 0.39923 | 0.37497 | 62.2204 | 0.87532 | 26.5951 | 43.2153
5 | 24 | 7 | 484.574 | 483.3581 | 483.8894 | 484.0781 | 0 | 0 | 0 | 0 | 187.6483 | 253.1563 | 0 | 0 | 0 | 0 | 0 | 0 | 114.0913 | 243.5617 | 658.1621 | 661.0008 | 0 | 0 | 0 | 0 | 0 | -12.4029 | -12.6021 | -0.84143 | 0 | 0 | 0 | 0 | 182.8344 | -0.95703 | -161.6706 | -176.0813 | 0.39621 | 0.33259 | 0.32125 | 0.38231 | 72.4404 | -0.3183 | -51.936 | -67.3184
5 | 24 | 8 | 515.3909 | 514.4705 | 515.8356 | 517.2124 | 0 | 0 | 0 | 0 | 177.0519 | 248.1555 | 0 | 0 | 0 | 0 | 0 | 0 | 175.4027 | 379.3256 | 936.0442 | 952.7124 | 0 | 0 | 0 | 0 | 0 | -15.1946 | -54.207 | -9.6456 | 0 | 0 | 0 | 0 | 162.9363 | -97.816 | -366.0016 | -425.8545 | 0.38794 | 0.32023 | 0.31429 | 0.32105 | 63.2088 | -31.3241 | -115.0293 | -136.7207
5 | 24 | 9 | 540.7453 | 541.383 | 544.9416 | 548.7011 | 0 | 0 | 0 | 0 | 174.073 | 235.1265 | 0 | 0 | 0 | 0 | 0 | 0 | 230.4089 | 490.0408 | 1095.9459 | 1126.7335 | 0 | 0 | 0 | 0 | 0 | -47.9535 | -90.9648 | -102.282 | 0 | 0 | 0 | 0 | 136.2633 | -135.8307 | -460.0394 | -475.7504 | 0.39364 | 0.24286 | 0.23968 | 0 | 53.6388 | -32.9881 | -110.26 | 0
5 | 24 | 10 | 562.6179 | 563.9553 | 568.3266 | 572.7421 | 0 | 0 | 0 | 0 | 170.6432 | 226.2031 | 0 | 0 | 0 | 0 | 0 | 0 | 265.9042 | 546.8348 | 1166.3377 | 1207.2639 | 0 | 0 | 0 | 0 | 0 | -57.3335 | -436.8263 | -314.5536 | 0 | 0 | 0 | 0 | 126.0705 | -151.7491 | -161.1848 | -319.9682 | 0.31441 | 0.24286 | 0.24286 | 0 | 39.6382 | -36.854 | -39.1455 | 0
5 | 24 | 11 | 576.0658 | 578.1428 | 583.1179 | 587.7444 | 0 | 0 | 0 | 0 | 183.1522 | 227.4007 | 0 | 0 | 0 | 0 | 0 | 0 | 288.9764 | 582.4636 | 1234.9044 | 1282.7544 | 0 | 0 | 0 | 0 | 0 | -59.5276 | -348.255 | -339.1286 | 0 | 0 | 0 | 0 | 103.9372 | -172.1938 | -303.5315 | -355.8815 | 0.31687 | 0.24286 | 0.24286 | 0 | 32.9344 | -41.8193 | -73.716 | 0
5 | 24 | 12 | 584.296 | 586.9539 | 592.4039 | 597.2092 | 0 | 0 | 0 | 0 | 168.9277 | 219.8005 | 0 | 0 | 0 | 0 | 0 | 0 | 296.9168 | 589.5799 | 1231.0421 | 1281.9416 | 0 | 0 | 0 | 0 | 0 | -48.9277 | -348.3152 | -346.6391 | 0 | 0 | 0 | 0 | 118.4515 | -173.4987 | -290.3229 | -338.0934 | 0.30984 | 0.24286 | 0.24286 | 0 | 36.7007 | -42.1362 | -70.5081 | 0
5 | 24 | 13 | 593.8112 | 598.0061 | 605.1187 | 611.3083 | 0 | 0 | 0 | 0 | 163.0179 | 227.7766 | 0 | 0 | 0 | 0 | 0 | 0 | 294.5549 | 577.9687 | 1186.6943 | 1237.382 | 0 | 0 | 0 | 0 | 0 | -42.2191 | -328.1206 | -315.6726 | 0 | 0 | 0 | 0 | 136.2384 | -165.5201 | -253.455 | -310.4012 | 0.31489 | 0.24286 | 0.24286 | 0 | 42.9002 | -40.1985 | -61.5544 | 0
5 | 24 | 14 | 602.2279 | 607.7006 | 616.283 | 623.8038 | 0 | 0 | 0 | 0 | 171.4691 | 230.1286 | 0 | 0 | 0 | 0 | 0 | 0 | 289.3711 | 565.1625 | 1180.1265 | 1228.8301 | 0 | 0 | 0 | 0 | 0 | -29.1262 | -147.4083 | -183.827 | 0 | 0 | 0 | 0 | 141.3877 | -158.4643 | -416.4352 | -421.1993 | 0.31699 | 0.24286 | 0.24286 | 0 | 44.8182 | -38.4849 | -101.1359 | 0
5 | 24 | 15 | 609.8387 | 616.4495 | 626.2899 | 634.8895 | 0 | 0 | 0 | 0 | 195.0386 | 230.7406 | 0 | 0 | 0 | 0 | 0 | 0 | 268.1704 | 529.5369 | 1132.1321 | 1175.0742 | 0 | 0 | 0 | 0 | 0 | -12.4968 | -75.7491 | -75.3417 | 0 | 0 | 0 | 0 | 146.6297 | -131.3312 | -430.0931 | -464.843 | 0.31618 | 0.24027 | 0.2402 | 0.19462 | 46.3613 | -31.555 | -103.3069 | -90.4677
5 | 24 | 16 | 605.8802 | 614.6275 | 626.8219 | 637.524 | 0 | 0 | 0 | 0 | 187.1092 | 236.6258 | 0 | 0 | 0 | 0 | 0 | 0 | 237.4735 | 472.5003 | 1066.4466 | 1100.7619 | 0 | 0 | 0 | 0 | 0 | -12.8837 | -16.3099 | -41.2843 | 0 | 0 | 0 | 0 | 181.2974 | -81.615 | -423.3148 | -421.9536 | 0.32103 | 0.24715 | 0.22975 | 0.24005 | 58.2011 | -20.1714 | -97.2562 | -101.2894
5 | 24 | 17 | 591.2885 | 601.7515 | 615.7546 | 628.0333 | 0 | 0 | 0 | 0 | 186.8632 | 242.7607 | 0 | 0 | 0 | 0 | 0 | 0 | 189.6425 | 364.789 | 906.5434 | 927.4514 | 0 | 0 | 0 | 0 | 0 | -2.4459 | -24.1118 | -30.9984 | 0 | 0 | 0 | 0 | 214.7828 | -3.3523 | -266.677 | -268.4197 | 0.39785 | 0.24634 | 0.32048 | 0.23372 | 85.4518 | -0.82583 | -85.466 | -62.7361
5 | 24 | 18 | 574.5877 | 586.7924 | 602.6501 | 616.5762 | 0 | 0 | 0 | 0 | 205.7636 | 266.5316 | 0 | 0 | 0 | 0 | 0 | 0 | 159.7911 | 238.5011 | 670.1684 | 676.471 | 0 | 0 | 0 | 0 | 0 | -8.5637 | -60.9105 | 17.0221 | 0 | 0 | 0 | 0 | 209.033 | 90.3234 | -6.6079 | -76.917 | 0.40002 | 0.33194 | 0.39565 | 0.38633 | 83.6176 | 29.9823 | -2.6144 | -29.7152
5 | 24 | 19 | 569.0777 | 582.2246 | 599.0704 | 613.8363 | 0 | 0 | 0 | 0 | 231.0234 | 326.0019 | 0 | 0 | 0 | 0 | 0 | 0 | 156.85 | 117.4174 | 420.694 | 420.9887 | 0 | 0 | 0 | 0 | 0 | -10.263 | 23.7526 | 196.3663 | 0 | 0 | 0 | 0 | 181.2043 | 149.0683 | 154.6239 | -3.5186 | 0.40291 | 0.40667 | 0.40013 | 0.39254 | 73.0097 | 60.6223 | 61.8703 | -1.3812
5 | 24 | 20 | 585.4615 | 599.5167 | 617.3325 | 632.8352 | 0 | 0 | 0 | 0 | 234.9214 | 350.5477 | 0 | 0 | 0 | 0 | 0 | 0 | 210.7249 | 121.7658 | 325.0145 | 325.0147 | 0 | 0 | 0 | 0 | 0 | 16.8514 | 21.8156 | 126.3525 | 0 | 0 | 0 | 0 | 139.8152 | 110.3517 | 270.5024 | 181.468 | 0.40427 | 0.42028 | 0.41111 | 0.39531 | 56.5235 | 46.3788 | 111.2073 | 71.7358
5 | 24 | 21 | 569.6168 | 583.6232 | 601.225 | 616.4293 | 0 | 0 | 0 | 0 | 233.3297 | 358.2836 | 0 | 0 | 0 | 0 | 0 | 0 | 259.8893 | 154.9233 | 341.9324 | 341.9324 | 0 | 0 | 0 | 0 | 0 | 12.2302 | 152.6472 | 250.2495 | 0 | 0 | 0 | 0 | 76.3978 | 58.1861 | 106.6454 | 24.2474 | 0.40188 | 0.40772 | 0.40034 | 0.39234 | 30.7028 | 23.7234 | 42.6943 | 9.5131
5 | 24 | 22 | 513.8836 | 527.1685 | 543.7387 | 558.0366 | 0 | 0 | 0 | 0 | 227.7708 | 354.3898 | 0 | 0 | 0 | 0 | 0 | 0 | 250.1428 | 161.9051 | 350.6993 | 350.6993 | 0 | 0 | 0 | 0 | 0 | 7.1076 | 94.2718 | 83.2726 | 0 | 0 | 0 | 0 | 35.9699 | 3.766 | 98.7677 | 124.0647 | 0.39659 | 0.40366 | 0.39544 | 0.38685 | 14.2653 | 1.5202 | 39.0564 | 47.9942
5 | 24 | 23 | 466.5017 | 478.6395 | 493.7318 | 506.7121 | 0 | 0 | 0 | 0 | 191.3134 | 348.2092 | 0 | 0 | 0 | 0 | 0 | 0 | 212.1644 | 125.9278 | 335.5951 | 335.5951 | 0 | 0 | 0 | 0 | 0 | 21.5053 | 88.229 | 285.3362 | 0 | 0 | 0 | 0 | 63.0239 | -17.0027 | 69.9078 | -114.2192 | 0.39616 | 0.40557 | 0.39781 | 0.38169 | 24.9673 | -6.8957 | 27.8097 | -43.5965
5 | 24 | 24 | 431.7491 | 441.284 | 453.3146 | 463.5339 | 0 | 0 | 0 | 0 | 183.7126 | 343.8879 | 0 | 0 | 0 | 0 | 0 | 0 | 181.06 | 96.98 | 317.9722 | 317.9722 | 0 | 0 | 0 | 0 | 0 | 32.5061 | 201.1252 | 62.95 | 0 | 0 | 0 | 0 | 66.9765 | -32.09 | -65.7827 | 82.6117 | 0.39155 | 0.40913 | 0.40018 | 0.37917 | 26.2245 | -13.1291 | -26.3252 | 31.3241
5 | 25 | 1 | 411.6448 | 418.6983 | 427.8276 | 435.3848 | 0 | 0 | 0 | 0 | 167.5466 | 363.4488 | 0 | 0 | 0 | 0 | 0 | 0 | 175.3919 | 93.6162 | 308.956 | 308.956 | 0 | 0 | 0 | 0 | 0 | 18.0917 | 149.9371 | 102.5612 | 0 | 0 | 0 | 0 | 68.7063 | -56.4584 | -31.0656 | 23.8675 | 0.39346 | 0.40712 | 0.39915 | 0.37525 | 27.0332 | -22.9854 | -12.3997 | 8.9563
5 | 25 | 2 | 394.4268 | 399.2413 | 405.8414 | 411.1765 | 0 | 0 | 0 | 0 | 169.5884 | 363.6366 | 0 | 0 | 0 | 0 | 0 | 0 | 167.5553 | 88.3737 | 280.2932 | 280.2932 | 0 | 0 | 0 | 0 | 0 | 19.374 | 95.8875 | 3.6758 | 0 | 0 | 0 | 0 | 57.2831 | -72.143 | 29.6608 | 127.2075 | 0.39324 | 0.40518 | 0.39871 | 0.37205 | 22.526 | -29.2312 | 11.8259 | 47.327
5 | 25 | 3 | 389.02 | 392.0729 | 396.7251 | 400.3577 | 0 | 0 | 0 | 0 | 164.1621 | 322.2327 | 0 | 0 | 0 | 0 | 0 | 0 | 160.2427 | 64.8295 | 234.4039 | 234.4039 | 0 | 0 | 0 | 0 | 0 | 44.3315 | 127.8857 | 33.7226 | 0 | 0 | 0 | 0 | 64.6152 | -39.3208 | 34.4354 | 132.2312 | 0.40479 | 0.40648 | 0.39859 | 0.37175 | 26.1557 | -15.9831 | 13.7257 | 49.1569
5 | 25 | 4 | 393.8269 | 395.1793 | 397.9655 | 399.9309 | 0 | 0 | 0 | 0 | 169.9389 | 331.1149 | 0 | 0 | 0 | 0 | 0 | 0 | 128.1976 | 50.0377 | 225.8094 | 225.8094 | 0 | 0 | 0 | 0 | 0 | 40.6733 | 124.9672 | 25.7226 | 0 | 0 | 0 | 0 | 95.6904 | -26.6466 | 47.1889 | 148.3989 | 0.39239 | 0.40724 | 0.39885 | 0.37249 | 37.5482 | -10.8515 | 18.8211 | 55.2772
5 | 25 | 5 | 415.0862 | 415.5135 | 417.3538 | 418.4609 | 0 | 0 | 0 | 0 | 181.5786 | 344.1276 | 0 | 0 | 0 | 0 | 0 | 0 | 107.3225 | 41.2334 | 222.6967 | 222.6972 | 0 | 0 | 0 | 0 | 0 | 50.9046 | 219.7034 | -51.3845 | 0 | 0 | 0 | 0 | 126.1851 | -20.7521 | -25.0463 | 247.1481 | 0.39799 | 0.40903 | 0.40099 | 0.37782 | 50.2208 | -8.4882 | -10.0434 | 93.3787
5 | 25 | 6 | 445.5644 | 444.553 | 444.9641 | 444.8338 | 0 | 0 | 0 | 0 | 206.0155 | 314.3531 | 0 | 0 | 0 | 0 | 0 | 0 | 116.9749 | 106.1432 | 374.7264 | 375.1347 | 0 | 0 | 0 | 0 | 0 | -8.7164 | -0.60152 | -49.818 | 0 | 0 | 0 | 0 | 122.574 | 32.7732 | 70.8392 | 119.5171 | 0.39817 | 0.40695 | 0.39923 | 0.37497 | 48.805 | 13.3371 | 28.2812 | 44.8152
5 | 25 | 7 | 489.5957 | 488.5442 | 489.2748 | 489.6359 | 0 | 0 | 0 | 0 | 187.6483 | 253.1563 | 0 | 0 | 0 | 0 | 0 | 0 | 132.2976 | 215.3701 | 628.4896 | 631.4557 | 0 | 0 | 0 | 0 | 0 | -12.4029 | -12.6021 | -0.84143 | 0 | 0 | 0 | 0 | 169.6498 | 32.4207 | -126.6127 | -140.9783 | 0.39621 | 0.33259 | 0.32125 | 0.38231 | 67.2166 | 10.7828 | -40.6738 | -53.898
5 | 25 | 8 | 516.5874 | 515.7061 | 517.1188 | 518.5366 | 0 | 0 | 0 | 0 | 177.0519 | 248.1555 | 0 | 0 | 0 | 0 | 0 | 0 | 186.7149 | 346.0187 | 828.7355 | 845.5038 | 0 | 0 | 0 | 0 | 0 | -15.1946 | -54.207 | -9.6456 | 0 | 0 | 0 | 0 | 152.8207 | -63.2735 | -257.4097 | -317.3216 | 0.38794 | 0.32023 | 0.31429 | 0.32105 | 59.2846 | -20.2624 | -80.9003 | -101.8762
5 | 25 | 9 | 540.0745 | 540.6902 | 544.2223 | 547.9587 | 0 | 0 | 0 | 0 | 174.073 | 235.1265 | 0 | 0 | 0 | 0 | 0 | 0 | 240.4484 | 450.8839 | 999.4865 | 1029.926 | 0 | 0 | 0 | 0 | 0 | -47.9535 | -90.9648 | -102.282 | 0 | 0 | 0 | 0 | 125.5531 | -97.3666 | -364.2994 | -379.6853 | 0.39364 | 0.24286 | 0.23968 | 0 | 49.4228 | -23.6466 | -87.3135 | 0
5 | 25 | 10 | 562.908 | 564.2549 | 568.6377 | 573.0632 | 0 | 0 | 0 | 0 | 170.6432 | 226.2031 | 0 | 0 | 0 | 0 | 0 | 0 | 277.3813 | 516.7106 | 1112.6287 | 1152.9293 | 0 | 0 | 0 | 0 | 0 | -57.3335 | -436.8263 | -314.5536 | 0 | 0 | 0 | 0 | 114.8835 | -121.3253 | -107.1647 | -265.3126 | 0.31441 | 0.24286 | 0.24286 | 0 | 36.1209 | -29.4652 | -26.0261 | 0
5 | 25 | 11 | 577.6974 | 579.8279 | 584.8677 | 589.5501 | 0 | 0 | 0 | 0 | 183.1522 | 227.4007 | 0 | 0 | 0 | 0 | 0 | 0 | 296.7581 | 567.9025 | 1222.3925 | 1268.859 | 0 | 0 | 0 | 0 | 0 | -59.5276 | -348.255 | -339.1286 | 0 | 0 | 0 | 0 | 97.787 | -155.9477 | -289.2698 | -340.1803 | 0.31687 | 0.24286 | 0.24286 | 0 | 30.9856 | -37.8737 | -70.2524 | 0
5 | 25 | 12 | 581.1053 | 583.6588 | 588.9822 | 593.6778 | 0 | 0 | 0 | 0 | 168.9277 | 219.8005 | 0 | 0 | 0 | 0 | 0 | 0 | 300.3133 | 588.7689 | 1239.3416 | 1288.6454 | 0 | 0 | 0 | 0 | 0 | -48.9277 | -348.3152 | -346.6391 | 0 | 0 | 0 | 0 | 111.8643 | -175.983 | -302.0442 | -348.3285 | 0.30984 | 0.24286 | 0.24286 | 0 | 34.6597 | -42.7395 | -73.3548 | 0
5 | 25 | 13 | 594.2644 | 598.4741 | 605.6048 | 611.8099 | 0 | 0 | 0 | 0 | 163.0179 | 227.7766 | 0 | 0 | 0 | 0 | 0 | 0 | 293.0443 | 568.6944 | 1191.7029 | 1241.0117 | 0 | 0 | 0 | 0 | 0 | -42.2191 | -328.1206 | -315.6726 | 0 | 0 | 0 | 0 | 138.2023 | -155.7778 | -257.9776 | -313.5293 | 0.31489 | 0.24286 | 0.24286 | 0 | 43.5186 | -37.8324 | -62.6527 | 0
5 | 25 | 14 | 599.0191 | 604.3867 | 612.8418 | 620.2524 | 0 | 0 | 0 | 0 | 171.4691 | 230.1286 | 0 | 0 | 0 | 0 | 0 | 0 | 278.2973 | 552.5014 | 1195.1592 | 1241.4501 | 0 | 0 | 0 | 0 | 0 | -29.1262 | -147.4083 | -183.827 | 0 | 0 | 0 | 0 | 149.2526 | -149.1171 | -434.9092 | -437.3707 | 0.31699 | 0.24286 | 0.24286 | 0 | 47.3112 | -36.2148 | -105.6225 | 0
5 | 25 | 15 | 594.7011 | 600.8164 | 610.056 | 618.1357 | 0 | 0 | 0 | 0 | 195.0386 | 230.7406 | 0 | 0 | 0 | 0 | 0 | 0 | 257.2587 | 522.9148 | 1183.5858 | 1224.4676 | 0 | 0 | 0 | 0 | 0 | -12.4968 | -75.7491 | -75.3417 | 0 | 0 | 0 | 0 | 142.4038 | -140.3422 | -497.7807 | -530.9902 | 0.31618 | 0.24027 | 0.2402 | 0.19462 | 45.0251 | -33.7201 | -119.5652 | -103.3412
5 | 25 | 16 | 585.9203 | 594.0142 | 605.4164 | 615.4331 | 0 | 0 | 0 | 0 | 187.1092 | 236.6258 | 0 | 0 | 0 | 0 | 0 | 0 | 218.7759 | 429.2113 | 1026.6583 | 1057.5933 | 0 | 0 | 0 | 0 | 0 | -12.8837 | -16.3099 | -41.2843 | 0 | 0 | 0 | 0 | 180.0351 | -58.9392 | -404.932 | -400.8759 | 0.32103 | 0.24715 | 0.22975 | 0.24005 | 57.7958 | -14.567 | -93.0328 | -96.2297
5 | 25 | 17 | 572.2169 | 582.0556 | 595.3018 | 606.9256 | 0 | 0 | 0 | 0 | 186.8632 | 242.7607 | 0 | 0 | 0 | 0 | 0 | 0 | 197.9198 | 328.5091 | 858.699 | 878.0757 | 0 | 0 | 0 | 0 | 0 | -2.4459 | -24.1118 | -30.9984 | 0 | 0 | 0 | 0 | 187.4339 | 13.2317 | -239.2854 | -240.1518 | 0.39785 | 0.24634 | 0.32048 | 0.23372 | 74.5709 | 3.2595 | -76.6874 | -56.1292
5 | 25 | 18 | 562.0788 | 573.874 | 589.2352 | 602.7318 | 0 | 0 | 0 | 0 | 205.7636 | 266.5316 | 0 | 0 | 0 | 0 | 0 | 0 | 162.3081 | 189.3314 | 565.2278 | 570.6856 | 0 | 0 | 0 | 0 | 0 | -8.5637 | -60.9105 | 17.0221 | 0 | 0 | 0 | 0 | 194.0071 | 126.5747 | 84.9179 | 15.0241 | 0.40002 | 0.33194 | 0.39565 | 0.38633 | 77.6069 | 42.0156 | 33.5977 | 5.8042
5 | 25 | 19 | 552.6529 | 565.2621 | 581.4561 | 595.658 | 0 | 0 | 0 | 0 | 231.0234 | 326.0019 | 0 | 0 | 0 | 0 | 0 | 0 | 151.8353 | 127.0261 | 408.3278 | 408.6771 | 0 | 0 | 0 | 0 | 0 | -10.263 | 23.7526 | 196.3663 | 0 | 0 | 0 | 0 | 169.7942 | 122.4972 | 149.3757 | -9.3853 | 0.40291 | 0.40667 | 0.40013 | 0.39254 | 68.4125 | 49.8165 | 59.7704 | -3.6841
5 | 25 | 20 | 566.9882 | 580.4387 | 597.5212 | 612.3896 | 0 | 0 | 0 | 0 | 234.9214 | 350.5477 | 0 | 0 | 0 | 0 | 0 | 0 | 163.9383 | 126.3298 | 328.8731 | 328.8733 | 0 | 0 | 0 | 0 | 0 | 16.8514 | 21.8156 | 126.3525 | 0 | 0 | 0 | 0 | 168.1285 | 86.7097 | 246.8326 | 157.1638 | 0.40427 | 0.42028 | 0.41111 | 0.39531 | 67.9698 | 36.4425 | 101.4763 | 62.1281
5 | 25 | 21 | 549.9651 | 563.3282 | 580.15 | 594.6795 | 0 | 0 | 0 | 0 | 233.3297 | 358.2836 | 0 | 0 | 0 | 0 | 0 | 0 | 156.1128 | 118.494 | 329.9137 | 329.9137 | 0 | 0 | 0 | 0 | 0 | 12.2302 | 152.6472 | 250.2495 | 0 | 0 | 0 | 0 | 160.5226 | 74.3204 | 97.5891 | 14.5164 | 0.40188 | 0.40772 | 0.40034 | 0.39234 | 64.5109 | 30.3016 | 39.0687 | 5.6953
5 | 25 | 22 | 512.0707 | 525.2963 | 541.7945 | 556.0302 | 0 | 0 | 0 | 0 | 227.7708 | 354.3898 | 0 | 0 | 0 | 0 | 0 | 0 | 151.5547 | 131.3369 | 359.3126 | 359.3126 | 0 | 0 | 0 | 0 | 0 | 7.1076 | 94.2718 | 83.2726 | 0 | 0 | 0 | 0 | 132.7452 | 32.462 | 88.2102 | 113.445 | 0.39659 | 0.40366 | 0.39544 | 0.38685 | 52.6454 | 13.1035 | 34.8815 | 43.886
5 | 25 | 23 | 465.3415 | 477.4413 | 492.4876 | 505.4279 | 0 | 0 | 0 | 0 | 191.3134 | 348.2092 | 0 | 0 | 0 | 0 | 0 | 0 | 125.8546 | 123.6437 | 375.6541 | 375.6541 | 0 | 0 | 0 | 0 | 0 | 21.5053 | 88.229 | 285.3362 | 0 | 0 | 0 | 0 | 148.1735 | -15.9168 | 28.6044 | -155.5624 | 0.39616 | 0.40557 | 0.39781 | 0.38169 | 58.6999 | -6.4554 | 11.379 | -59.3768
5 | 25 | 24 | 435.5743 | 445.2344 | 457.4169 | 467.7675 | 0 | 0 | 0 | 0 | 183.7126 | 343.8879 | 0 | 0 | 0 | 0 | 0 | 0 | 130.3407 | 126.276 | 365.9311 | 365.9311 | 0 | 0 | 0 | 0 | 0 | 32.5061 | 201.1252 | 62.95 | 0 | 0 | 0 | 0 | 121.5211 | -57.4356 | -109.6395 | 38.8863 | 0.39155 | 0.40913 | 0.40018 | 0.37917 | 47.5814 | -23.4988 | -43.876 | 14.7446
5 | 26 | 1 | 405.3722 | 412.2204 | 421.1007 | 428.4425 | 0 | 0 | 0 | 0 | 167.5466 | 363.4488 | 0 | 0 | 0 | 0 | 0 | 0 | 135.337 | 121.7373 | 336.205 | 336.205 | 0 | 0 | 0 | 0 | 0 | 18.0917 | 149.9371 | 102.5612 | 0 | 0 | 0 | 0 | 102.4885 | -91.0575 | -65.0414 | -10.3237 | 0.39346 | 0.40712 | 0.39915 | 0.37525 | 40.3252 | -37.0714 | -25.9611 | -3.874
5 | 26 | 2 | 388.3717 | 392.988 | 399.3479 | 404.475 | 0 | 0 | 0 | 0 | 169.5884 | 363.6366 | 0 | 0 | 0 | 0 | 0 | 0 | 134.2382 | 118.9701 | 323.9455 | 323.9455 | 0 | 0 | 0 | 0 | 0 | 19.374 | 95.8875 | 3.6758 | 0 | 0 | 0 | 0 | 84.5451 | -108.9926 | -20.4851 | 76.8537 | 0.39324 | 0.40518 | 0.39871 | 0.37205 | 33.2465 | -44.162 | -8.1675 | 28.5931
5 | 26 | 3 | 378.197 | 380.8957 | 385.1183 | 388.3793 | 0 | 0 | 0 | 0 | 164.1621 | 322.2327 | 0 | 0 | 0 | 0 | 0 | 0 | 116.8236 | 90.8938 | 289.5452 | 289.5452 | 0 | 0 | 0 | 0 | 0 | 44.3315 | 127.8857 | 33.7226 | 0 | 0 | 0 | 0 | 97.2114 | -76.5623 | -32.3127 | 65.1115 | 0.40479 | 0.40648 | 0.39859 | 0.37175 | 39.3504 | -31.121 | -12.8796 | 24.2052
5 | 26 | 4 | 377.0758 | 377.8799 | 380.0011 | 381.3914 | 0 | 0 | 0 | 0 | 169.9389 | 331.1149 | 0 | 0 | 0 | 0 | 0 | 0 | 93.7706 | 72.1829 | 285.9292 | 285.9292 | 0 | 0 | 0 | 0 | 0 | 40.6733 | 124.9672 | 25.7226 | 0 | 0 | 0 | 0 | 113.3663 | -66.0912 | -30.8953 | 69.7396 | 0.39239 | 0.40724 | 0.39885 | 0.37249 | 44.4841 | -26.9149 | -12.3224 | 25.9773
5 | 26 | 5 | 382.7443 | 382.1129 | 382.6695 | 382.666 | 0 | 0 | 0 | 0 | 181.5786 | 344.1276 | 0 | 0 | 0 | 0 | 0 | 0 | 82.4277 | 68.3041 | 294.5823 | 294.5828 | 0 | 0 | 0 | 0 | 0 | 50.9046 | 219.7034 | -51.3845 | 0 | 0 | 0 | 0 | 118.738 | -81.2234 | -131.6163 | 139.4677 | 0.39799 | 0.40903 | 0.40099 | 0.37782 | 47.2569 | -33.2226 | -52.7769 | 52.6944
5 | 26 | 6 | 385.1226 | 382.1327 | 380.1448 | 377.9391 | 0 | 0 | 0 | 0 | 206.0155 | 314.3531 | 0 | 0 | 0 | 0 | 0 | 0 | 95.5047 | 123.339 | 418.5961 | 419.0056 | 0 | 0 | 0 | 0 | 0 | -8.7164 | -0.60152 | -49.818 | 0 | 0 | 0 | 0 | 83.6024 | -46.8429 | -37.8498 | 8.7515 | 0.39817 | 0.40695 | 0.39923 | 0.37497 | 33.2878 | -19.0627 | -15.1108 | 3.2815
5 | 26 | 7 | 409.1034 | 405.417 | 402.9528 | 400.5501 | 0 | 0 | 0 | 0 | 187.6483 | 253.1563 | 0 | 0 | 0 | 0 | 0 | 0 | 118.8559 | 221.9641 | 655.805 | 658.5813 | 0 | 0 | 0 | 0 | 0 | -12.4029 | -12.6021 | -0.84143 | 0 | 0 | 0 | 0 | 102.5992 | -57.3004 | -240.2501 | -257.1898 | 0.39621 | 0.33259 | 0.32125 | 0.38231 | 40.6506 | -19.0576 | -77.1793 | -98.3274
5 | 26 | 8 | 437.9262 | 434.47 | 432.7604 | 431.4773 | 0 | 0 | 0 | 0 | 177.0519 | 248.1555 | 0 | 0 | 0 | 0 | 0 | 0 | 177.8998 | 359.8391 | 861.3655 | 877.6624 | 0 | 0 | 0 | 0 | 0 | -15.1946 | -54.207 | -9.6456 | 0 | 0 | 0 | 0 | 82.9745 | -158.3301 | -374.398 | -436.5396 | 0.38794 | 0.32023 | 0.31429 | 0.32105 | 32.1888 | -50.7028 | -117.6682 | -140.1512
5 | 26 | 9 | 465.6373 | 463.8163 | 464.3939 | 465.5743 | 0 | 0 | 0 | 0 | 174.073 | 235.1265 | 0 | 0 | 0 | 0 | 0 | 0 | 233.0951 | 463.5643 | 983.4277 | 1012.7774 | 0 | 0 | 0 | 0 | 0 | -47.9535 | -90.9648 | -102.282 | 0 | 0 | 0 | 0 | 58.4691 | -186.9209 | -428.069 | -444.9211 | 0.39364 | 0.24286 | 0.23968 | 0 | 23.0158 | -45.3959 | -102.5975 | 0
5 | 26 | 10 | 487.0929 | 485.9581 | 487.3317 | 489.1539 | 0 | 0 | 0 | 0 | 170.6432 | 226.2031 | 0 | 0 | 0 | 0 | 0 | 0 | 267.1822 | 522.1658 | 1075.9378 | 1115.5431 | 0 | 0 | 0 | 0 | 0 | -57.3335 | -436.8263 | -314.5536 | 0 | 0 | 0 | 0 | 49.2676 | -205.0773 | -151.7799 | -311.8356 | 0.31441 | 0.24286 | 0.24286 | 0 | 15.4904 | -49.8054 | -36.8614 | 0
5 | 26 | 11 | 501.973 | 501.6247 | 503.6589 | 505.7412 | 0 | 0 | 0 | 0 | 183.1522 | 227.4007 | 0 | 0 | 0 | 0 | 0 | 0 | 286.9531 | 554.1262 | 1160.6797 | 1207.1029 | 0 | 0 | 0 | 0 | 0 | -59.5276 | -348.255 | -339.1286 | 0 | 0 | 0 | 0 | 31.8677 | -220.3746 | -308.7658 | -362.2331 | 0.31687 | 0.24286 | 0.24286 | 0 | 10.0979 | -53.5205 | -74.9872 | 0
5 | 26 | 12 | 510.8377 | 511.091 | 513.6254 | 515.9083 | 0 | 0 | 0 | 0 | 168.9277 | 219.8005 | 0 | 0 | 0 | 0 | 0 | 0 | 297.9262 | 567.0584 | 1189.4022 | 1239.3295 | 0 | 0 | 0 | 0 | 0 | -48.9277 | -348.3152 | -346.6391 | 0 | 0 | 0 | 0 | 43.9838 | -226.8401 | -327.4616 | -376.7822 | 0.30984 | 0.24286 | 0.24286 | 0 | 13.6278 | -55.0907 | -79.5277 | 0
5 | 26 | 13 | 517.2892 | 518.9791 | 523.0545 | 526.6165 | 0 | 0 | 0 | 0 | 163.0179 | 227.7766 | 0 | 0 | 0 | 0 | 0 | 0 | 303.7271 | 579.658 | 1176.7483 | 1227.0903 | 0 | 0 | 0 | 0 | 0 | -42.2191 | -328.1206 | -315.6726 | 0 | 0 | 0 | 0 | 50.5441 | -246.2364 | -325.5732 | -384.8012 | 0.31489 | 0.24286 | 0.24286 | 0 | 15.9159 | -59.8013 | -79.0691 | 0
5 | 26 | 14 | 522.4245 | 525.2849 | 530.6998 | 535.4804 | 0 | 0 | 0 | 0 | 171.4691 | 230.1286 | 0 | 0 | 0 | 0 | 0 | 0 | 301.5796 | 600.9381 | 1239.3454 | 1287.2578 | 0 | 0 | 0 | 0 | 0 | -29.1262 | -147.4083 | -183.827 | 0 | 0 | 0 | 0 | 49.3757 | -276.6557 | -561.2373 | -567.9504 | 0.31699 | 0.24286 | 0.24286 | 0 | 15.6515 | -67.189 | -136.3027 | 0
5 | 26 | 15 | 526.3189 | 530.1958 | 536.7212 | 542.4528 | 0 | 0 | 0 | 0 | 195.0386 | 230.7406 | 0 | 0 | 0 | 0 | 0 | 0 | 304.2642 | 561.9858 | 1196.8723 | 1239.9321 | 0 | 0 | 0 | 0 | 0 | -12.4968 | -75.7491 | -75.3417 | 0 | 0 | 0 | 0 | 27.0161 | -250.0339 | -584.402 | -622.1375 | 0.31618 | 0.24027 | 0.2402 | 0.19462 | 8.5419 | -60.0758 | -140.3714 | -121.0803
5 | 26 | 16 | 529.195 | 535.432 | 544.5827 | 552.6517 | 0 | 0 | 0 | 0 | 187.1092 | 236.6258 | 0 | 0 | 0 | 0 | 0 | 0 | 312.317 | 526.34 | 1175.3189 | 1209.3015 | 0 | 0 | 0 | 0 | 0 | -12.8837 | -16.3099 | -41.2843 | 0 | 0 | 0 | 0 | 29.7687 | -214.6501 | -614.4262 | -615.3656 | 0.32103 | 0.24715 | 0.22975 | 0.24005 | 9.5565 | -53.0515 | -141.1639 | -147.7176
5 | 26 | 17 | 526.949 | 535.3059 | 546.7554 | 556.8248 | 0 | 0 | 0 | 0 | 186.8632 | 242.7607 | 0 | 0 | 0 | 0 | 0 | 0 | 318.0897 | 424.3381 | 1014.7833 | 1036.0611 | 0 | 0 | 0 | 0 | 0 | -2.4459 | -24.1118 | -30.9984 | 0 | 0 | 0 | 0 | 21.9961 | -129.347 | -443.9161 | -448.2379 | 0.39785 | 0.24634 | 0.32048 | 0.23372 | 8.7512 | -31.8637 | -142.2684 | -104.7639
5 | 26 | 18 | 520.0922 | 530.5131 | 544.2078 | 556.2626 | 0 | 0 | 0 | 0 | 205.7636 | 266.5316 | 0 | 0 | 0 | 0 | 0 | 0 | 324.9996 | 302.4952 | 742.4622 | 748.9209 | 0 | 0 | 0 | 0 | 0 | -8.5637 | -60.9105 | 17.0221 | 0 | 0 | 0 | 0 | -10.671 | -29.95 | -137.3439 | -209.6803 | 0.40002 | 0.33194 | 0.39565 | 0.38633 | -4.2686 | -9.9417 | -54.34 | -81.0056
5 | 26 | 19 | 514.4554 | 525.8142 | 540.492 | 553.3824 | 0 | 0 | 0 | 0 | 231.0234 | 326.0019 | 0 | 0 | 0 | 0 | 0 | 0 | 341.1753 | 218.494 | 512.2168 | 512.5006 | 0 | 0 | 0 | 0 | 0 | -10.263 | 23.7526 | 196.3663 | 0 | 0 | 0 | 0 | -57.7433 | -8.4187 | 4.5227 | -155.4845 | 0.40291 | 0.40667 | 0.40013 | 0.39254 | -23.2656 | -3.4237 | 1.8097 | -61.0331
5 | 26 | 20 | 532.3258 | 544.6416 | 560.3483 | 574.0265 | 0 | 0 | 0 | 0 | 234.9214 | 350.5477 | 0 | 0 | 0 | 0 | 0 | 0 | 346.9125 | 179.4667 | 323.931 | 323.9313 | 0 | 0 | 0 | 0 | 0 | 16.8514 | 21.8156 | 126.3525 | 0 | 0 | 0 | 0 | -49.5081 | -2.2242 | 214.6017 | 123.7427 | 0.40427 | 0.42028 | 0.41111 | 0.39531 | -20.0148 | -0.9348 | 88.2257 | 48.9165
5 | 26 | 21 | 521.6115 | 534.0465 | 549.7429 | 563.2988 | 0 | 0 | 0 | 0 | 233.3297 | 358.2836 | 0 | 0 | 0 | 0 | 0 | 0 | 345.0777 | 171.6373 | 318.1504 | 318.1504 | 0 | 0 | 0 | 0 | 0 | 12.2302 | 152.6472 | 250.2495 | 0 | 0 | 0 | 0 | -56.7959 | -8.1046 | 78.9453 | -5.101 | 0.40188 | 0.40772 | 0.40034 | 0.39234 | -22.8252 | -3.3044 | 31.6049 | -2.0013
5 | 26 | 22 | 486.4364 | 498.8229 | 514.3037 | 527.6592 | 0 | 0 | 0 | 0 | 227.7708 | 354.3898 | 0 | 0 | 0 | 0 | 0 | 0 | 294.9388 | 130.6934 | 314.8808 | 314.8808 | 0 | 0 | 0 | 0 | 0 | 7.1076 | 94.2718 | 83.2726 | 0 | 0 | 0 | 0 | -36.2732 | 6.6321 | 105.1511 | 129.5057 | 0.39659 | 0.40366 | 0.39544 | 0.38685 | -14.3856 | 2.6771 | 41.5806 | 50.0991
5 | 26 | 23 | 447.0313 | 458.5317 | 472.8513 | 485.1629 | 0 | 0 | 0 | 0 | 191.3134 | 348.2092 | 0 | 0 | 0 | 0 | 0 | 0 | 261.8008 | 102.5151 | 306.3401 | 306.3401 | 0 | 0 | 0 | 0 | 0 | 21.5053 | 88.229 | 285.3362 | 0 | 0 | 0 | 0 | -6.0829 | -13.6978 | 78.2821 | -106.5134 | 0.39616 | 0.40557 | 0.39781 | 0.38169 | -2.4098 | -5.5554 | 31.141 | -40.6552
5 | 26 | 24 | 419.639 | 428.7775 | 440.3275 | 450.1309 | 0 | 0 | 0 | 0 | 183.7126 | 343.8879 | 0 | 0 | 0 | 0 | 0 | 0 | 245.6795 | 94.5362 | 305.7714 | 305.7714 | 0 | 0 | 0 | 0 | 0 | 32.5061 | 201.1252 | 62.95 | 0 | 0 | 0 | 0 | -9.7531 | -42.1527 | -66.5691 | 81.4095 | 0.39155 | 0.40913 | 0.40018 | 0.37917 | -3.8188 | -17.2461 | -26.6399 | 30.8683
5 | 27 | 1 | 399.2809 | 405.9297 | 414.5682 | 421.7009 | 0 | 0 | 0 | 0 | 167.5466 | 363.4488 | 0 | 0 | 0 | 0 | 0 | 0 | 228.463 | 82.7134 | 297.147 | 297.147 | 0 | 0 | 0 | 0 | 0 | 18.0917 | 149.9371 | 102.5612 | 0 | 0 | 0 | 0 | 3.2713 | -58.3244 | -32.516 | 21.9926 | 0.39346 | 0.40712 | 0.39915 | 0.37525 | 1.2871 | -23.7451 | -12.9786 | 8.2528
5 | 27 | 2 | 380.0506 | 384.3945 | 390.424 | 395.2655 | 0 | 0 | 0 | 0 | 169.5884 | 363.6366 | 0 | 0 | 0 | 0 | 0 | 0 | 218.157 | 73.6134 | 290.4507 | 290.4507 | 0 | 0 | 0 | 0 | 0 | 19.374 | 95.8875 | 3.6758 | 0 | 0 | 0 | 0 | -7.6948 | -72.2294 | 4.0858 | 101.1389 | 0.39324 | 0.40518 | 0.39871 | 0.37205 | -3.0259 | -29.2662 | 1.629 | 37.6283
5 | 27 | 3 | 372.1964 | 374.6986 | 378.683 | 381.738 | 0 | 0 | 0 | 0 | 164.1621 | 322.2327 | 0 | 0 | 0 | 0 | 0 | 0 | 222.3646 | 78.2163 | 295.0098 | 295.0098 | 0 | 0 | 0 | 0 | 0 | 44.3315 | 127.8857 | 33.7226 | 0 | 0 | 0 | 0 | -14.3303 | -70.082 | -44.2125 | 53.0056 | 0.40479 | 0.40648 | 0.39859 | 0.37175 | -5.8008 | -28.4869 | -17.6228 | 19.7048
5 | 27 | 4 | 368.0838 | 368.5936 | 370.358 | 371.4395 | 0 | 0 | 0 | 0 | 169.9389 | 331.1149 | 0 | 0 | 0 | 0 | 0 | 0 | 211.1159 | 75.6291 | 302.526 | 302.526 | 0 | 0 | 0 | 0 | 0 | 40.6733 | 124.9672 | 25.7226 | 0 | 0 | 0 | 0 | -12.9709 | -78.8236 | -57.1352 | 43.1909 | 0.39239 | 0.40724 | 0.39885 | 0.37249 | -5.0897 | -32.1001 | -22.7881 | 16.0882
5 | 27 | 5 | 375.4383 | 374.5678 | 374.8344 | 374.5801 | 0 | 0 | 0 | 0 | 181.5786 | 344.1276 | 0 | 0 | 0 | 0 | 0 | 0 | 199.587 | 68.0127 | 296.0257 | 296.0262 | 0 | 0 | 0 | 0 | 0 | 50.9046 | 219.7034 | -51.3845 | 0 | 0 | 0 | 0 | -5.7273 | -88.4771 | -140.8947 | 129.9383 | 0.39799 | 0.40903 | 0.40099 | 0.37782 | -2.2794 | -36.1896 | -56.4975 | 49.0939
5 | 27 | 6 | 365.8154 | 362.1935 | 359.4392 | 356.5706 | 0 | 0 | 0 | 0 | 206.0155 | 314.3531 | 0 | 0 | 0 | 0 | 0 | 0 | 210.5955 | 128.9606 | 440.569 | 440.9905 | 0 | 0 | 0 | 0 | 0 | -8.7164 | -0.60152 | -49.818 | 0 | 0 | 0 | 0 | -50.7956 | -72.4038 | -80.5283 | -34.6019 | 0.39817 | 0.40695 | 0.39923 | 0.37497 | -20.2252 | -29.4647 | -32.1494 | -12.9747
5 | 27 | 7 | 378.1574 | 373.458 | 369.7655 | 366.3002 | 0 | 0 | 0 | 0 | 187.6483 | 253.1563 | 0 | 0 | 0 | 0 | 0 | 0 | 232.637 | 225.5672 | 689.418 | 692.3848 | 0 | 0 | 0 | 0 | 0 | -12.4029 | -12.6021 | -0.84143 | 0 | 0 | 0 | 0 | -42.1279 | -92.8625 | -307.0504 | -325.2432 | 0.39621 | 0.33259 | 0.32125 | 0.38231 | -16.6914 | -30.8852 | -98.6387 | -124.3451
5 | 27 | 8 | 403.2456 | 398.6541 | 395.5681 | 393.0941 | 0 | 0 | 0 | 0 | 177.0519 | 248.1555 | 0 | 0 | 0 | 0 | 0 | 0 | 299.8284 | 359.7008 | 876.2549 | 892.4731 | 0 | 0 | 0 | 0 | 0 | -15.1946 | -54.207 | -9.6456 | 0 | 0 | 0 | 0 | -73.6347 | -194.0076 | -426.4798 | -489.7334 | 0.38794 | 0.32023 | 0.31429 | 0.32105 | -28.5655 | -62.128 | -134.0368 | -157.2291
5 | 27 | 9 | 429.4701 | 426.4653 | 425.6073 | 425.5459 | 0 | 0 | 0 | 0 | 174.073 | 235.1265 | 0 | 0 | 0 | 0 | 0 | 0 | 372.8652 | 481.4459 | 1076.8652 | 1107.1182 | 0 | 0 | 0 | 0 | 0 | -47.9535 | -90.9648 | -102.282 | 0 | 0 | 0 | 0 | -117.4681 | -242.1536 | -560.293 | -579.2903 | 0.39364 | 0.24286 | 0.23968 | 0 | -46.2402 | -58.8098 | -134.2883 | 0
5 | 27 | 10 | 450.11 | 447.7645 | 447.6703 | 448.2226 | 0 | 0 | 0 | 0 | 170.6432 | 226.2031 | 0 | 0 | 0 | 0 | 0 | 0 | 416.3193 | 555.8763 | 1186.7853 | 1227.738 | 0 | 0 | 0 | 0 | 0 | -57.3335 | -436.8263 | -314.5536 | 0 | 0 | 0 | 0 | -136.8524 | -276.9813 | -302.2887 | -464.9619 | 0.31441 | 0.24286 | 0.24286 | 0 | -43.0282 | -67.2681 | -73.4142 | 0
5 | 27 | 11 | 463.7754 | 462.1767 | 462.6949 | 463.4656 | 0 | 0 | 0 | 0 | 183.1522 | 227.4007 | 0 | 0 | 0 | 0 | 0 | 0 | 433.5909 | 594.349 | 1268.1999 | 1315.806 | 0 | 0 | 0 | 0 | 0 | -59.5276 | -348.255 | -339.1286 | 0 | 0 | 0 | 0 | -152.9678 | -300.0453 | -457.25 | -513.2118 | 0.31687 | 0.24286 | 0.24286 | 0 | -48.4706 | -72.8695 | -111.0482 | 0
5 | 27 | 12 | 473.601 | 472.6354 | 473.6918 | 474.696 | 0 | 0 | 0 | 0 | 168.9277 | 219.8005 | 0 | 0 | 0 | 0 | 0 | 0 | 450.1037 | 622.8637 | 1290.573 | 1341.3514 | 0 | 0 | 0 | 0 | 0 | -48.9277 | -348.3152 | -346.6391 | 0 | 0 | 0 | 0 | -145.4304 | -321.1011 | -468.566 | -520.0163 | 0.30984 | 0.24286 | 0.24286 | 0 | -45.0598 | -77.9831 | -113.7965 | 0
5 | 27 | 13 | 476.0097 | 476.3484 | 478.7854 | 480.9299 | 0 | 0 | 0 | 0 | 163.0179 | 227.7766 | 0 | 0 | 0 | 0 | 0 | 0 | 485.0567 | 679.986 | 1366.6996 | 1417.9499 | 0 | 0 | 0 | 0 | 0 | -42.2191 | -328.1206 | -315.6726 | 0 | 0 | 0 | 0 | -172.0649 | -389.195 | -559.7937 | -621.3474 | 0.31489 | 0.24286 | 0.24286 | 0 | -54.1816 | -94.5205 | -135.9521 | 0
5 | 27 | 14 | 481.6526 | 483.1784 | 486.975 | 490.3556 | 0 | 0 | 0 | 0 | 171.4691 | 230.1286 | 0 | 0 | 0 | 0 | 0 | 0 | 499.4317 | 673.0201 | 1351.2561 | 1400.2524 | 0 | 0 | 0 | 0 | 0 | -29.1262 | -147.4083 | -183.827 | 0 | 0 | 0 | 0 | -189.2483 | -390.8442 | -716.8727 | -726.0699 | 0.31699 | 0.24286 | 0.24286 | 0 | -59.9894 | -94.921 | -174.1005 | 0
5 | 27 | 15 | 483.8067 | 486.2919 | 491.13 | 495.4019 | 0 | 0 | 0 | 0 | 195.0386 | 230.7406 | 0 | 0 | 0 | 0 | 0 | 0 | 509.8449 | 625.5423 | 1243.6794 | 1287.3927 | 0 | 0 | 0 | 0 | 0 | -12.4968 | -75.7491 | -75.3417 | 0 | 0 | 0 | 0 | -221.0769 | -357.4942 | -676.8003 | -716.6491 | 0.31618 | 0.24027 | 0.2402 | 0.19462 | -69.8999 | -85.8953 | -162.5651 | -139.4742
5 | 27 | 16 | 489.5652 | 494.505 | 502.0828 | 508.7909 | 0 | 0 | 0 | 0 | 187.1092 | 236.6258 | 0 | 0 | 0 | 0 | 0 | 0 | 514.9651 | 585.9164 | 1174.6037 | 1209.2904 | 0 | 0 | 0 | 0 | 0 | -12.8837 | -16.3099 | -41.2843 | 0 | 0 | 0 | 0 | -212.5091 | -315.1535 | -656.211 | -659.2152 | 0.32103 | 0.24715 | 0.22975 | 0.24005 | -68.2208 | -77.8912 | -150.7639 | -158.2436
5 | 27 | 17 | 493.8457 | 501.119 | 511.2545 | 520.1872 | 0 | 0 | 0 | 0 | 186.8632 | 242.7607 | 0 | 0 | 0 | 0 | 0 | 0 | 505.8284 | 508.0299 | 993.9042 | 1015.1377 | 0 | 0 | 0 | 0 | 0 | -2.4459 | -24.1118 | -30.9984 | 0 | 0 | 0 | 0 | -198.8459 | -247.2258 | -458.5378 | -463.952 | 0.39785 | 0.24634 | 0.32048 | 0.23372 | -79.1112 | -60.9023 | -146.9545 | -108.4367
5 | 27 | 18 | 489.4 | 498.8162 | 511.2927 | 522.2936 | 0 | 0 | 0 | 0 | 205.7636 | 266.5316 | 0 | 0 | 0 | 0 | 0 | 0 | 449.5108 | 397.3065 | 777.8899 | 784.4306 | 0 | 0 | 0 | 0 | 0 | -8.5637 | -60.9105 | 17.0221 | 0 | 0 | 0 | 0 | -165.8743 | -156.4582 | -205.6868 | -279.1591 | 0.40002 | 0.33194 | 0.39565 | 0.38633 | -66.3532 | -51.9353 | -81.3798 | -107.8472
5 | 27 | 19 | 485.848 | 496.2704 | 509.8127 | 521.7208 | 0 | 0 | 0 | 0 | 231.0234 | 326.0019 | 0 | 0 | 0 | 0 | 0 | 0 | 385.928 | 250.4462 | 477.1949 | 477.5596 | 0 | 0 | 0 | 0 | 0 | -10.263 | 23.7526 | 196.3663 | 0 | 0 | 0 | 0 | -131.1034 | -69.9147 | 8.8653 | -152.2051 | 0.40291 | 0.40667 | 0.40013 | 0.39254 | -52.8234 | -28.4325 | 3.5473 | -59.7459
5 | 27 | 20 | 509.991 | 521.5756 | 536.3959 | 549.3072 | 0 | 0 | 0 | 0 | 234.9214 | 350.5477 | 0 | 0 | 0 | 0 | 0 | 0 | 368.6073 | 187.0227 | 307.1657 | 307.166 | 0 | 0 | 0 | 0 | 0 | 16.8514 | 21.8156 | 126.3525 | 0 | 0 | 0 | 0 | -93.5378 | -32.8461 | 207.4147 | 115.7887 | 0.40427 | 0.42028 | 0.41111 | 0.39531 | -37.8148 | -13.8046 | 85.271 | 45.7722
5 | 27 | 21 | 503.7546 | 515.605 | 530.5926 | 543.5354 | 0 | 0 | 0 | 0 | 233.3297 | 358.2836 | 0 | 0 | 0 | 0 | 0 | 0 | 362.6081 | 185.2278 | 330.4121 | 330.4121 | 0 | 0 | 0 | 0 | 0 | 12.2302 | 152.6472 | 250.2495 | 0 | 0 | 0 | 0 | -92.1833 | -40.1366 | 47.5333 | -37.1262 | 0.40188 | 0.40772 | 0.40034 | 0.39234 | -37.0466 | -16.3644 | 19.0294 | -14.5659
5 | 27 | 22 | 478.0427 | 490.1545 | 505.3021 | 518.3694 | 0 | 0 | 0 | 0 | 227.7708 | 354.3898 | 0 | 0 | 0 | 0 | 0 | 0 | 349.3148 | 172.4576 | 336.5172 | 336.5172 | 0 | 0 | 0 | 0 | 0 | 7.1076 | 94.2718 | 83.2726 | 0 | 0 | 0 | 0 | -99.0428 | -43.8005 | 74.5131 | 98.5795 | 0.39659 | 0.40366 | 0.39544 | 0.38685 | -39.2794 | -17.6804 | 29.4652 | 38.1353
5 | 27 | 23 | 438.13 | 449.3391 | 463.3053 | 475.3113 | 0 | 0 | 0 | 0 | 191.3134 | 348.2092 | 0 | 0 | 0 | 0 | 0 | 0 | 308.6004 | 117.2909 | 272.4237 | 272.4237 | 0 | 0 | 0 | 0 | 0 | 21.5053 | 88.229 | 285.3362 | 0 | 0 | 0 | 0 | -61.7838 | -37.6662 | 102.6526 | -82.4485 | 0.39616 | 0.40557 | 0.39781 | 0.38169 | -24.4761 | -15.2762 | 40.8357 | -31.4699
5 | 27 | 24 | 404.3201 | 412.9571 | 423.8991 | 433.1765 | 0 | 0 | 0 | 0 | 183.7126 | 343.8879 | 0 | 0 | 0 | 0 | 0 | 0 | 307.1099 | 112.29 | 260.081 | 260.081 | 0 | 0 | 0 | 0 | 0 | 32.5061 | 201.1252 | 62.95 | 0 | 0 | 0 | 0 | -86.5024 | -75.7269 | -37.3071 | 110.1455 | 0.39155 | 0.40913 | 0.40018 | 0.37917 | -33.8699 | -30.9824 | -14.9297 | 41.7642
5 | 28 | 1 | 383.6538 | 389.791 | 397.8093 | 404.4054 | 0 | 0 | 0 | 0 | 167.5466 | 363.4488 | 0 | 0 | 0 | 0 | 0 | 0 | 322.3018 | 125.173 | 256.141 | 256.141 | 0 | 0 | 0 | 0 | 0 | 18.0917 | 149.9371 | 102.5612 | 0 | 0 | 0 | 0 | -106.1946 | -116.9226 | -8.2688 | 45.7031 | 0.39346 | 0.40712 | 0.39915 | 0.37525 | -41.7833 | -47.6016 | -3.3005 | 17.1502
5 | 28 | 2 | 370.406 | 374.4342 | 380.0809 | 384.5912 | 0 | 0 | 0 | 0 | 169.5884 | 363.6366 | 0 | 0 | 0 | 0 | 0 | 0 | 309.9292 | 119.9165 | 246.951 | 246.951 | 0 | 0 | 0 | 0 | 0 | 19.374 | 95.8875 | 3.6758 | 0 | 0 | 0 | 0 | -109.1116 | -128.4928 | 37.2424 | 133.9644 | 0.39324 | 0.40518 | 0.39871 | 0.37205 | -42.9071 | -52.0632 | 14.8487 | 49.8409
5 | 28 | 3 | 363.0232 | 365.2251 | 368.8454 | 371.5854 | 0 | 0 | 0 | 0 | 164.1621 | 322.2327 | 0 | 0 | 0 | 0 | 0 | 0 | 294.4588 | 120.7112 | 246.8041 | 246.8041 | 0 | 0 | 0 | 0 | 0 | 44.3315 | 127.8857 | 33.7226 | 0 | 0 | 0 | 0 | -95.5977 | -122.0503 | -5.8444 | 91.0587 | 0.40479 | 0.40648 | 0.39859 | 0.37175 | -38.6972 | -49.6109 | -2.3295 | 33.851
5 | 28 | 4 | 367.6488 | 368.1443 | 369.8914 | 370.9579 | 0 | 0 | 0 | 0 | 169.9389 | 331.1149 | 0 | 0 | 0 | 0 | 0 | 0 | 270.1265 | 123.4943 | 257.4702 | 257.4702 | 0 | 0 | 0 | 0 | 0 | 40.6733 | 124.9672 | 25.7226 | 0 | 0 | 0 | 0 | -72.4166 | -127.1382 | -12.5461 | 87.7651 | 0.39239 | 0.40724 | 0.39885 | 0.37249 | -28.4157 | -51.7756 | -5.0039 | 32.6917
5 | 28 | 5 | 374.6407 | 373.744 | 373.979 | 373.6972 | 0 | 0 | 0 | 0 | 181.5786 | 344.1276 | 0 | 0 | 0 | 0 | 0 | 0 | 241.0448 | 123.9679 | 256.6287 | 256.6293 | 0 | 0 | 0 | 0 | 0 | 50.9046 | 219.7034 | -51.3845 | 0 | 0 | 0 | 0 | -47.9828 | -145.2562 | -102.3532 | 168.4524 | 0.39799 | 0.40903 | 0.40099 | 0.37782 | -19.0968 | -59.4138 | -41.0427 | 63.6455
5 | 28 | 6 | 372.5049 | 369.102 | 366.6133 | 363.9743 | 0 | 0 | 0 | 0 | 206.0155 | 314.3531 | 0 | 0 | 0 | 0 | 0 | 0 | 220.4232 | 178.532 | 392.4309 | 392.8526 | 0 | 0 | 0 | 0 | 0 | -8.7164 | -0.60152 | -49.818 | 0 | 0 | 0 | 0 | -53.9338 | -115.0666 | -25.2161 | 20.9397 | 0.39817 | 0.40695 | 0.39923 | 0.37497 | -21.4747 | -46.8264 | -10.0671 | 7.8517
5 | 28 | 7 | 385.6809 | 381.2278 | 377.8339 | 374.6269 | 0 | 0 | 0 | 0 | 187.6483 | 253.1563 | 0 | 0 | 0 | 0 | 0 | 0 | 225.4969 | 264.8864 | 617.6209 | 620.5081 | 0 | 0 | 0 | 0 | 0 | -12.4029 | -12.6021 | -0.84143 | 0 | 0 | 0 | 0 | -27.4643 | -124.412 | -227.1849 | -245.0398 | 0.39621 | 0.33259 | 0.32125 | 0.38231 | -10.8816 | -41.3783 | -72.9822 | -93.6822
5 | 28 | 8 | 411.5486 | 407.229 | 404.4725 | 402.2836 | 0 | 0 | 0 | 0 | 177.0519 | 248.1555 | 0 | 0 | 0 | 0 | 0 | 0 | 293.5465 | 404.5042 | 844.8125 | 861.45 | 0 | 0 | 0 | 0 | 0 | -15.1946 | -54.207 | -9.6456 | 0 | 0 | 0 | 0 | -59.0497 | -230.2362 | -386.133 | -449.5209 | 0.38794 | 0.32023 | 0.31429 | 0.32105 | -22.9075 | -73.7297 | -121.3563 | -144.3188
5 | 28 | 9 | 444.8434 | 442.3418 | 442.0941 | 442.5605 | 0 | 0 | 0 | 0 | 174.073 | 235.1265 | 0 | 0 | 0 | 0 | 0 | 0 | 372.3664 | 527.6468 | 988.813 | 1019.0082 | 0 | 0 | 0 | 0 | 0 | -47.9535 | -90.9648 | -102.282 | 0 | 0 | 0 | 0 | -101.596 | -272.4779 | -455.7541 | -474.1657 | 0.39364 | 0.24286 | 0.23968 | 0 | -39.9923 | -66.1744 | -109.2329 | 0
5 | 28 | 10 | 472.7167 | 471.1113 | 471.9143 | 473.2429 | 0 | 0 | 0 | 0 | 170.6432 | 226.2031 | 0 | 0 | 0 | 0 | 0 | 0 | 407.4865 | 602.5872 | 1099.2139 | 1139.9964 | 0 | 0 | 0 | 0 | 0 | -57.3335 | -436.8263 | -314.5536 | 0 | 0 | 0 | 0 | -105.413 | -300.3455 | -190.4733 | -352.2 | 0.31441 | 0.24286 | 0.24286 | 0 | -33.1432 | -72.9424 | -46.2586 | 0
5 | 28 | 11 | 482.1944 | 481.1986 | 482.4478 | 483.851 | 0 | 0 | 0 | 0 | 183.1522 | 227.4007 | 0 | 0 | 0 | 0 | 0 | 0 | 422.6243 | 633.9679 | 1148.4958 | 1195.4363 | 0 | 0 | 0 | 0 | 0 | -59.5276 | -348.255 | -339.1286 | 0 | 0 | 0 | 0 | -123.5821 | -320.6424 | -317.793 | -372.4567 | 0.31687 | 0.24286 | 0.24286 | 0 | -39.1592 | -77.8717 | -77.1795 | 0
5 | 28 | 12 | 489.5725 | 489.1297 | 490.8201 | 492.3728 | 0 | 0 | 0 | 0 | 168.9277 | 219.8005 | 0 | 0 | 0 | 0 | 0 | 0 | 428.6139 | 659.3724 | 1179.0415 | 1229.2645 | 0 | 0 | 0 | 0 | 0 | -48.9277 | -348.3152 | -346.6391 | 0 | 0 | 0 | 0 | -107.969 | -341.1155 | -339.9062 | -390.2526 | 0.30984 | 0.24286 | 0.24286 | 0 | -33.4528 | -82.8438 | -82.55 | 0
5 | 28 | 13 | 496.1871 | 497.1863 | 500.4242 | 503.2616 | 0 | 0 | 0 | 0 | 163.0179 | 227.7766 | 0 | 0 | 0 | 0 | 0 | 0 | 424.1152 | 666.4438 | 1197.0028 | 1247.9472 | 0 | 0 | 0 | 0 | 0 | -42.2191 | -328.1206 | -315.6726 | 0 | 0 | 0 | 0 | -90.9459 | -354.8149 | -368.4581 | -429.0131 | 0.31489 | 0.24286 | 0.24286 | 0 | -28.638 | -86.1709 | -89.4842 | 0
5 | 28 | 14 | 503.3166 | 505.5516 | 510.2081 | 514.3325 | 0 | 0 | 0 | 0 | 171.4691 | 230.1286 | 0 | 0 | 0 | 0 | 0 | 0 | 435.8161 | 689.4414 | 1228.7496 | 1277.1535 | 0 | 0 | 0 | 0 | 0 | -29.1262 | -147.4083 | -183.827 | 0 | 0 | 0 | 0 | -103.9686 | -384.8922 | -571.1332 | -578.9939 | 0.31699 | 0.24286 | 0.24286 | 0 | -32.9568 | -93.4755 | -138.7061 | 0
5 | 28 | 15 | 510.2386 | 513.5891 | 519.4762 | 524.6557 | 0 | 0 | 0 | 0 | 195.0386 | 230.7406 | 0 | 0 | 0 | 0 | 0 | 0 | 449.8727 | 682.9193 | 1209.6332 | 1253.0594 | 0 | 0 | 0 | 0 | 0 | -12.4968 | -75.7491 | -75.3417 | 0 | 0 | 0 | 0 | -134.6727 | -387.574 | -614.4078 | -653.0619 | 0.31618 | 0.24027 | 0.2402 | 0.19462 | -42.5807 | -93.1226 | -147.5787 | -127.0988
5 | 28 | 16 | 517.5381 | 523.3936 | 532.0816 | 539.7503 | 0 | 0 | 0 | 0 | 187.1092 | 236.6258 | 0 | 0 | 0 | 0 | 0 | 0 | 441.7176 | 620.7527 | 1128.8607 | 1163.5654 | 0 | 0 | 0 | 0 | 0 | -12.8837 | -16.3099 | -41.2843 | 0 | 0 | 0 | 0 | -111.2888 | -321.1012 | -580.4692 | -582.5309 | 0.32103 | 0.24715 | 0.22975 | 0.24005 | -35.7265 | -79.3612 | -133.3623 | -139.8357
5 | 28 | 17 | 521.0934 | 529.2586 | 540.4756 | 550.344 | 0 | 0 | 0 | 0 | 186.8632 | 242.7607 | 0 | 0 | 0 | 0 | 0 | 0 | 411.8636 | 529.193 | 1015.8968 | 1037.6432 | 0 | 0 | 0 | 0 | 0 | -2.4459 | -24.1118 | -30.9984 | 0 | 0 | 0 | 0 | -77.6334 | -240.2491 | -451.3093 | -456.3008 | 0.39785 | 0.24634 | 0.32048 | 0.23372 | -30.8866 | -59.1836 | -144.6379 | -106.6484
5 | 28 | 18 | 517.3729 | 527.7047 | 541.2915 | 553.253 | 0 | 0 | 0 | 0 | 205.7636 | 266.5316 | 0 | 0 | 0 | 0 | 0 | 0 | 319.0133 | 357.3238 | 783.3504 | 790.1522 | 0 | 0 | 0 | 0 | 0 | -8.5637 | -60.9105 | 17.0221 | 0 | 0 | 0 | 0 | -7.404 | -87.5869 | -181.1484 | -253.9213 | 0.40002 | 0.33194 | 0.39565 | 0.38633 | -2.9618 | -29.0739 | -71.6712 | -98.0971
5 | 28 | 19 | 514.3103 | 525.6644 | 540.3365 | 553.2218 | 0 | 0 | 0 | 0 | 231.0234 | 326.0019 | 0 | 0 | 0 | 0 | 0 | 0 | 242.8614 | 199.3683 | 520.3418 | 520.7017 | 0 | 0 | 0 | 0 | 0 | -10.263 | 23.7526 | 196.3663 | 0 | 0 | 0 | 0 | 40.4255 | 10.5572 | -3.7579 | -163.8461 | 0.40291 | 0.40667 | 0.40013 | 0.39254 | 16.288 | 4.2934 | -1.5037 | -64.3154
5 | 28 | 20 | 541.5715 | 554.1899 | 570.2637 | 584.2593 | 0 | 0 | 0 | 0 | 234.9214 | 350.5477 | 0 | 0 | 0 | 0 | 0 | 0 | 235.1815 | 167.9791 | 371.54 | 371.5403 | 0 | 0 | 0 | 0 | 0 | 16.8514 | 21.8156 | 126.3525 | 0 | 0 | 0 | 0 | 71.4686 | 18.8118 | 176.9081 | 86.3665 | 0.40427 | 0.42028 | 0.41111 | 0.39531 | 28.8928 | 7.9062 | 72.7293 | 34.1413
5 | 28 | 21 | 526.4157 | 539.0079 | 554.895 | 568.6159 | 0 | 0 | 0 | 0 | 233.3297 | 358.2836 | 0 | 0 | 0 | 0 | 0 | 0 | 224.3907 | 178.6109 | 404.2766 | 404.2766 | 0 | 0 | 0 | 0 | 0 | 12.2302 | 152.6472 | 250.2495 | 0 | 0 | 0 | 0 | 68.6952 | -10.1168 | -2.0288 | -85.9102 | 0.40188 | 0.40772 | 0.40034 | 0.39234 | 27.6073 | -4.1248 | -0.81222 | -33.7056
5 | 28 | 22 | 487.1616 | 499.5718 | 515.0814 | 528.4617 | 0 | 0 | 0 | 0 | 227.7708 | 354.3898 | 0 | 0 | 0 | 0 | 0 | 0 | 176.9256 | 144.9413 | 400.8025 | 400.8025 | 0 | 0 | 0 | 0 | 0 | 7.1076 | 94.2718 | 83.2726 | 0 | 0 | 0 | 0 | 82.4652 | -6.8669 | 20.0071 | 44.3866 | 0.39659 | 0.40366 | 0.39544 | 0.38685 | 32.7049 | -2.7719 | 7.9115 | 17.1709
5 | 28 | 23 | 437.3505 | 448.534 | 462.4693 | 474.4485 | 0 | 0 | 0 | 0 | 191.3134 | 348.2092 | 0 | 0 | 0 | 0 | 0 | 0 | 200.2138 | 152.4717 | 389.8405 | 389.8405 | 0 | 0 | 0 | 0 | 0 | 21.5053 | 88.229 | 285.3362 | 0 | 0 | 0 | 0 | 45.8233 | -73.6521 | -15.6002 | -200.7281 | 0.39616 | 0.40557 | 0.39781 | 0.38169 | 18.1532 | -29.871 | -6.2058 | -76.6162
5 | 28 | 24 | 403.1961 | 411.7964 | 422.6937 | 431.9325 | 0 | 0 | 0 | 0 | 183.7126 | 343.8879 | 0 | 0 | 0 | 0 | 0 | 0 | 243.557 | 189.0677 | 400.2802 | 400.2802 | 0 | 0 | 0 | 0 | 0 | 32.5061 | 201.1252 | 62.95 | 0 | 0 | 0 | 0 | -24.0735 | -153.6653 | -178.7118 | -31.2978 | 0.39155 | 0.40913 | 0.40018 | 0.37917 | -9.4259 | -62.8695 | -71.5176 | -11.8673
5 | 29 | 1 | 383.817 | 389.9595 | 397.9843 | 404.5859 | 0 | 0 | 0 | 0 | 167.5466 | 363.4488 | 0 | 0 | 0 | 0 | 0 | 0 | 230.0419 | 197.4813 | 433.4745 | 433.4745 | 0 | 0 | 0 | 0 | 0 | 18.0917 | 149.9371 | 102.5612 | 0 | 0 | 0 | 0 | -13.7715 | -189.0623 | -185.4274 | -131.4498 | 0.39346 | 0.40712 | 0.39915 | 0.37525 | -5.4185 | -76.9712 | -74.0128 | -49.3268
5 | 29 | 2 | 373.2522 | 377.3736 | 383.1333 | 387.7413 | 0 | 0 | 0 | 0 | 169.5884 | 363.6366 | 0 | 0 | 0 | 0 | 0 | 0 | 210.0061 | 198.1858 | 455.7222 | 455.7222 | 0 | 0 | 0 | 0 | 0 | 19.374 | 95.8875 | 3.6758 | 0 | 0 | 0 | 0 | -6.3422 | -203.8227 | -168.4764 | -71.6567 | 0.39324 | 0.40518 | 0.39871 | 0.37205 | -2.494 | -82.5857 | -67.1724 | -26.6596
5 | 29 | 3 | 369.5677 | 371.9838 | 375.864 | 378.8286 | 0 | 0 | 0 | 0 | 164.1621 | 322.2327 | 0 | 0 | 0 | 0 | 0 | 0 | 193.3825 | 173.5507 | 424.3846 | 424.3846 | 0 | 0 | 0 | 0 | 0 | 44.3315 | 127.8857 | 33.7226 | 0 | 0 | 0 | 0 | 12.0231 | -168.131 | -176.4064 | -79.2786 | 0.40479 | 0.40648 | 0.39859 | 0.37175 | 4.8669 | -68.3418 | -70.3144 | -29.4717
5 | 29 | 4 | 378.1816 | 379.0219 | 381.1871 | 382.6153 | 0 | 0 | 0 | 0 | 169.9389 | 331.1149 | 0 | 0 | 0 | 0 | 0 | 0 | 181.4188 | 165.2075 | 423.3588 | 423.3588 | 0 | 0 | 0 | 0 | 0 | 40.6733 | 124.9672 | 25.7226 | 0 | 0 | 0 | 0 | 26.824 | -157.9738 | -167.1389 | -66.4661 | 0.39239 | 0.40724 | 0.39885 | 0.37249 | 10.5255 | -64.3331 | -66.6626 | -24.758
5 | 29 | 5 | 405.0247 | 405.1226 | 406.5636 | 407.3251 | 0 | 0 | 0 | 0 | 181.5786 | 344.1276 | 0 | 0 | 0 | 0 | 0 | 0 | 166.483 | 162.5143 | 426.7741 | 426.7747 | 0 | 0 | 0 | 0 | 0 | 50.9046 | 219.7034 | -51.3845 | 0 | 0 | 0 | 0 | 56.963 | -152.4239 | -239.914 | 31.9349 | 0.39799 | 0.40903 | 0.40099 | 0.37782 | 22.6709 | -62.3456 | -96.2033 | 12.0658
5 | 29 | 6 | 441.0321 | 439.8724 | 440.1036 | 439.8177 | 0 | 0 | 0 | 0 | 206.0155 | 314.3531 | 0 | 0 | 0 | 0 | 0 | 0 | 161.8655 | 205.3133 | 559.4336 | 559.8712 | 0 | 0 | 0 | 0 | 0 | -8.7164 | -0.60152 | -49.818 | 0 | 0 | 0 | 0 | 73.1511 | -71.0775 | -118.7285 | -70.2355 | 0.39817 | 0.40695 | 0.39923 | 0.37497 | 29.1264 | -28.925 | -47.4001 | -26.3361
5 | 29 | 7 | 486.4413 | 485.2865 | 485.8919 | 486.1447 | 0 | 0 | 0 | 0 | 187.6483 | 253.1563 | 0 | 0 | 0 | 0 | 0 | 0 | 170.7895 | 277.6219 | 794.4149 | 797.1855 | 0 | 0 | 0 | 0 | 0 | -12.4029 | -12.6021 | -0.84143 | 0 | 0 | 0 | 0 | 128.0035 | -33.0888 | -295.9209 | -310.1994 | 0.39621 | 0.33259 | 0.32125 | 0.38231 | 50.716 | -11.005 | -95.0633 | -118.5937
5 | 29 | 8 | 515.0827 | 514.1522 | 515.5051 | 516.8713 | 0 | 0 | 0 | 0 | 177.0519 | 248.1555 | 0 | 0 | 0 | 0 | 0 | 0 | 227.6249 | 398.2901 | 989.4011 | 1006.1208 | 0 | 0 | 0 | 0 | 0 | -15.1946 | -54.207 | -9.6456 | 0 | 0 | 0 | 0 | 110.406 | -117.0988 | -419.689 | -479.6039 | 0.38794 | 0.32023 | 0.31429 | 0.32105 | 42.8304 | -37.4991 | -131.9025 | -153.977
5 | 29 | 9 | 534.7627 | 535.2046 | 538.5258 | 542.0798 | 0 | 0 | 0 | 0 | 174.073 | 235.1265 | 0 | 0 | 0 | 0 | 0 | 0 | 269.5712 | 495.3409 | 1105.8049 | 1136.0539 | 0 | 0 | 0 | 0 | 0 | -47.9535 | -90.9648 | -102.282 | 0 | 0 | 0 | 0 | 91.1185 | -147.3093 | -476.3143 | -491.6921 | 0.39364 | 0.24286 | 0.23968 | 0 | 35.8679 | -35.7757 | -114.1607 | 0
5 | 29 | 10 | 553.2453 | 554.2759 | 558.2752 | 562.3688 | 0 | 0 | 0 | 0 | 170.6432 | 226.2031 | 0 | 0 | 0 | 0 | 0 | 0 | 297.4563 | 552.7051 | 1167.6935 | 1207.5849 | 0 | 0 | 0 | 0 | 0 | -57.3335 | -436.8263 | -314.5536 | 0 | 0 | 0 | 0 | 85.1458 | -167.2988 | -172.5921 | -330.6625 | 0.31441 | 0.24286 | 0.24286 | 0 | 26.771 | -40.6304 | -41.9159 | 0
5 | 29 | 11 | 565.2066 | 566.9282 | 571.4722 | 575.7258 | 0 | 0 | 0 | 0 | 183.1522 | 227.4007 | 0 | 0 | 0 | 0 | 0 | 0 | 325.3526 | 588.6282 | 1211.6523 | 1257.5099 | 0 | 0 | 0 | 0 | 0 | -59.5276 | -348.255 | -339.1286 | 0 | 0 | 0 | 0 | 56.7017 | -189.5731 | -291.9251 | -342.6555 | 0.31687 | 0.24286 | 0.24286 | 0 | 17.967 | -46.04 | -70.8972 | 0
5 | 29 | 12 | 572.0046 | 574.2602 | 579.2223 | 583.6055 | 0 | 0 | 0 | 0 | 168.9277 | 219.8005 | 0 | 0 | 0 | 0 | 0 | 0 | 338.3015 | 607.7066 | 1271.8427 | 1321.3576 | 0 | 0 | 0 | 0 | 0 | -48.9277 | -348.3152 | -346.6391 | 0 | 0 | 0 | 0 | 64.7755 | -204.3192 | -344.3051 | -391.1131 | 0.30984 | 0.24286 | 0.24286 | 0 | 20.0699 | -49.6213 | -83.6183 | 0
5 | 29 | 13 | 583.6953 | 587.559 | 594.2702 | 600.1124 | 0 | 0 | 0 | 0 | 163.0179 | 227.7766 | 0 | 0 | 0 | 0 | 0 | 0 | 340.5893 | 620.8044 | 1340.1175 | 1390.8971 | 0 | 0 | 0 | 0 | 0 | -42.2191 | -328.1206 | -315.6726 | 0 | 0 | 0 | 0 | 80.0881 | -218.8029 | -417.7267 | -475.1122 | 0.31489 | 0.24286 | 0.24286 | 0 | 25.219 | -53.1388 | -101.4496 | 0
5 | 29 | 14 | 590.988 | 596.0928 | 604.229 | 611.3639 | 0 | 0 | 0 | 0 | 171.4691 | 230.1286 | 0 | 0 | 0 | 0 | 0 | 0 | 336.8306 | 616.427 | 1346.8094 | 1395.4077 | 0 | 0 | 0 | 0 | 0 | -29.1262 | -147.4083 | -183.827 | 0 | 0 | 0 | 0 | 82.6882 | -221.3367 | -595.1721 | -600.2168 | 0.31699 | 0.24286 | 0.24286 | 0 | 26.2111 | -53.7542 | -144.5442 | 0
5 | 29 | 15 | 595.4263 | 601.5653 | 610.8336 | 618.9383 | 0 | 0 | 0 | 0 | 195.0386 | 230.7406 | 0 | 0 | 0 | 0 | 0 | 0 | 331.374 | 589.4483 | 1326.7825 | 1370.2939 | 0 | 0 | 0 | 0 | 0 | -12.4968 | -75.7491 | -75.3417 | 0 | 0 | 0 | 0 | 69.0136 | -206.1268 | -640.1997 | -676.0139 | 0.31618 | 0.24027 | 0.2402 | 0.19462 | 21.8207 | -49.5262 | -153.7738 | -131.5657
5 | 29 | 16 | 594.1508 | 602.5141 | 614.243 | 624.5424 | 0 | 0 | 0 | 0 | 187.1092 | 236.6258 | 0 | 0 | 0 | 0 | 0 | 0 | 311.5468 | 546.8792 | 1294.5581 | 1329.2821 | 0 | 0 | 0 | 0 | 0 | -12.8837 | -16.3099 | -41.2843 | 0 | 0 | 0 | 0 | 95.4947 | -168.1072 | -664.0052 | -663.4554 | 0.32103 | 0.24715 | 0.22975 | 0.24005 | 30.6562 | -41.5482 | -152.5546 | -159.2615
5 | 29 | 17 | 583.7287 | 593.9443 | 607.6473 | 619.6665 | 0 | 0 | 0 | 0 | 186.8632 | 242.7607 | 0 | 0 | 0 | 0 | 0 | 0 | 290.8228 | 475.7218 | 1182.2306 | 1204.3552 | 0 | 0 | 0 | 0 | 0 | -2.4459 | -24.1118 | -30.9984 | 0 | 0 | 0 | 0 | 106.0428 | -122.0923 | -550.4714 | -553.6904 | 0.39785 | 0.24634 | 0.32048 | 0.23372 | 42.1893 | -30.0766 | -176.4178 | -129.4107
5 | 29 | 18 | 571.1251 | 583.2164 | 598.9367 | 612.7439 | 0 | 0 | 0 | 0 | 205.7636 | 266.5316 | 0 | 0 | 0 | 0 | 0 | 0 | 251.5819 | 343.6752 | 875.4522 | 882.4154 | 0 | 0 | 0 | 0 | 0 | -8.5637 | -60.9105 | 17.0221 | 0 | 0 | 0 | 0 | 113.7796 | -18.4267 | -215.6051 | -286.6936 | 0.40002 | 0.33194 | 0.39565 | 0.38633 | 45.5142 | -6.1166 | -85.304 | -110.758
5 | 29 | 19 | 558.708 | 571.5154 | 587.9497 | 602.3595 | 0 | 0 | 0 | 0 | 231.0234 | 326.0019 | 0 | 0 | 0 | 0 | 0 | 0 | 237.9021 | 237.9149 | 611.0196 | 611.429 | 0 | 0 | 0 | 0 | 0 | -10.263 | 23.7526 | 196.3663 | 0 | 0 | 0 | 0 | 89.7824 | 17.8616 | -46.8225 | -205.4357 | 0.40291 | 0.40667 | 0.40013 | 0.39254 | 36.1746 | 7.2639 | -18.7353 | -80.6407
5 | 29 | 20 | 583.5761 | 597.5696 | 615.3106 | 630.7485 | 0 | 0 | 0 | 0 | 234.9214 | 350.5477 | 0 | 0 | 0 | 0 | 0 | 0 | 239.7099 | 204.3956 | 460.4942 | 460.4946 | 0 | 0 | 0 | 0 | 0 | 16.8514 | 21.8156 | 126.3525 | 0 | 0 | 0 | 0 | 108.9449 | 25.7749 | 133.0007 | 43.9014 | 0.40427 | 0.42028 | 0.41111 | 0.39531 | 44.0435 | 10.8327 | 54.6784 | 17.3546
5 | 29 | 21 | 563.1267 | 576.9206 | 594.2648 | 609.2463 | 0 | 0 | 0 | 0 | 233.3297 | 358.2836 | 0 | 0 | 0 | 0 | 0 | 0 | 237.7677 | 198.645 | 465.7474 | 465.7474 | 0 | 0 | 0 | 0 | 0 | 12.2302 | 152.6472 | 250.2495 | 0 | 0 | 0 | 0 | 92.0293 | 7.7618 | -24.1298 | -106.7506 | 0.40188 | 0.40772 | 0.40034 | 0.39234 | 36.9848 | 3.1646 | -9.6601 | -41.882
5 | 29 | 22 | 511.1461 | 524.3414 | 540.803 | 555.0069 | 0 | 0 | 0 | 0 | 227.7708 | 354.3898 | 0 | 0 | 0 | 0 | 0 | 0 | 213.1245 | 191.0364 | 475.6597 | 475.6597 | 0 | 0 | 0 | 0 | 0 | 7.1076 | 94.2718 | 83.2726 | 0 | 0 | 0 | 0 | 70.2508 | -28.1924 | -29.1285 | -3.9255 | 0.39659 | 0.40366 | 0.39544 | 0.38685 | 27.8607 | -11.38 | -11.5185 | -1.5186
5 | 29 | 23 | 460.4648 | 472.405 | 487.2577 | 500.0306 | 0 | 0 | 0 | 0 | 191.3134 | 348.2092 | 0 | 0 | 0 | 0 | 0 | 0 | 155.5641 | 166.3448 | 480.4823 | 480.4823 | 0 | 0 | 0 | 0 | 0 | 21.5053 | 88.229 | 285.3362 | 0 | 0 | 0 | 0 | 113.5872 | -63.6542 | -81.4536 | -265.7879 | 0.39616 | 0.40557 | 0.39781 | 0.38169 | 44.9983 | -25.8161 | -32.4027 | -101.4489
5 | 29 | 24 | 423.4461 | 432.7092 | 444.4103 | 454.3444 | 0 | 0 | 0 | 0 | 183.7126 | 343.8879 | 0 | 0 | 0 | 0 | 0 | 0 | 128.332 | 153.6332 | 473.1061 | 473.1061 | 0 | 0 | 0 | 0 | 0 | 32.5061 | 201.1252 | 62.95 | 0 | 0 | 0 | 0 | 111.4015 | -97.318 | -229.8211 | -81.7117 | 0.39155 | 0.40913 | 0.40018 | 0.37917 | 43.6191 | -39.816 | -91.9707 | -30.9829
5 | 30 | 1 | 402.7254 | 409.4869 | 418.2622 | 425.5131 | 0 | 0 | 0 | 0 | 167.5466 | 363.4488 | 0 | 0 | 0 | 0 | 0 | 0 | 112.4895 | 145.2781 | 472.3482 | 472.3482 | 0 | 0 | 0 | 0 | 0 | 18.0917 | 149.9371 | 102.5612 | 0 | 0 | 0 | 0 | 122.6893 | -117.3317 | -204.0232 | -149.3963 | 0.39346 | 0.40712 | 0.39915 | 0.37525 | 48.2733 | -47.7682 | -81.4352 | -56.0612
5 | 30 | 2 | 391.1998 | 395.9087 | 402.3808 | 407.6051 | 0 | 0 | 0 | 0 | 169.5884 | 363.6366 | 0 | 0 | 0 | 0 | 0 | 0 | 95.7811 | 121.7753 | 446.2153 | 446.2153 | 0 | 0 | 0 | 0 | 0 | 19.374 | 95.8875 | 3.6758 | 0 | 0 | 0 | 0 | 125.8303 | -108.8771 | -139.7221 | -42.2861 | 0.39324 | 0.40518 | 0.39871 | 0.37205 | 49.4816 | -44.1152 | -55.7079 | -15.7324
5 | 30 | 3 | 384.6872 | 387.5983 | 392.0785 | 395.5623 | 0 | 0 | 0 | 0 | 164.1621 | 322.2327 | 0 | 0 | 0 | 0 | 0 | 0 | 81.5178 | 85.344 | 392.9733 | 392.9733 | 0 | 0 | 0 | 0 | 0 | 44.3315 | 127.8857 | 33.7226 | 0 | 0 | 0 | 0 | 139.0073 | -64.3099 | -128.7806 | -31.1336 | 0.40479 | 0.40648 | 0.39859 | 0.37175 | 56.2691 | -26.1406 | -51.331 | -11.5739
5 | 30 | 4 | 391.9777 | 393.2696 | 395.9824 | 397.8843 | 0 | 0 | 0 | 0 | 169.9389 | 331.1149 | 0 | 0 | 0 | 0 | 0 | 0 | 70.898 | 74.3008 | 379.1664 | 379.1664 | 0 | 0 | 0 | 0 | 0 | 40.6733 | 124.9672 | 25.7226 | 0 | 0 | 0 | 0 | 151.1409 | -52.8193 | -108.1512 | -7.0047 | 0.39239 | 0.40724 | 0.39885 | 0.37249 | 59.3065 | -21.5101 | -43.1356 | -2.6092
5 | 30 | 5 | 413.1827 | 413.5477 | 415.3124 | 416.3541 | 0 | 0 | 0 | 0 | 181.5786 | 344.1276 | 0 | 0 | 0 | 0 | 0 | 0 | 59.4789 | 62.5544 | 362.2553 | 362.2559 | 0 | 0 | 0 | 0 | 0 | 50.9046 | 219.7034 | -51.3845 | 0 | 0 | 0 | 0 | 172.1251 | -44.0389 | -166.6463 | 105.4827 | 0.39799 | 0.40903 | 0.40099 | 0.37782 | 68.5047 | -18.0131 | -66.8237 | 39.854
5 | 30 | 6 | 440.452 | 439.2733 | 439.4815 | 439.1756 | 0 | 0 | 0 | 0 | 206.0155 | 314.3531 | 0 | 0 | 0 | 0 | 0 | 0 | 76.6373 | 112.2594 | 466.5669 | 467.0076 | 0 | 0 | 0 | 0 | 0 | -8.7164 | -0.60152 | -49.818 | 0 | 0 | 0 | 0 | 157.7992 | 21.3772 | -26.4839 | 21.986 | 0.39817 | 0.40695 | 0.39923 | 0.37497 | 62.8305 | 8.6995 | -10.5732 | 8.2441
5 | 30 | 7 | 484.1389 | 482.9087 | 483.4227 | 483.5966 | 0 | 0 | 0 | 0 | 187.6483 | 253.1563 | 0 | 0 | 0 | 0 | 0 | 0 | 115.0397 | 216.0857 | 708.8103 | 711.6984 | 0 | 0 | 0 | 0 | 0 | -12.4029 | -12.6021 | -0.84143 | 0 | 0 | 0 | 0 | 181.451 | 26.0696 | -212.7854 | -227.2604 | 0.39621 | 0.33259 | 0.32125 | 0.38231 | 71.8923 | 8.6705 | -68.3564 | -86.8849
5 | 30 | 8 | 508.7014 | 507.5619 | 508.6616 | 509.8086 | 0 | 0 | 0 | 0 | 177.0519 | 248.1555 | 0 | 0 | 0 | 0 | 0 | 0 | 175.9182 | 349.5251 | 944.3627 | 960.9583 | 0 | 0 | 0 | 0 | 0 | -15.1946 | -54.207 | -9.6456 | 0 | 0 | 0 | 0 | 155.7313 | -74.9241 | -381.4941 | -441.5041 | 0.38794 | 0.32023 | 0.31429 | 0.32105 | 60.4137 | -23.9933 | -119.8984 | -141.745
5 | 30 | 9 | 529.9404 | 530.2244 | 533.3543 | 536.7427 | 0 | 0 | 0 | 0 | 174.073 | 235.1265 | 0 | 0 | 0 | 0 | 0 | 0 | 226.4635 | 449.0691 | 1083.7409 | 1113.7828 | 0 | 0 | 0 | 0 | 0 | -47.9535 | -90.9648 | -102.282 | 0 | 0 | 0 | 0 | 129.404 | -106.0176 | -459.4218 | -474.7581 | 0.39364 | 0.24286 | 0.23968 | 0 | 50.9386 | -25.7476 | -110.112 | 0
5 | 30 | 10 | 548.4049 | 549.277 | 553.0842 | 557.0117 | 0 | 0 | 0 | 0 | 170.6432 | 226.2031 | 0 | 0 | 0 | 0 | 0 | 0 | 262.0609 | 511.9007 | 1171.7319 | 1211.8572 | 0 | 0 | 0 | 0 | 0 | -57.3335 | -436.8263 | -314.5536 | 0 | 0 | 0 | 0 | 115.7008 | -131.4933 | -181.8215 | -340.292 | 0.31441 | 0.24286 | 0.24286 | 0 | 36.3778 | -31.9347 | -44.1574 | 0
5 | 30 | 11 | 559.1878 | 560.7124 | 565.0175 | 569.0644 | 0 | 0 | 0 | 0 | 183.1522 | 227.4007 | 0 | 0 | 0 | 0 | 0 | 0 | 285.6463 | 555.4189 | 1264.0996 | 1311.1872 | 0 | 0 | 0 | 0 | 0 | -59.5276 | -348.255 | -339.1286 | 0 | 0 | 0 | 0 | 90.3892 | -162.5797 | -350.8271 | -402.9942 | 0.31687 | 0.24286 | 0.24286 | 0 | 28.6415 | -39.4843 | -85.2022 | 0
5 | 30 | 12 | 559.5138 | 561.3605 | 565.8269 | 569.7811 | 0 | 0 | 0 | 0 | 168.9277 | 219.8005 | 0 | 0 | 0 | 0 | 0 | 0 | 292.251 | 568.6728 | 1267.5158 | 1317.4279 | 0 | 0 | 0 | 0 | 0 | -48.9277 | -348.3152 | -346.6391 | 0 | 0 | 0 | 0 | 98.3352 | -178.1851 | -353.3737 | -401.0076 | 0.30984 | 0.24286 | 0.24286 | 0 | 30.4679 | -43.2743 | -85.8207 | 0
5 | 30 | 13 | 569.6998 | 573.1054 | 579.261 | 584.6226 | 0 | 0 | 0 | 0 | 163.0179 | 227.7766 | 0 | 0 | 0 | 0 | 0 | 0 | 294.414 | 578.9761 | 1268.3221 | 1318.1782 | 0 | 0 | 0 | 0 | 0 | -42.2191 | -328.1206 | -315.6726 | 0 | 0 | 0 | 0 | 112.2679 | -191.4282 | -360.9405 | -417.8829 | 0.31489 | 0.24286 | 0.24286 | 0 | 35.3521 | -46.4905 | -87.6584 | 0
5 | 30 | 14 | 576.8112 | 581.4519 | 589.0255 | 595.6735 | 0 | 0 | 0 | 0 | 171.4691 | 230.1286 | 0 | 0 | 0 | 0 | 0 | 0 | 299.366 | 582.3851 | 1285.7525 | 1333.6042 | 0 | 0 | 0 | 0 | 0 | -29.1262 | -147.4083 | -183.827 | 0 | 0 | 0 | 0 | 105.9761 | -201.9356 | -549.3187 | -554.1036 | 0.31699 | 0.24286 | 0.24286 | 0 | 33.5931 | -49.0424 | -133.4082 | 0
5 | 30 | 15 | 577.7506 | 583.311 | 591.8778 | 599.3755 | 0 | 0 | 0 | 0 | 195.0386 | 230.7406 | 0 | 0 | 0 | 0 | 0 | 0 | 298.1807 | 564.4456 | 1284.5791 | 1327.4435 | 0 | 0 | 0 | 0 | 0 | -12.4968 | -75.7491 | -75.3417 | 0 | 0 | 0 | 0 | 84.5313 | -199.3784 | -616.9522 | -652.7263 | 0.31618 | 0.24027 | 0.2402 | 0.19462 | 26.727 | -47.9048 | -148.1898 | -127.0335
5 | 30 | 16 | 574.8798 | 582.6123 | 593.5763 | 603.2139 | 0 | 0 | 0 | 0 | 187.1092 | 236.6258 | 0 | 0 | 0 | 0 | 0 | 0 | 273.5649 | 500.2216 | 1183.585 | 1217.5351 | 0 | 0 | 0 | 0 | 0 | -12.8837 | -16.3099 | -41.2843 | 0 | 0 | 0 | 0 | 114.2057 | -141.3514 | -573.6989 | -573.0369 | 0.32103 | 0.24715 | 0.22975 | 0.24005 | 36.6629 | -34.9355 | -131.8068 | -137.5567
5 | 30 | 17 | 564.639 | 574.2297 | 587.175 | 598.5387 | 0 | 0 | 0 | 0 | 186.8632 | 242.7607 | 0 | 0 | 0 | 0 | 0 | 0 | 248.2755 | 419.3457 | 1074.3698 | 1096.0646 | 0 | 0 | 0 | 0 | 0 | -2.4459 | -24.1118 | -30.9984 | 0 | 0 | 0 | 0 | 129.5003 | -85.4308 | -463.0829 | -466.5275 | 0.39785 | 0.24634 | 0.32048 | 0.23372 | 51.522 | -21.0453 | -148.4111 | -109.0387
5 | 30 | 18 | 551.9628 | 563.4269 | 578.3866 | 591.5358 | 0 | 0 | 0 | 0 | 205.7636 | 266.5316 | 0 | 0 | 0 | 0 | 0 | 0 | 232.7528 | 303.5233 | 799.1727 | 806.1887 | 0 | 0 | 0 | 0 | 0 | -8.5637 | -60.9105 | 17.0221 | 0 | 0 | 0 | 0 | 113.4464 | 1.9358 | -159.8755 | -231.675 | 0.40002 | 0.33194 | 0.39565 | 0.38633 | 45.381 | 0.64257 | -63.2546 | -89.5027
5 | 30 | 19 | 546.1809 | 558.5783 | 574.5153 | 588.495 | 0 | 0 | 0 | 0 | 231.0234 | 326.0019 | 0 | 0 | 0 | 0 | 0 | 0 | 189.1586 | 172.7008 | 496.4096 | 496.8706 | 0 | 0 | 0 | 0 | 0 | -10.263 | 23.7526 | 196.3663 | 0 | 0 | 0 | 0 | 125.9989 | 70.1386 | 54.3531 | -104.7419 | 0.40291 | 0.40667 | 0.40013 | 0.39254 | 50.7667 | 28.5236 | 21.7486 | -41.1149
5 | 30 | 20 | 574.8924 | 588.6016 | 605.9979 | 621.1376 | 0 | 0 | 0 | 0 | 234.9214 | 350.5477 | 0 | 0 | 0 | 0 | 0 | 0 | 173.0322 | 134.6277 | 364.0588 | 364.0593 | 0 | 0 | 0 | 0 | 0 | 16.8514 | 21.8156 | 126.3525 | 0 | 0 | 0 | 0 | 166.9388 | 86.5748 | 220.1235 | 130.7259 | 0.40427 | 0.42028 | 0.41111 | 0.39531 | 67.4888 | 36.3858 | 90.4958 | 51.677
5 | 30 | 21 | 559.8635 | 573.5506 | 590.7653 | 605.6347 | 0 | 0 | 0 | 0 | 233.3297 | 358.2836 | 0 | 0 | 0 | 0 | 0 | 0 | 160.8019 | 132.6456 | 375.1561 | 375.1561 | 0 | 0 | 0 | 0 | 0 | 12.2302 | 152.6472 | 250.2495 | 0 | 0 | 0 | 0 | 165.7319 | 70.3912 | 62.962 | -19.7709 | 0.40188 | 0.40772 | 0.40034 | 0.39234 | 66.6044 | 28.6996 | 25.2061 | -7.7568
5 | 30 | 22 | 511.5268 | 524.7346 | 541.2113 | 555.4283 | 0 | 0 | 0 | 0 | 227.7708 | 354.3898 | 0 | 0 | 0 | 0 | 0 | 0 | 143.1083 | 124.2999 | 379.946 | 379.946 | 0 | 0 | 0 | 0 | 0 | 7.1076 | 94.2718 | 83.2726 | 0 | 0 | 0 | 0 | 140.6477 | 38.9373 | 66.9935 | 92.2097 | 0.39659 | 0.40366 | 0.39544 | 0.38685 | 55.7794 | 15.7173 | 26.4917 | 35.6712
5 | 30 | 23 | 460.8092 | 472.7607 | 487.6271 | 500.4118 | 0 | 0 | 0 | 0 | 191.3134 | 348.2092 | 0 | 0 | 0 | 0 | 0 | 0 | 145.9012 | 126.7335 | 380.3105 | 380.3105 | 0 | 0 | 0 | 0 | 0 | 21.5053 | 88.229 | 285.3362 | 0 | 0 | 0 | 0 | 123.5946 | -23.6872 | 19.0876 | -165.2348 | 0.39616 | 0.40557 | 0.39781 | 0.38169 | 48.9628 | -9.6068 | 7.5932 | -63.0687
5 | 30 | 24 | 424.842 | 434.1508 | 445.9073 | 455.8894 | 0 | 0 | 0 | 0 | 183.7126 | 343.8879 | 0 | 0 | 0 | 0 | 0 | 0 | 149.2763 | 130.9611 | 380.5395 | 380.5395 | 0 | 0 | 0 | 0 | 0 | 32.5061 | 201.1252 | 62.95 | 0 | 0 | 0 | 0 | 91.8531 | -73.2043 | -135.7574 | 12.3998 | 0.39155 | 0.40913 | 0.40018 | 0.37917 | 35.9649 | -29.9503 | -54.328 | 4.7017
5 | 31 | 1 | 402.7254 | 409.4869 | 418.2622 | 425.5131 | 0 | 0 | 0 | 0 | 167.5466 | 363.4488 | 0 | 0 | 0 | 0 | 0 | 0 | 153.3734 | 129.4485 | 366.7691 | 366.7691 | 0 | 0 | 0 | 0 | 0 | 18.0917 | 149.9371 | 102.5612 | 0 | 0 | 0 | 0 | 81.8054 | -101.5022 | -98.4441 | -43.8173 | 0.39346 | 0.40712 | 0.39915 | 0.37525 | 32.1871 | -41.3237 | -39.2937 | -16.4425
5 | 31 | 2 | 391.5261 | 396.2457 | 402.7307 | 407.9662 | 0 | 0 | 0 | 0 | 169.5884 | 363.6366 | 0 | 0 | 0 | 0 | 0 | 0 | 146.59 | 113.8848 | 343.1615 | 343.1615 | 0 | 0 | 0 | 0 | 0 | 19.374 | 95.8875 | 3.6758 | 0 | 0 | 0 | 0 | 75.3478 | -100.6495 | -36.3183 | 61.1289 | 0.39324 | 0.40518 | 0.39871 | 0.37205 | 29.6298 | -40.7816 | -14.4803 | 22.7427
5 | 31 | 3 | 386.3551 | 389.3207 | 393.8671 | 397.4083 | 0 | 0 | 0 | 0 | 164.1621 | 322.2327 | 0 | 0 | 0 | 0 | 0 | 0 | 142.4933 | 106.7664 | 332.9646 | 332.9646 | 0 | 0 | 0 | 0 | 0 | 44.3315 | 127.8857 | 33.7226 | 0 | 0 | 0 | 0 | 79.6997 | -84.0099 | -66.9832 | 30.721 | 0.40479 | 0.40648 | 0.39859 | 0.37175 | 32.2618 | -34.1483 | -26.6991 | 11.4205
5 | 31 | 4 | 393.2105 | 394.5428 | 397.3044 | 399.2487 | 0 | 0 | 0 | 0 | 169.9389 | 331.1149 | 0 | 0 | 0 | 0 | 0 | 0 | 130.8266 | 89.8041 | 312.8529 | 312.8529 | 0 | 0 | 0 | 0 | 0 | 40.6733 | 124.9672 | 25.7226 | 0 | 0 | 0 | 0 | 92.445 | -67.0496 | -40.5156 | 60.6732 | 0.39239 | 0.40724 | 0.39885 | 0.37249 | 36.2747 | -27.3052 | -16.1595 | 22.6002
5 | 31 | 5 | 415.05 | 415.4761 | 417.3149 | 418.4207 | 0 | 0 | 0 | 0 | 181.5786 | 344.1276 | 0 | 0 | 0 | 0 | 0 | 0 | 118.1875 | 78.6926 | 306.307 | 306.3075 | 0 | 0 | 0 | 0 | 0 | 50.9046 | 219.7034 | -51.3845 | 0 | 0 | 0 | 0 | 115.2838 | -58.2488 | -108.6955 | 163.4977 | 0.39799 | 0.40903 | 0.40099 | 0.37782 | 45.8822 | -23.8254 | -43.5859 | 61.7735
5 | 31 | 6 | 445.2924 | 444.2721 | 444.6725 | 444.5328 | 0 | 0 | 0 | 0 | 206.0155 | 314.3531 | 0 | 0 | 0 | 0 | 0 | 0 | 124.0703 | 133.6419 | 444.7831 | 445.2376 | 0 | 0 | 0 | 0 | 0 | -8.7164 | -0.60152 | -49.818 | 0 | 0 | 0 | 0 | 115.2067 | 4.9936 | 0.49083 | 49.1131 | 0.39817 | 0.40695 | 0.39923 | 0.37497 | 45.8716 | 2.0321 | 0.19595 | 18.4159
5 | 31 | 7 | 483.5044 | 482.2535 | 482.7423 | 482.8943 | 0 | 0 | 0 | 0 | 187.6483 | 253.1563 | 0 | 0 | 0 | 0 | 0 | 0 | 128.6352 | 217.6201 | 696.6684 | 699.6272 | 0 | 0 | 0 | 0 | 0 | -12.4029 | -12.6021 | -0.84143 | 0 | 0 | 0 | 0 | 167.2209 | 23.88 | -201.324 | -215.8915 | 0.39621 | 0.33259 | 0.32125 | 0.38231 | 66.2542 | 7.9423 | -64.6745 | -82.5384
5 | 31 | 8 | 508.3932 | 507.2436 | 508.3311 | 509.4675 | 0 | 0 | 0 | 0 | 177.0519 | 248.1555 | 0 | 0 | 0 | 0 | 0 | 0 | 177.1822 | 343.1145 | 970.8502 | 987.4497 | 0 | 0 | 0 | 0 | 0 | -15.1946 | -54.207 | -9.6456 | 0 | 0 | 0 | 0 | 154.1591 | -68.8318 | -408.3121 | -468.3366 | 0.38794 | 0.32023 | 0.31429 | 0.32105 | 59.8038 | -22.0424 | -128.3269 | -150.3596
5 | 31 | 9 | 533.0405 | 533.426 | 536.6788 | 540.1737 | 0 | 0 | 0 | 0 | 174.073 | 235.1265 | 0 | 0 | 0 | 0 | 0 | 0 | 231.3194 | 454.0806 | 1173.8194 | 1204.5923 | 0 | 0 | 0 | 0 | 0 | -47.9535 | -90.9648 | -102.282 | 0 | 0 | 0 | 0 | 127.6481 | -107.8276 | -546.1758 | -562.1366 | 0.39364 | 0.24286 | 0.23968 | 0 | 50.2475 | -26.1872 | -130.9048 | 0
5 | 31 | 10 | 549.3294 | 550.2318 | 554.0757 | 558.0349 | 0 | 0 | 0 | 0 | 170.6432 | 226.2031 | 0 | 0 | 0 | 0 | 0 | 0 | 267.5623 | 523.6409 | 1267.5027 | 1308.625 | 0 | 0 | 0 | 0 | 0 | -57.3335 | -436.8263 | -314.5536 | 0 | 0 | 0 | 0 | 111.124 | -142.2787 | -276.6007 | -436.0365 | 0.31441 | 0.24286 | 0.24286 | 0 | 34.9388 | -34.554 | -67.1756 | 0
5 | 31 | 11 | 554.8187 | 556.2003 | 560.332 | 564.2289 | 0 | 0 | 0 | 0 | 183.1522 | 227.4007 | 0 | 0 | 0 | 0 | 0 | 0 | 287.1073 | 562.286 | 1273.6034 | 1320.9552 | 0 | 0 | 0 | 0 | 0 | -59.5276 | -348.255 | -339.1286 | 0 | 0 | 0 | 0 | 84.5591 | -173.9588 | -365.0164 | -417.5977 | 0.31687 | 0.24286 | 0.24286 | 0 | 26.7941 | -42.2479 | -88.6482 | 0
5 | 31 | 12 | 556.0874 | 557.822 | 562.1524 | 565.989 | 0 | 0 | 0 | 0 | 168.9277 | 219.8005 | 0 | 0 | 0 | 0 | 0 | 0 | 293.3099 | 580.5979 | 1273.0366 | 1323.2017 | 0 | 0 | 0 | 0 | 0 | -48.9277 | -348.3152 | -346.6391 | 0 | 0 | 0 | 0 | 93.8498 | -193.6488 | -362.569 | -410.5736 | 0.30984 | 0.24286 | 0.24286 | 0 | 29.0782 | -47.0298 | -88.0539 | 0
5 | 31 | 13 | 566.5091 | 569.8102 | 575.8393 | 581.0913 | 0 | 0 | 0 | 0 | 163.0179 | 227.7766 | 0 | 0 | 0 | 0 | 0 | 0 | 294.3245 | 587.9703 | 1287.4558 | 1338.168 | 0 | 0 | 0 | 0 | 0 | -42.2191 | -328.1206 | -315.6726 | 0 | 0 | 0 | 0 | 109.1667 | -203.7175 | -383.4959 | -441.4041 | 0.31489 | 0.24286 | 0.24286 | 0 | 34.3756 | -49.4751 | -93.1363 | 0
5 | 31 | 14 | 572.279 | 576.7713 | 584.165 | 590.6574 | 0 | 0 | 0 | 0 | 171.4691 | 230.1286 | 0 | 0 | 0 | 0 | 0 | 0 | 297.3978 | 583.2269 | 1275.2396 | 1322.773 | 0 | 0 | 0 | 0 | 0 | -29.1262 | -147.4083 | -183.827 | 0 | 0 | 0 | 0 | 103.412 | -207.458 | -543.6663 | -548.2886 | 0.31699 | 0.24286 | 0.24286 | 0 | 32.7803 | -50.3836 | -132.0354 | 0
5 | 31 | 15 | 574.85 | 580.3154 | 588.7671 | 596.1652 | 0 | 0 | 0 | 0 | 195.0386 | 230.7406 | 0 | 0 | 0 | 0 | 0 | 0 | 308.1985 | 578.7158 | 1290.8565 | 1332.8572 | 0 | 0 | 0 | 0 | 0 | -12.4968 | -75.7491 | -75.3417 | 0 | 0 | 0 | 0 | 71.6129 | -216.6442 | -626.3403 | -661.3503 | 0.31618 | 0.24027 | 0.2402 | 0.19462 | 22.6425 | -52.0532 | -150.4448 | -128.7119
5 | 31 | 16 | 573.8464 | 581.5451 | 592.4681 | 602.0702 | 0 | 0 | 0 | 0 | 187.1092 | 236.6258 | 0 | 0 | 0 | 0 | 0 | 0 | 314.7154 | 548.985 | 1219.4596 | 1252.7292 | 0 | 0 | 0 | 0 | 0 | -12.8837 | -16.3099 | -41.2843 | 0 | 0 | 0 | 0 | 72.0218 | -191.182 | -610.6816 | -609.3747 | 0.32103 | 0.24715 | 0.22975 | 0.24005 | 23.1208 | -47.2513 | -140.3036 | -146.2795
5 | 31 | 17 | 561.7565 | 571.2528 | 584.0838 | 595.3484 | 0 | 0 | 0 | 0 | 186.8632 | 242.7607 | 0 | 0 | 0 | 0 | 0 | 0 | 269.5145 | 466.6703 | 1086.4269 | 1107.4577 | 0 | 0 | 0 | 0 | 0 | -2.4459 | -24.1118 | -30.9984 | 0 | 0 | 0 | 0 | 105.3788 | -135.7323 | -478.2313 | -481.1108 | 0.39785 | 0.24634 | 0.32048 | 0.23372 | 41.9252 | -33.4367 | -153.266 | -112.4471
5 | 31 | 18 | 549.5154 | 560.8994 | 575.762 | 588.8271 | 0 | 0 | 0 | 0 | 205.7636 | 266.5316 | 0 | 0 | 0 | 0 | 0 | 0 | 209.7145 | 314.5448 | 822.2011 | 828.9678 | 0 | 0 | 0 | 0 | 0 | -8.5637 | -60.9105 | 17.0221 | 0 | 0 | 0 | 0 | 134.0373 | -11.6133 | -185.5287 | -257.1628 | 0.40002 | 0.33194 | 0.39565 | 0.38633 | 53.6177 | -3.855 | -73.4043 | -99.3494
5 | 31 | 19 | 547.7944 | 560.2446 | 576.2456 | 590.2808 | 0 | 0 | 0 | 0 | 231.0234 | 326.0019 | 0 | 0 | 0 | 0 | 0 | 0 | 198.8564 | 211.2659 | 567.0875 | 567.557 | 0 | 0 | 0 | 0 | 0 | -10.263 | 23.7526 | 196.3663 | 0 | 0 | 0 | 0 | 117.9145 | 33.2398 | -14.5945 | -173.6425 | 0.40291 | 0.40667 | 0.40013 | 0.39254 | 47.5094 | 13.5178 | -5.8397 | -68.1608
5 | 31 | 20 | 570.5415 | 584.1082 | 601.3318 | 616.3222 | 0 | 0 | 0 | 0 | 234.9214 | 350.5477 | 0 | 0 | 0 | 0 | 0 | 0 | 204.8193 | 184.8661 | 427.8806 | 427.8811 | 0 | 0 | 0 | 0 | 0 | 16.8514 | 21.8156 | 126.3525 | 0 | 0 | 0 | 0 | 130.8008 | 31.843 | 151.6357 | 62.0886 | 0.40427 | 0.42028 | 0.41111 | 0.39531 | 52.8792 | 13.383 | 62.3395 | 24.5441
5 | 31 | 21 | 558.1412 | 571.772 | 588.9183 | 603.7285 | 0 | 0 | 0 | 0 | 233.3297 | 358.2836 | 0 | 0 | 0 | 0 | 0 | 0 | 197.8305 | 168.6572 | 405.7805 | 405.7805 | 0 | 0 | 0 | 0 | 0 | 12.2302 | 152.6472 | 250.2495 | 0 | 0 | 0 | 0 | 126.981 | 32.6009 | 30.4906 | -52.3014 | 0.40188 | 0.40772 | 0.40034 | 0.39234 | 51.0312 | 13.2919 | 12.2066 | -20.5197
5 | 31 | 22 | 518.2164 | 531.6431 | 548.3853 | 562.832 | 0 | 0 | 0 | 0 | 227.7708 | 354.3898 | 0 | 0 | 0 | 0 | 0 | 0 | 184.2214 | 171.3461 | 429.9698 | 429.9698 | 0 | 0 | 0 | 0 | 0 | 7.1076 | 94.2718 | 83.2726 | 0 | 0 | 0 | 0 | 106.2242 | -1.2004 | 24.1438 | 49.5896 | 0.39659 | 0.40366 | 0.39544 | 0.38685 | 42.1274 | -0.48454 | 9.5473 | 19.1837
5 | 31 | 23 | 468.2783 | 480.4743 | 495.6372 | 508.6784 | 0 | 0 | 0 | 0 | 191.3134 | 348.2092 | 0 | 0 | 0 | 0 | 0 | 0 | 160.7003 | 152.8189 | 424.5091 | 424.5091 | 0 | 0 | 0 | 0 | 0 | 21.5053 | 88.229 | 285.3362 | 0 | 0 | 0 | 0 | 116.2647 | -42.0591 | -17.101 | -201.1669 | 0.39616 | 0.40557 | 0.39781 | 0.38169 | 46.059 | -17.0578 | -6.8029 | -76.7837
5 | 31 | 24 | 429.8637 | 439.3369 | 451.2927 | 461.4472 | 0 | 0 | 0 | 0 | 183.7126 | 343.8879 | 0 | 0 | 0 | 0 | 0 | 0 | 149.9849 | 143.2318 | 417.9029 | 417.9029 | 0 | 0 | 0 | 0 | 0 | 32.5061 | 201.1252 | 62.95 | 0 | 0 | 0 | 0 | 96.1662 | -80.2889 | -167.7354 | -19.4057 | 0.39155 | 0.40913 | 0.40018 | 0.37917 | 37.6537 | -32.8488 | -67.125 | -7.3581
6 | 1 | 1 | 407.2622 | 413.5268 | 421.7446 | 428.4655 | 0 | 0 | 0 | 0 | 167.4908 | 332.1546 | 0 | 0 | 0 | 0 | 0 | 0 | 136.2939 | 123.0292 | 393.1622 | 393.1622 | 0 | 0 | 0 | 0 | 0 | 36.9502 | 144.5426 | 55.8787 | 0 | 0 | 0 | 0 | 103.4774 | -78.6072 | -115.9602 | -20.5754 | 0.4071 | 0.42843 | 0.41669 | 0.39372 | 42.1261 | -33.6779 | -48.3194 | -8.1009
6 | 1 | 2 | 394.0204 | 398.0888 | 403.8431 | 408.4017 | 0 | 0 | 0 | 0 | 156.8169 | 362.1249 | 0 | 0 | 0 | 0 | 0 | 0 | 116.2273 | 92.792 | 345.5408 | 345.5408 | 0 | 0 | 0 | 0 | 0 | 11.649 | 45.1615 | 31.017 | 0 | 0 | 0 | 0 | 120.9762 | -68.477 | 13.1408 | 31.8439 | 0.40672 | 0.42869 | 0.41639 | 0.39335 | 49.203 | -29.3552 | 5.4716 | 12.5258
6 | 1 | 3 | 388.4082 | 390.5924 | 394.2672 | 397.0121 | 0 | 0 | 0 | 0 | 157.2799 | 356.0294 | 0 | 0 | 0 | 0 | 0 | 0 | 92.9402 | 68.7128 | 315.5426 | 315.5426 | 0 | 0 | 0 | 0 | 0 | 10.2108 | 101.2972 | 14.8042 | 0 | 0 | 0 | 0 | 138.1881 | -44.3606 | -22.5727 | 66.6652 | 0.40558 | 0.42977 | 0.41648 | 0.39426 | 56.0465 | -19.0649 | -9.4012 | 26.2834
6 | 1 | 4 | 393.6884 | 394.1341 | 395.9038 | 396.9478 | 0 | 0 | 0 | 0 | 163.8353 | 320.1041 | 0 | 0 | 0 | 0 | 0 | 0 | 70.308 | 53.0988 | 306.5326 | 306.5326 | 0 | 0 | 0 | 0 | 0 | 27.4344 | 159.7315 | 25.5469 | 0 | 0 | 0 | 0 | 159.5451 | -6.5033 | -70.3604 | 64.8683 | 0.40646 | 0.42931 | 0.41675 | 0.39303 | 64.8484 | -2.7919 | -29.3229 | 25.495
6 | 1 | 5 | 416.164 | 415.7228 | 416.5977 | 416.8326 | 0 | 0 | 0 | 0 | 178.4126 | 324.7482 | 0 | 0 | 0 | 0 | 0 | 0 | 60.5733 | 44.7842 | 297.3364 | 297.3369 | 0 | 0 | 0 | 0 | 0 | 32.2215 | 90.1326 | 44.1456 | 0 | 0 | 0 | 0 | 177.1781 | 13.9689 | 29.1287 | 75.3501 | 0.40796 | 0.42719 | 0.41626 | 0.3916 | 72.282 | 5.9673 | 12.125 | 29.5071
6 | 1 | 6 | 443.3735 | 441.4922 | 440.9322 | 439.9372 | 0 | 0 | 0 | 0 | 202.906 | 304.5766 | 0 | 0 | 0 | 0 | 0 | 0 | 79.468 | 98.108 | 403.5738 | 404.0159 | 0 | 0 | 0 | 0 | 0 | -8.0108 | -27.8499 | 21.6533 | 0 | 0 | 0 | 0 | 160.9995 | 46.8185 | 65.2083 | 14.2679 | 0.40606 | 0.43154 | 0.41548 | 0.38797 | 65.3758 | 20.204 | 27.0928 | 5.5355
6 | 1 | 7 | 481.3967 | 479.1451 | 478.5313 | 477.7162 | 0 | 0 | 0 | 0 | 203.1427 | 263.109 | 0 | 0 | 0 | 0 | 0 | 0 | 109.9893 | 191.3056 | 596.803 | 599.8736 | 0 | 0 | 0 | 0 | 0 | -10.7128 | -62.9311 | 18.1178 | 0 | 0 | 0 | 0 | 168.2647 | 35.4432 | -55.3407 | -140.2751 | 0.39763 | 0.41039 | 0.41696 | 0.37762 | 66.9065 | 14.5456 | -23.0747 | -52.9709
6 | 1 | 8 | 505.5162 | 503.305 | 503.2446 | 503.4046 | 0 | 0 | 0 | 0 | 176.4844 | 236.8108 | 0 | 0 | 0 | 0 | 0 | 0 | 166.9797 | 311.2314 | 805.5499 | 821.4455 | 0 | 0 | 0 | 0 | 0 | -12.2582 | -116.046 | 257.5029 | 0 | 0 | 0 | 0 | 162.0521 | -32.4791 | -186.2594 | -575.5439 | 0.39542 | 0.54534 | 0.3925 | 0.14136 | 64.0779 | -17.712 | -73.106 | -81.3612
6 | 1 | 9 | 526.7356 | 525.6338 | 527.2829 | 529.43 | 0 | 0 | 0 | 0 | 171.1633 | 232.1638 | 0 | 0 | 0 | 0 | 0 | 0 | 214.4067 | 404.9259 | 921.8058 | 950.1255 | 0 | 0 | 0 | 0 | 0 | -14.0075 | -144.4886 | -333.0218 | 0 | 0 | 0 | 0 | 141.1656 | -97.4484 | -250.0343 | -87.6738 | 0.3881 | 0.022118 | 0.022118 | 0.021036 | 54.7864 | -2.1553 | -5.5302 | -1.8443
6 | 1 | 10 | 545.849 | 544.9759 | 546.8966 | 549.2082 | 0 | 0 | 0 | 0 | 187.4455 | 230.7159 | 0 | 0 | 0 | 0 | 0 | 0 | 243.497 | 463.3422 | 1014.5391 | 1051.4111 | 0 | 0 | 0 | 0 | 0 | -17.9031 | -107.4647 | -284.3266 | 0 | 0 | 0 | 0 | 114.9065 | -131.1792 | -360.1777 | -217.8763 | 0.39518 | 0.022118 | 0.022118 | 0.022118 | 45.4092 | -2.9014 | -7.9664 | -4.8189
6 | 1 | 11 | 552.6008 | 551.8272 | 553.5886 | 555.3999 | 0 | 0 | 0 | 0 | 166.7716 | 218.8795 | 0 | 0 | 0 | 0 | 0 | 0 | 251.981 | 482.3075 | 995.5242 | 1036.064 | 0 | 0 | 0 | 0 | 0 | -51.3912 | -243.0486 | -300.5189 | 0 | 0 | 0 | 0 | 133.8482 | -97.9686 | -198.8871 | -180.1451 | 0.39679 | 0.022118 | 0.022118 | 0.022118 | 53.1099 | -2.1668 | -4.399 | -3.9844
6 | 1 | 12 | 555.8504 | 555.3168 | 557.1398 | 558.7438 | 0 | 0 | 0 | 0 | 162.6225 | 216.8368 | 0 | 0 | 0 | 0 | 0 | 0 | 248.8047 | 480.2661 | 927.3536 | 968.4779 | 0 | 0 | 0 | 0 | 0 | -47.1716 | -346.0405 | -309.373 | 0 | 0 | 0 | 0 | 144.4232 | -94.6144 | -24.1733 | -100.3611 | 0.39234 | 0.022118 | 0.022118 | 0.022118 | 56.6635 | -2.0927 | -0.53466 | -2.2198
6 | 1 | 13 | 564.3703 | 564.8226 | 567.679 | 570.088 | 0 | 0 | 0 | 0 | 160.8151 | 217.636 | 0 | 0 | 0 | 0 | 0 | 0 | 242.7724 | 465.2697 | 905.1227 | 944.6282 | 0 | 0 | 0 | 0 | 0 | -46.5535 | -137.5279 | -333.1037 | 0 | 0 | 0 | 0 | 160.7828 | -71.5296 | -199.9159 | -41.4365 | 0.39433 | 0.022118 | 0.022118 | 0.022118 | 63.4012 | -1.5821 | -4.4217 | -0.91648
6 | 1 | 14 | 567.7044 | 568.9959 | 572.8187 | 576.1152 | 0 | 0 | 0 | 0 | 157.8728 | 222.9631 | 0 | 0 | 0 | 0 | 0 | 0 | 231.3317 | 452.0624 | 970.4329 | 1005.5707 | 0 | 0 | 0 | 0 | 0 | -37.5913 | -199.2803 | -239.4618 | 0 | 0 | 0 | 0 | 178.4999 | -68.4384 | -198.334 | -189.9937 | 0.39259 | 0.022448 | 0.022118 | 0.021917 | 70.0769 | -1.5363 | -4.3867 | -4.164
6 | 1 | 15 | 564.3298 | 566.3313 | 570.8966 | 574.8197 | 0 | 0 | 0 | 0 | 162.1482 | 219.6826 | 0 | 0 | 0 | 0 | 0 | 0 | 218.5661 | 428.0205 | 950.5064 | 980.4834 | 0 | 0 | 0 | 0 | 0 | -55.2078 | -198.5995 | -240.8088 | 0 | 0 | 0 | 0 | 183.6156 | -26.1641 | -181.0103 | -164.855 | 0.38933 | 0.022983 | 0.021613 | 0.020742 | 71.4865 | -0.60134 | -3.9122 | -3.4193
6 | 1 | 16 | 556.5473 | 560.6096 | 567.4293 | 573.3667 | 0 | 0 | 0 | 0 | 160.6192 | 232.9707 | 0 | 0 | 0 | 0 | 0 | 0 | 190.2392 | 350.6123 | 889.3157 | 910.5924 | 0 | 0 | 0 | 0 | 0 | -16.2357 | -29.4136 | -144.2022 | 0 | 0 | 0 | 0 | 205.6889 | -6.7376 | -292.4727 | -193.0235 | 0.39725 | 0.023616 | 0.020937 | 0.02146 | 81.7104 | -0.15911 | -6.1234 | -4.1424
6 | 1 | 17 | 542.642 | 548.875 | 558.0089 | 565.9723 | 0 | 0 | 0 | 0 | 165.6147 | 234.1637 | 0 | 0 | 0 | 0 | 0 | 0 | 176.2646 | 297.0879 | 770.3765 | 783.1762 | 0 | 0 | 0 | 0 | 0 | -9.9765 | -152.1498 | 119.7224 | 0 | 0 | 0 | 0 | 200.7627 | 27.6 | -60.2178 | -336.9263 | 0.40602 | 0.342 | 0.42749 | 0.2585 | 81.5139 | 9.4393 | -25.7424 | -87.0945
6 | 1 | 18 | 531.0672 | 539.7657 | 551.5756 | 561.9165 | 0 | 0 | 0 | 0 | 182.4408 | 236.072 | 0 | 0 | 0 | 0 | 0 | 0 | 176.8766 | 233.2548 | 629.2873 | 633.6308 | 0 | 0 | 0 | 0 | 0 | -8.843 | -131.8469 | -20.497 | 0 | 0 | 0 | 0 | 171.7498 | 79.2819 | 54.1352 | -51.2173 | 0.4027 | 0.42494 | 0.41159 | 0.40375 | 69.1629 | 33.6899 | 22.2814 | -20.6789
6 | 1 | 19 | 529.2495 | 539.74 | 553.4904 | 565.5156 | 0 | 0 | 0 | 0 | 209.2808 | 291.562 | 0 | 0 | 0 | 0 | 0 | 0 | 161.5249 | 161.3062 | 443.8236 | 444.2247 | 0 | 0 | 0 | 0 | 0 | 6.7241 | 79.8337 | 93.9539 | 0 | 0 | 0 | 0 | 158.4437 | 80.1476 | 29.8331 | 27.337 | 0.40839 | 0.42225 | 0.40697 | 0.39265 | 64.7065 | 33.8423 | 12.1412 | 10.7338
6 | 1 | 20 | 553.6806 | 565.4739 | 580.6529 | 593.8083 | 0 | 0 | 0 | 0 | 217.241 | 313.7854 | 0 | 0 | 0 | 0 | 0 | 0 | 149.574 | 142.2122 | 404.8749 | 404.8753 | 0 | 0 | 0 | 0 | 0 | 8.9427 | 3.2802 | 165.5029 | 0 | 0 | 0 | 0 | 186.8656 | 100.5336 | 172.4978 | 23.4301 | 0.40942 | 0.43553 | 0.40598 | 0.39629 | 76.5071 | 43.7853 | 70.0312 | 9.2851
6 | 1 | 21 | 542.8344 | 554.7316 | 569.8713 | 582.865 | 0 | 0 | 0 | 0 | 218.3307 | 320.9094 | 0 | 0 | 0 | 0 | 0 | 0 | 135.135 | 114.0024 | 374.794 | 374.794 | 0 | 0 | 0 | 0 | 0 | 18.2532 | 67.6467 | 113.3516 | 0 | 0 | 0 | 0 | 189.3687 | 101.5667 | 127.4307 | 94.7195 | 0.4094 | 0.43476 | 0.40586 | 0.39679 | 77.5273 | 44.1575 | 51.7194 | 37.584
6 | 1 | 22 | 506.6055 | 518.4092 | 533.279 | 546.0245 | 0 | 0 | 0 | 0 | 213.2419 | 322.4024 | 0 | 0 | 0 | 0 | 0 | 0 | 124.8047 | 94.9419 | 353.5558 | 353.5558 | 0 | 0 | 0 | 0 | 0 | 35.9173 | 311.9684 | 132.0335 | 0 | 0 | 0 | 0 | 168.5589 | 65.1477 | -132.2452 | 60.4351 | 0.40731 | 0.42231 | 0.40449 | 0.39511 | 68.6561 | 27.5126 | -53.4925 | 23.8786
6 | 1 | 23 | 463.08 | 474.3475 | 488.4353 | 500.4874 | 0 | 0 | 0 | 0 | 206.4705 | 317.6349 | 0 | 0 | 0 | 0 | 0 | 0 | 136.3285 | 91.4282 | 336.2225 | 336.2225 | 0 | 0 | 0 | 0 | 0 | 42.8767 | 152.1545 | 91.5163 | 0 | 0 | 0 | 0 | 120.281 | 22.4077 | 0.058287 | 72.7487 | 0.40299 | 0.42067 | 0.40353 | 0.39408 | 48.4715 | 9.4263 | 0.02352 | 28.6689
6 | 1 | 24 | 431.3305 | 440.1567 | 451.373 | 460.8321 | 0 | 0 | 0 | 0 | 199.1034 | 353.6485 | 0 | 0 | 0 | 0 | 0 | 0 | 158.781 | 104.5945 | 334.6214 | 334.6214 | 0 | 0 | 0 | 0 | 0 | 11.3494 | 145.4558 | 317.5846 | 0 | 0 | 0 | 0 | 73.4461 | -29.4357 | -28.7042 | -191.3738 | 0.40134 | 0.42366 | 0.4104 | 0.39542 | 29.4772 | -12.4707 | -11.7803 | -75.6721
6 | 2 | 1 | 406.0113 | 412.235 | 420.4031 | 427.081 | 0 | 0 | 0 | 0 | 167.4908 | 332.1546 | 0 | 0 | 0 | 0 | 0 | 0 | 150.755 | 99.0502 | 327.0547 | 327.0547 | 0 | 0 | 0 | 0 | 0 | 36.9502 | 144.5426 | 55.8787 | 0 | 0 | 0 | 0 | 87.7654 | -55.92 | -51.1942 | 44.1476 | 0.4071 | 0.42843 | 0.41669 | 0.39372 | 35.7297 | -23.958 | -21.3321 | 17.3817
6 | 2 | 2 | 391.7906 | 395.786 | 401.4517 | 405.9338 | 0 | 0 | 0 | 0 | 156.8169 | 362.1249 | 0 | 0 | 0 | 0 | 0 | 0 | 123.7597 | 83.6092 | 307.02 | 307.02 | 0 | 0 | 0 | 0 | 0 | 11.649 | 45.1615 | 31.017 | 0 | 0 | 0 | 0 | 111.214 | -61.597 | 49.2702 | 67.8968 | 0.40672 | 0.42869 | 0.41639 | 0.39335 | 45.2325 | -26.4058 | 20.5154 | 26.7071
6 | 2 | 3 | 383.6584 | 385.6871 | 389.1734 | 391.7552 | 0 | 0 | 0 | 0 | 157.2799 | 356.0294 | 0 | 0 | 0 | 0 | 0 | 0 | 116.8654 | 68.9472 | 290.315 | 290.315 | 0 | 0 | 0 | 0 | 0 | 10.2108 | 101.2972 | 14.8042 | 0 | 0 | 0 | 0 | 109.5131 | -49.5003 | -2.4388 | 86.636 | 0.40558 | 0.42977 | 0.41648 | 0.39426 | 44.4164 | -21.2738 | -1.0157 | 34.1571
6 | 2 | 4 | 380.5268 | 380.5417 | 381.7889 | 382.3811 | 0 | 0 | 0 | 0 | 163.8353 | 320.1041 | 0 | 0 | 0 | 0 | 0 | 0 | 101.7313 | 54.4863 | 290.9287 | 290.9287 | 0 | 0 | 0 | 0 | 0 | 27.4344 | 159.7315 | 25.5469 | 0 | 0 | 0 | 0 | 114.9603 | -21.4832 | -68.8713 | 65.9055 | 0.40646 | 0.42931 | 0.41675 | 0.39303 | 46.7265 | -9.2229 | -28.7023 | 25.9027
6 | 2 | 5 | 384.5653 | 383.0898 | 382.7105 | 381.8604 | 0 | 0 | 0 | 0 | 178.4126 | 324.7482 | 0 | 0 | 0 | 0 | 0 | 0 | 79.4153 | 45.1901 | 276.5775 | 276.5779 | 0 | 0 | 0 | 0 | 0 | 32.2215 | 90.1326 | 44.1456 | 0 | 0 | 0 | 0 | 126.7374 | -19.07 | 16.0003 | 61.1369 | 0.40796 | 0.42719 | 0.41626 | 0.3916 | 51.7041 | -8.1464 | 6.6602 | 23.9412
6 | 2 | 6 | 382.2066 | 378.3231 | 375.3353 | 372.2399 | 0 | 0 | 0 | 0 | 202.906 | 304.5766 | 0 | 0 | 0 | 0 | 0 | 0 | 83.7864 | 91.2158 | 448.2872 | 448.6339 | 0 | 0 | 0 | 0 | 0 | -8.0108 | -27.8499 | 21.6533 | 0 | 0 | 0 | 0 | 95.5142 | -9.4585 | -45.102 | -98.0473 | 0.40606 | 0.43154 | 0.41548 | 0.38797 | 38.7847 | -4.0817 | -18.739 | -38.0391
6 | 2 | 7 | 403.1524 | 398.3396 | 394.6201 | 391.1183 | 0 | 0 | 0 | 0 | 203.1427 | 263.109 | 0 | 0 | 0 | 0 | 0 | 0 | 100.3342 | 176.8503 | 716.5591 | 718.6627 | 0 | 0 | 0 | 0 | 0 | -10.7128 | -62.9311 | 18.1178 | 0 | 0 | 0 | 0 | 99.6755 | -30.907 | -259.008 | -345.6621 | 0.39763 | 0.41039 | 0.41696 | 0.37762 | 39.6336 | -12.684 | -107.9952 | -130.5293
6 | 2 | 8 | 432.8013 | 428.2097 | 425.2632 | 422.9263 | 0 | 0 | 0 | 0 | 176.4844 | 236.8108 | 0 | 0 | 0 | 0 | 0 | 0 | 137.6677 | 271.1282 | 905.2884 | 916.8878 | 0 | 0 | 0 | 0 | 0 | -12.2582 | -116.046 | 257.5029 | 0 | 0 | 0 | 0 | 118.6492 | -67.4712 | -363.9792 | -751.4644 | 0.39542 | 0.54534 | 0.3925 | 0.14136 | 46.9157 | -36.7945 | -142.8603 | -106.23
6 | 2 | 9 | 459.1149 | 455.7995 | 454.7646 | 454.5898 | 0 | 0 | 0 | 0 | 171.1633 | 232.1638 | 0 | 0 | 0 | 0 | 0 | 0 | 180.5569 | 356.8003 | 1014.4403 | 1036.7765 | 0 | 0 | 0 | 0 | 0 | -14.0075 | -144.4886 | -333.0218 | 0 | 0 | 0 | 0 | 107.3947 | -119.1571 | -415.1871 | -249.1649 | 0.3881 | 0.022118 | 0.022118 | 0.021036 | 41.6799 | -2.6355 | -9.1831 | -5.2415
6 | 2 | 10 | 476.9774 | 473.8498 | 473.0369 | 472.9836 | 0 | 0 | 0 | 0 | 187.4455 | 230.7159 | 0 | 0 | 0 | 0 | 0 | 0 | 222.2554 | 437.5865 | 1118.8966 | 1151.4998 | 0 | 0 | 0 | 0 | 0 | -17.9031 | -107.4647 | -284.3266 | 0 | 0 | 0 | 0 | 67.2764 | -176.5496 | -538.3949 | -394.1896 | 0.39518 | 0.022118 | 0.022118 | 0.022118 | 26.5865 | -3.9049 | -11.9081 | -8.7186
6 | 2 | 11 | 488.352 | 485.4752 | 484.6865 | 484.2918 | 0 | 0 | 0 | 0 | 166.7716 | 218.8795 | 0 | 0 | 0 | 0 | 0 | 0 | 240.4957 | 470.2458 | 1161.2743 | 1199.3908 | 0 | 0 | 0 | 0 | 0 | -51.3912 | -243.0486 | -300.5189 | 0 | 0 | 0 | 0 | 81.0847 | -152.2588 | -433.5392 | -414.5801 | 0.39679 | 0.022118 | 0.022118 | 0.022118 | 32.1738 | -3.3676 | -9.589 | -9.1696
6 | 2 | 12 | 492.3812 | 489.77 | 489.0737 | 488.4983 | 0 | 0 | 0 | 0 | 162.6225 | 216.8368 | 0 | 0 | 0 | 0 | 0 | 0 | 260.4487 | 503.4917 | 1188.7925 | 1232.2528 | 0 | 0 | 0 | 0 | 0 | -47.1716 | -346.0405 | -309.373 | 0 | 0 | 0 | 0 | 69.31 | -183.3869 | -353.6783 | -434.3814 | 0.39234 | 0.022118 | 0.022118 | 0.022118 | 27.1933 | -4.0561 | -7.8226 | -9.6075
6 | 2 | 13 | 497.6015 | 495.8683 | 496.0745 | 496.1909 | 0 | 0 | 0 | 0 | 160.8151 | 217.636 | 0 | 0 | 0 | 0 | 0 | 0 | 264.4106 | 504.2473 | 1172.5187 | 1216.9974 | 0 | 0 | 0 | 0 | 0 | -46.5535 | -137.5279 | -333.1037 | 0 | 0 | 0 | 0 | 72.3759 | -179.4615 | -538.9163 | -387.7028 | 0.39433 | 0.022118 | 0.022118 | 0.022118 | 28.5399 | -3.9693 | -11.9197 | -8.5751
6 | 2 | 14 | 502.0779 | 501.2211 | 502.439 | 503.4821 | 0 | 0 | 0 | 0 | 157.8728 | 222.9631 | 0 | 0 | 0 | 0 | 0 | 0 | 278.9553 | 504.0696 | 1176.5279 | 1218.2659 | 0 | 0 | 0 | 0 | 0 | -37.5913 | -199.2803 | -239.4618 | 0 | 0 | 0 | 0 | 65.2498 | -188.2204 | -474.8086 | -475.322 | 0.39259 | 0.022448 | 0.022118 | 0.021917 | 25.6163 | -4.2251 | -10.5017 | -10.4174
6 | 2 | 15 | 506.825 | 506.9441 | 509.227 | 511.1755 | 0 | 0 | 0 | 0 | 162.1482 | 219.6826 | 0 | 0 | 0 | 0 | 0 | 0 | 317.1823 | 523.2473 | 1185.8842 | 1224.4078 | 0 | 0 | 0 | 0 | 0 | -55.2078 | -198.5995 | -240.8088 | 0 | 0 | 0 | 0 | 27.4945 | -180.7781 | -478.0577 | -472.4236 | 0.38933 | 0.022983 | 0.021613 | 0.020742 | 10.7043 | -4.1549 | -10.3323 | -9.7988
6 | 2 | 16 | 509.9741 | 512.512 | 517.4831 | 521.8213 | 0 | 0 | 0 | 0 | 160.6192 | 232.9707 | 0 | 0 | 0 | 0 | 0 | 0 | 320.4832 | 481.132 | 1142.6437 | 1173.489 | 0 | 0 | 0 | 0 | 0 | -16.2357 | -29.4136 | -144.2022 | 0 | 0 | 0 | 0 | 28.8718 | -185.355 | -595.7469 | -507.4655 | 0.39725 | 0.023616 | 0.020937 | 0.02146 | 11.4694 | -4.3773 | -12.4729 | -10.8904
6 | 2 | 17 | 510.0281 | 515.1936 | 523.033 | 529.8765 | 0 | 0 | 0 | 0 | 165.6147 | 234.1637 | 0 | 0 | 0 | 0 | 0 | 0 | 301.3358 | 420.9374 | 1045.5619 | 1065.6964 | 0 | 0 | 0 | 0 | 0 | -9.9765 | -152.1498 | 119.7224 | 0 | 0 | 0 | 0 | 43.0777 | -129.9309 | -370.3792 | -655.5423 | 0.40602 | 0.342 | 0.42749 | 0.2585 | 17.4904 | -44.4368 | -158.3327 | -169.4558
6 | 2 | 18 | 506.3031 | 514.191 | 525.018 | 534.5085 | 0 | 0 | 0 | 0 | 182.4408 | 236.072 | 0 | 0 | 0 | 0 | 0 | 0 | 231.2643 | 296.9966 | 814.9015 | 821.7211 | 0 | 0 | 0 | 0 | 0 | -8.843 | -131.8469 | -20.497 | 0 | 0 | 0 | 0 | 92.598 | -10.0347 | -158.0366 | -266.7156 | 0.4027 | 0.42494 | 0.41159 | 0.40375 | 37.2888 | -4.2641 | -65.0459 | -107.686
6 | 2 | 19 | 503.3796 | 513.0232 | 525.7468 | 536.8837 | 0 | 0 | 0 | 0 | 209.2808 | 291.562 | 0 | 0 | 0 | 0 | 0 | 0 | 227.821 | 186.68 | 490.2004 | 490.5249 | 0 | 0 | 0 | 0 | 0 | 6.7241 | 79.8337 | 93.9539 | 0 | 0 | 0 | 0 | 66.2778 | 28.057 | -44.2872 | -47.5951 | 0.40839 | 0.42225 | 0.40697 | 0.39265 | 27.067 | 11.8471 | -18.0236 | -18.6881
6 | 2 | 20 | 524.5293 | 535.3684 | 549.3904 | 561.5448 | 0 | 0 | 0 | 0 | 217.241 | 313.7854 | 0 | 0 | 0 | 0 | 0 | 0 | 289.3138 | 167.0651 | 351.2416 | 351.2419 | 0 | 0 | 0 | 0 | 0 | 8.9427 | 3.2802 | 165.5029 | 0 | 0 | 0 | 0 | 17.9745 | 45.5753 | 194.8686 | 44.8 | 0.40942 | 0.43553 | 0.40598 | 0.39629 | 7.3592 | 19.8493 | 79.1134 | 17.7537
6 | 2 | 21 | 521.5873 | 532.7891 | 547.0854 | 559.3496 | 0 | 0 | 0 | 0 | 218.3307 | 320.9094 | 0 | 0 | 0 | 0 | 0 | 0 | 262.2538 | 172.813 | 343.1123 | 343.1123 | 0 | 0 | 0 | 0 | 0 | 18.2532 | 67.6467 | 113.3516 | 0 | 0 | 0 | 0 | 41.0028 | 20.8136 | 136.3265 | 102.8857 | 0.4094 | 0.43476 | 0.40586 | 0.39679 | 16.7865 | 9.049 | 55.3299 | 40.8243
6 | 2 | 22 | 489.51 | 500.7541 | 514.9453 | 527.1038 | 0 | 0 | 0 | 0 | 213.2419 | 322.4024 | 0 | 0 | 0 | 0 | 0 | 0 | 185.9959 | 134.2108 | 357.4325 | 357.4325 | 0 | 0 | 0 | 0 | 0 | 35.9173 | 311.9684 | 132.0335 | 0 | 0 | 0 | 0 | 90.2721 | 8.2236 | -154.4556 | 37.6377 | 0.40731 | 0.42231 | 0.40449 | 0.39511 | 36.7689 | 3.4729 | -62.4765 | 14.8711
6 | 2 | 23 | 448.6312 | 459.4258 | 472.9401 | 484.4961 | 0 | 0 | 0 | 0 | 206.4705 | 317.6349 | 0 | 0 | 0 | 0 | 0 | 0 | 161.2453 | 111.6002 | 343.4756 | 343.4756 | 0 | 0 | 0 | 0 | 0 | 42.8767 | 152.1545 | 91.5163 | 0 | 0 | 0 | 0 | 80.9155 | -12.686 | -22.69 | 49.5043 | 0.40299 | 0.42067 | 0.40353 | 0.39408 | 32.6078 | -5.3367 | -9.156 | 19.5087
6 | 2 | 24 | 416.1929 | 424.5236 | 435.139 | 444.0784 | 0 | 0 | 0 | 0 | 199.1034 | 353.6485 | 0 | 0 | 0 | 0 | 0 | 0 | 161.1607 | 101.8264 | 335.4618 | 335.4618 | 0 | 0 | 0 | 0 | 0 | 11.3494 | 145.4558 | 317.5846 | 0 | 0 | 0 | 0 | 55.9288 | -42.3007 | -45.7786 | -208.968 | 0.40134 | 0.42366 | 0.4104 | 0.39542 | 22.4467 | -17.9211 | -18.7877 | -82.6292
6 | 3 | 1 | 392.6866 | 398.4741 | 406.1133 | 412.3337 | 0 | 0 | 0 | 0 | 167.4908 | 332.1546 | 0 | 0 | 0 | 0 | 0 | 0 | 155.0056 | 88.6208 | 315.2448 | 315.2448 | 0 | 0 | 0 | 0 | 0 | 36.9502 | 144.5426 | 55.8787 | 0 | 0 | 0 | 0 | 70.1901 | -59.2515 | -53.6741 | 41.2102 | 0.4071 | 0.42843 | 0.41669 | 0.39372 | 28.5747 | -25.3853 | -22.3654 | 16.2252
6 | 3 | 2 | 378.2664 | 381.8191 | 386.9481 | 390.9657 | 0 | 0 | 0 | 0 | 156.8169 | 362.1249 | 0 | 0 | 0 | 0 | 0 | 0 | 145.858 | 70.3615 | 287.0474 | 287.0474 | 0 | 0 | 0 | 0 | 0 | 11.649 | 45.1615 | 31.017 | 0 | 0 | 0 | 0 | 75.5915 | -62.3162 | 54.7391 | 72.9013 | 0.40672 | 0.42869 | 0.41639 | 0.39335 | 30.7443 | -26.7142 | 22.7926 | 28.6756
6 | 3 | 3 | 368.0676 | 369.5859 | 372.4534 | 374.4999 | 0 | 0 | 0 | 0 | 157.2799 | 356.0294 | 0 | 0 | 0 | 0 | 0 | 0 | 163.5846 | 80.0645 | 272.5195 | 272.5195 | 0 | 0 | 0 | 0 | 0 | 10.2108 | 101.2972 | 14.8042 | 0 | 0 | 0 | 0 | 47.2031 | -76.7188 | -1.3633 | 87.1762 | 0.40558 | 0.42977 | 0.41648 | 0.39426 | 19.1447 | -32.9716 | -0.5678 | 34.37
6 | 3 | 4 | 364.936 | 364.4405 | 365.0689 | 365.1257 | 0 | 0 | 0 | 0 | 163.8353 | 320.1041 | 0 | 0 | 0 | 0 | 0 | 0 | 167.7867 | 85.0453 | 274.3061 | 274.3061 | 0 | 0 | 0 | 0 | 0 | 27.4344 | 159.7315 | 25.5469 | 0 | 0 | 0 | 0 | 33.314 | -68.1434 | -68.9687 | 65.2727 | 0.40646 | 0.42931 | 0.41675 | 0.39303 | 13.5408 | -29.2546 | -28.7429 | 25.654
6 | 3 | 5 | 365.9651 | 363.8807 | 362.7631 | 361.2744 | 0 | 0 | 0 | 0 | 178.4126 | 324.7482 | 0 | 0 | 0 | 0 | 0 | 0 | 147.5995 | 79.982 | 283.1803 | 283.1808 | 0 | 0 | 0 | 0 | 0 | 32.2215 | 90.1326 | 44.1456 | 0 | 0 | 0 | 0 | 39.953 | -73.071 | -10.5498 | 33.948 | 0.40796 | 0.42719 | 0.41626 | 0.3916 | 16.2993 | -31.2149 | -4.3914 | 13.294
6 | 3 | 6 | 358.204 | 353.5347 | 349.5942 | 345.6747 | 0 | 0 | 0 | 0 | 202.906 | 304.5766 | 0 | 0 | 0 | 0 | 0 | 0 | 134.7024 | 117.7099 | 413.6137 | 414.0699 | 0 | 0 | 0 | 0 | 0 | -8.0108 | -27.8499 | 21.6533 | 0 | 0 | 0 | 0 | 20.5956 | -60.7409 | -36.1695 | -90.0485 | 0.40606 | 0.43154 | 0.41548 | 0.38797 | 8.3631 | -26.2121 | -15.0277 | -34.9358
6 | 3 | 7 | 376.9924 | 371.3232 | 366.5654 | 362.1654 | 0 | 0 | 0 | 0 | 203.1427 | 263.109 | 0 | 0 | 0 | 0 | 0 | 0 | 131.7551 | 204.6098 | 660.6985 | 663.5277 | 0 | 0 | 0 | 0 | 0 | -10.7128 | -62.9311 | 18.1178 | 0 | 0 | 0 | 0 | 42.0946 | -85.6828 | -231.2019 | -319.4801 | 0.39763 | 0.41039 | 0.41696 | 0.37762 | 16.738 | -35.1635 | -96.4013 | -120.6424
6 | 3 | 8 | 402.943 | 397.374 | 393.2424 | 389.8803 | 0 | 0 | 0 | 0 | 176.4844 | 236.8108 | 0 | 0 | 0 | 0 | 0 | 0 | 176.1622 | 334.009 | 895.2425 | 911.336 | 0 | 0 | 0 | 0 | 0 | -12.2582 | -116.046 | 257.5029 | 0 | 0 | 0 | 0 | 50.2964 | -161.1876 | -385.9541 | -778.9587 | 0.39542 | 0.54534 | 0.3925 | 0.14136 | 19.888 | -87.9015 | -151.4854 | -110.1167
6 | 3 | 9 | 430.8338 | 426.5927 | 424.4353 | 423.2894 | 0 | 0 | 0 | 0 | 171.1633 | 232.1638 | 0 | 0 | 0 | 0 | 0 | 0 | 227.0933 | 442.6091 | 1087.1902 | 1117.1437 | 0 | 0 | 0 | 0 | 0 | -14.0075 | -144.4886 | -333.0218 | 0 | 0 | 0 | 0 | 32.5772 | -234.1727 | -518.2663 | -360.8326 | 0.3881 | 0.022118 | 0.022118 | 0.021036 | 12.6432 | -5.1794 | -11.4629 | -7.5906
6 | 3 | 10 | 456.4917 | 452.6936 | 451.0676 | 450.3108 | 0 | 0 | 0 | 0 | 187.4455 | 230.7159 | 0 | 0 | 0 | 0 | 0 | 0 | 264.2246 | 520.0102 | 1212.749 | 1253.1473 | 0 | 0 | 0 | 0 | 0 | -17.9031 | -107.4647 | -284.3266 | 0 | 0 | 0 | 0 | 4.8216 | -280.1295 | -654.2167 | -518.5099 | 0.39518 | 0.022118 | 0.022118 | 0.022118 | 1.9054 | -6.1958 | -14.4699 | -11.4683
6 | 3 | 11 | 469.0266 | 465.5172 | 463.9615 | 462.9031 | 0 | 0 | 0 | 0 | 166.7716 | 218.8795 | 0 | 0 | 0 | 0 | 0 | 0 | 283.8229 | 562.7463 | 1267.8358 | 1314.086 | 0 | 0 | 0 | 0 | 0 | -51.3912 | -243.0486 | -300.5189 | 0 | 0 | 0 | 0 | 18.4322 | -264.7174 | -560.8258 | -550.6639 | 0.39679 | 0.022118 | 0.022118 | 0.022118 | 7.3137 | -5.855 | -12.4043 | -12.1794
6 | 3 | 12 | 479.6184 | 476.5895 | 475.3866 | 474.373 | 0 | 0 | 0 | 0 | 162.6225 | 216.8368 | 0 | 0 | 0 | 0 | 0 | 0 | 321.7313 | 629.2985 | 1331.2327 | 1380.104 | 0 | 0 | 0 | 0 | 0 | -47.1716 | -346.0405 | -309.373 | 0 | 0 | 0 | 0 | -4.7354 | -322.3742 | -509.8056 | -596.3579 | 0.39234 | 0.022118 | 0.022118 | 0.022118 | -1.8579 | -7.1302 | -11.2758 | -13.1901
6 | 3 | 13 | 488.9903 | 486.9752 | 486.8396 | 486.6603 | 0 | 0 | 0 | 0 | 160.8151 | 217.636 | 0 | 0 | 0 | 0 | 0 | 0 | 343.7836 | 649.4078 | 1310.0093 | 1358.8296 | 0 | 0 | 0 | 0 | 0 | -46.5535 | -137.5279 | -333.1037 | 0 | 0 | 0 | 0 | -15.6083 | -333.5152 | -685.6419 | -539.0656 | 0.39433 | 0.022118 | 0.022118 | 0.022118 | -6.1548 | -7.3766 | -15.1649 | -11.9229
6 | 3 | 14 | 495.062 | 493.9756 | 494.915 | 495.7172 | 0 | 0 | 0 | 0 | 157.8728 | 222.9631 | 0 | 0 | 0 | 0 | 0 | 0 | 365.8173 | 627.041 | 1247.1121 | 1293.8084 | 0 | 0 | 0 | 0 | 0 | -37.5913 | -199.2803 | -239.4618 | 0 | 0 | 0 | 0 | -28.6281 | -318.4373 | -552.9168 | -558.6294 | 0.39259 | 0.022448 | 0.022118 | 0.021917 | -11.239 | -7.1482 | -12.2293 | -12.2432
6 | 3 | 15 | 502.4922 | 502.4694 | 504.5804 | 506.3801 | 0 | 0 | 0 | 0 | 162.1482 | 219.6826 | 0 | 0 | 0 | 0 | 0 | 0 | 376.5036 | 605.6417 | 1216.2053 | 1257.5155 | 0 | 0 | 0 | 0 | 0 | -55.2078 | -198.5995 | -240.8088 | 0 | 0 | 0 | 0 | -36.1596 | -267.6471 | -513.0255 | -510.3267 | 0.38933 | 0.022983 | 0.021613 | 0.020742 | -14.0779 | -6.1514 | -11.088 | -10.585
6 | 3 | 16 | 513.618 | 516.2752 | 521.391 | 525.8542 | 0 | 0 | 0 | 0 | 160.6192 | 232.9707 | 0 | 0 | 0 | 0 | 0 | 0 | 397.9624 | 574.2907 | 1154.0493 | 1187.1998 | 0 | 0 | 0 | 0 | 0 | -16.2357 | -29.4136 | -144.2022 | 0 | 0 | 0 | 0 | -44.9635 | -274.7505 | -603.2447 | -517.1434 | 0.39725 | 0.023616 | 0.020937 | 0.02146 | -17.8618 | -6.4884 | -12.6299 | -11.0981
6 | 3 | 17 | 516.2826 | 521.6528 | 529.7404 | 536.7987 | 0 | 0 | 0 | 0 | 165.6147 | 234.1637 | 0 | 0 | 0 | 0 | 0 | 0 | 386.264 | 453.1457 | 970.1829 | 990.5818 | 0 | 0 | 0 | 0 | 0 | -9.9765 | -152.1498 | 119.7224 | 0 | 0 | 0 | 0 | -35.5961 | -155.68 | -288.2927 | -573.5055 | 0.40602 | 0.342 | 0.42749 | 0.2585 | -14.4528 | -53.2431 | -123.2417 | -148.2495
6 | 3 | 18 | 514.4249 | 522.5786 | 533.7279 | 543.4974 | 0 | 0 | 0 | 0 | 182.4408 | 236.072 | 0 | 0 | 0 | 0 | 0 | 0 | 299.1693 | 303.1579 | 747.674 | 754.2233 | 0 | 0 | 0 | 0 | 0 | -8.843 | -131.8469 | -20.497 | 0 | 0 | 0 | 0 | 32.8147 | -7.8083 | -82.0992 | -190.2289 | 0.4027 | 0.42494 | 0.41159 | 0.40375 | 13.2143 | -3.318 | -33.791 | -76.8047
6 | 3 | 19 | 514.7101 | 524.7246 | 537.898 | 549.4239 | 0 | 0 | 0 | 0 | 209.2808 | 291.562 | 0 | 0 | 0 | 0 | 0 | 0 | 239.3716 | 160.8354 | 447.0332 | 447.5132 | 0 | 0 | 0 | 0 | 0 | 6.7241 | 79.8337 | 93.9539 | 0 | 0 | 0 | 0 | 66.0576 | 65.6031 | 11.0312 | 7.9569 | 0.40839 | 0.42225 | 0.40697 | 0.39265 | 26.9772 | 27.7009 | 4.4893 | 3.1242
6 | 3 | 20 | 537.4915 | 548.7549 | 563.2913 | 575.8908 | 0 | 0 | 0 | 0 | 217.241 | 313.7854 | 0 | 0 | 0 | 0 | 0 | 0 | 238.5838 | 111.9597 | 329.5235 | 329.5242 | 0 | 0 | 0 | 0 | 0 | 8.9427 | 3.2802 | 165.5029 | 0 | 0 | 0 | 0 | 81.6667 | 114.0671 | 230.4876 | 80.8638 | 0.40942 | 0.43553 | 0.40598 | 0.39629 | 33.4362 | 49.6795 | 93.5741 | 32.0454
6 | 3 | 21 | 528.9114 | 540.3529 | 554.9399 | 567.4556 | 0 | 0 | 0 | 0 | 218.3307 | 320.9094 | 0 | 0 | 0 | 0 | 0 | 0 | 268.3662 | 125.6423 | 335.8256 | 335.8256 | 0 | 0 | 0 | 0 | 0 | 18.2532 | 67.6467 | 113.3516 | 0 | 0 | 0 | 0 | 42.2145 | 75.548 | 151.4677 | 118.2784 | 0.4094 | 0.43476 | 0.40586 | 0.39679 | 17.2826 | 32.8455 | 61.4752 | 46.932
6 | 3 | 22 | 487.6246 | 498.8069 | 512.9234 | 525.0171 | 0 | 0 | 0 | 0 | 213.2419 | 322.4024 | 0 | 0 | 0 | 0 | 0 | 0 | 279.045 | 160.2658 | 372.3387 | 372.3387 | 0 | 0 | 0 | 0 | 0 | 35.9173 | 311.9684 | 132.0335 | 0 | 0 | 0 | 0 | -4.6623 | -19.7785 | -171.3837 | 20.6448 | 0.40731 | 0.42231 | 0.40449 | 0.39511 | -1.899 | -8.3527 | -69.3238 | 8.157
6 | 3 | 23 | 440.9808 | 451.525 | 464.7356 | 476.0289 | 0 | 0 | 0 | 0 | 206.4705 | 317.6349 | 0 | 0 | 0 | 0 | 0 | 0 | 236.2625 | 106.2471 | 311.0785 | 311.0785 | 0 | 0 | 0 | 0 | 0 | 42.8767 | 152.1545 | 91.5163 | 0 | 0 | 0 | 0 | -1.7522 | -15.2338 | 1.5026 | 73.4342 | 0.40299 | 0.42067 | 0.40353 | 0.39408 | -0.7061 | -6.4085 | 0.60635 | 28.939
6 | 3 | 24 | 406.0407 | 414.0391 | 424.2516 | 432.8423 | 0 | 0 | 0 | 0 | 199.1034 | 353.6485 | 0 | 0 | 0 | 0 | 0 | 0 | 201.4696 | 86.8497 | 316.1521 | 316.1521 | 0 | 0 | 0 | 0 | 0 | 11.3494 | 145.4558 | 317.5846 | 0 | 0 | 0 | 0 | 5.4677 | -37.8085 | -37.3564 | -200.8944 | 0.40134 | 0.42366 | 0.4104 | 0.39542 | 2.1944 | -16.0179 | -15.3312 | -79.4367
6 | 4 | 1 | 388.6801 | 394.3364 | 401.8167 | 407.8995 | 0 | 0 | 0 | 0 | 167.4908 | 332.1546 | 0 | 0 | 0 | 0 | 0 | 0 | 185.2322 | 68.4981 | 303.9604 | 303.9604 | 0 | 0 | 0 | 0 | 0 | 36.9502 | 144.5426 | 55.8787 | 0 | 0 | 0 | 0 | 35.9571 | -43.2665 | -46.6863 | 48.0604 | 0.4071 | 0.42843 | 0.41669 | 0.39372 | 14.6383 | -18.5368 | -19.4537 | 18.9223
6 | 4 | 2 | 374.3506 | 377.7751 | 382.7486 | 386.6318 | 0 | 0 | 0 | 0 | 156.8169 | 362.1249 | 0 | 0 | 0 | 0 | 0 | 0 | 196.4981 | 70.6013 | 291.7785 | 291.7785 | 0 | 0 | 0 | 0 | 0 | 11.649 | 45.1615 | 31.017 | 0 | 0 | 0 | 0 | 21.0355 | -66.6001 | 45.8086 | 63.8363 | 0.40672 | 0.42869 | 0.41639 | 0.39335 | 8.5555 | -28.5506 | 19.074 | 25.1099
6 | 4 | 3 | 372.1285 | 373.7797 | 376.8084 | 378.9943 | 0 | 0 | 0 | 0 | 157.2799 | 356.0294 | 0 | 0 | 0 | 0 | 0 | 0 | 212.1202 | 84.8467 | 287.94 | 287.94 | 0 | 0 | 0 | 0 | 0 | 10.2108 | 101.2972 | 14.8042 | 0 | 0 | 0 | 0 | 2.7283 | -77.3072 | -12.4288 | 76.2501 | 0.40558 | 0.42977 | 0.41648 | 0.39426 | 1.1066 | -33.2244 | -5.1764 | 30.0623
6 | 4 | 4 | 382.4666 | 382.545 | 383.8692 | 384.528 | 0 | 0 | 0 | 0 | 163.8353 | 320.1041 | 0 | 0 | 0 | 0 | 0 | 0 | 197.6626 | 76.4829 | 285.9565 | 285.9565 | 0 | 0 | 0 | 0 | 0 | 27.4344 | 159.7315 | 25.5469 | 0 | 0 | 0 | 0 | 20.9687 | -41.4765 | -61.8188 | 73.0246 | 0.40646 | 0.42931 | 0.41675 | 0.39303 | 8.5229 | -17.8063 | -25.7632 | 28.7006
6 | 4 | 5 | 405.9574 | 405.1822 | 405.6519 | 405.5364 | 0 | 0 | 0 | 0 | 178.4126 | 324.7482 | 0 | 0 | 0 | 0 | 0 | 0 | 186.9883 | 67.8899 | 282.0706 | 282.0711 | 0 | 0 | 0 | 0 | 0 | 32.2215 | 90.1326 | 44.1456 | 0 | 0 | 0 | 0 | 40.5565 | -19.6774 | 33.4487 | 79.3197 | 0.40796 | 0.42719 | 0.41626 | 0.3916 | 16.5455 | -8.4059 | 13.9232 | 31.0616
6 | 4 | 6 | 436.6296 | 434.5275 | 433.6998 | 432.4732 | 0 | 0 | 0 | 0 | 202.906 | 304.5766 | 0 | 0 | 0 | 0 | 0 | 0 | 212.5441 | 115.1142 | 356.6261 | 357.0379 | 0 | 0 | 0 | 0 | 0 | -8.0108 | -27.8499 | 21.6533 | 0 | 0 | 0 | 0 | 21.1794 | 22.8476 | 104.9237 | 53.782 | 0.40606 | 0.43154 | 0.41548 | 0.38797 | 8.6002 | 9.8596 | 43.5938 | 20.8656
6 | 4 | 7 | 481.3242 | 479.0702 | 478.4535 | 477.6359 | 0 | 0 | 0 | 0 | 203.1427 | 263.109 | 0 | 0 | 0 | 0 | 0 | 0 | 233.7469 | 203.9878 | 590.9073 | 594.1752 | 0 | 0 | 0 | 0 | 0 | -10.7128 | -62.9311 | 18.1178 | 0 | 0 | 0 | 0 | 44.4346 | 22.6861 | -49.5228 | -134.657 | 0.39763 | 0.41039 | 0.41696 | 0.37762 | 17.6684 | 9.3102 | -20.6489 | -50.8493
6 | 4 | 8 | 508.9245 | 506.8248 | 506.8997 | 507.1767 | 0 | 0 | 0 | 0 | 176.4844 | 236.8108 | 0 | 0 | 0 | 0 | 0 | 0 | 264.4719 | 343.2173 | 888.2664 | 902.3115 | 0 | 0 | 0 | 0 | 0 | -12.2582 | -116.046 | 257.5029 | 0 | 0 | 0 | 0 | 67.9682 | -60.9451 | -265.3208 | -652.6377 | 0.39542 | 0.54534 | 0.3925 | 0.14136 | 26.8757 | -33.2356 | -104.1373 | -92.2595
6 | 4 | 9 | 536.7247 | 535.9498 | 537.9953 | 540.4854 | 0 | 0 | 0 | 0 | 171.1633 | 232.1638 | 0 | 0 | 0 | 0 | 0 | 0 | 330.6917 | 448.9681 | 1055.5124 | 1081.1527 | 0 | 0 | 0 | 0 | 0 | -14.0075 | -144.4886 | -333.0218 | 0 | 0 | 0 | 0 | 34.8697 | -131.1746 | -373.0285 | -207.6455 | 0.3881 | 0.022118 | 0.022118 | 0.021036 | 13.5329 | -2.9013 | -8.2506 | -4.3681
6 | 4 | 10 | 562.5095 | 562.1817 | 564.7637 | 567.6473 | 0 | 0 | 0 | 0 | 187.4455 | 230.7159 | 0 | 0 | 0 | 0 | 0 | 0 | 392.6782 | 527.6184 | 1214.4614 | 1250.563 | 0 | 0 | 0 | 0 | 0 | -17.9031 | -107.4647 | -284.3266 | 0 | 0 | 0 | 0 | -17.6143 | -178.2496 | -542.2329 | -398.5891 | 0.39518 | 0.022118 | 0.022118 | 0.022118 | -6.9609 | -3.9425 | -11.993 | -8.8159
6 | 4 | 11 | 576.6397 | 576.653 | 579.3685 | 582.0053 | 0 | 0 | 0 | 0 | 166.7716 | 218.8795 | 0 | 0 | 0 | 0 | 0 | 0 | 424.0575 | 577.0166 | 1252.9129 | 1294.5632 | 0 | 0 | 0 | 0 | 0 | -51.3912 | -243.0486 | -300.5189 | 0 | 0 | 0 | 0 | -14.1893 | -167.8519 | -430.4958 | -412.039 | 0.39679 | 0.022118 | 0.022118 | 0.022118 | -5.6302 | -3.7125 | -9.5216 | -9.1134
6 | 4 | 12 | 583.5695 | 583.9433 | 586.8664 | 589.4222 | 0 | 0 | 0 | 0 | 162.6225 | 216.8368 | 0 | 0 | 0 | 0 | 0 | 0 | 473.3192 | 634.0051 | 1299.4351 | 1344.2787 | 0 | 0 | 0 | 0 | 0 | -47.1716 | -346.0405 | -309.373 | 0 | 0 | 0 | 0 | -52.3723 | -219.727 | -366.5282 | -445.4835 | 0.39234 | 0.022118 | 0.022118 | 0.022118 | -20.5479 | -4.8599 | -8.1068 | -9.8531
6 | 4 | 13 | 598.5976 | 600.1704 | 604.3853 | 607.9696 | 0 | 0 | 0 | 0 | 160.8151 | 217.636 | 0 | 0 | 0 | 0 | 0 | 0 | 508.8684 | 666.075 | 1310.8972 | 1356.6083 | 0 | 0 | 0 | 0 | 0 | -46.5535 | -137.5279 | -333.1037 | 0 | 0 | 0 | 0 | -71.0859 | -236.9872 | -568.9841 | -415.535 | 0.39433 | 0.022118 | 0.022118 | 0.022118 | -28.0312 | -5.2416 | -12.5847 | -9.1907
6 | 4 | 14 | 607.8418 | 610.4472 | 615.863 | 620.5378 | 0 | 0 | 0 | 0 | 157.8728 | 222.9631 | 0 | 0 | 0 | 0 | 0 | 0 | 505.9417 | 632.9154 | 1226.9499 | 1269.8767 | 0 | 0 | 0 | 0 | 0 | -37.5913 | -199.2803 | -239.4618 | 0 | 0 | 0 | 0 | -55.9727 | -207.8401 | -411.8066 | -409.8772 | 0.39259 | 0.022448 | 0.022118 | 0.021917 | -21.9742 | -4.6655 | -9.1083 | -8.9831
6 | 4 | 15 | 611.6463 | 615.1966 | 621.64 | 627.1877 | 0 | 0 | 0 | 0 | 162.1482 | 219.6826 | 0 | 0 | 0 | 0 | 0 | 0 | 461.4104 | 587.7452 | 1130.3446 | 1165.9776 | 0 | 0 | 0 | 0 | 0 | -55.2078 | -198.5995 | -240.8088 | 0 | 0 | 0 | 0 | -11.9124 | -137.0234 | -310.1052 | -297.9812 | 0.38933 | 0.022983 | 0.021613 | 0.020742 | -4.6378 | -3.1493 | -6.7023 | -6.1806
6 | 4 | 16 | 609.0123 | 614.7921 | 623.6942 | 631.433 | 0 | 0 | 0 | 0 | 160.6192 | 232.9707 | 0 | 0 | 0 | 0 | 0 | 0 | 470.4748 | 531.4738 | 1048.2666 | 1075.9387 | 0 | 0 | 0 | 0 | 0 | -16.2357 | -29.4136 | -144.2022 | 0 | 0 | 0 | 0 | -22.0817 | -133.4167 | -395.1588 | -300.3035 | 0.39725 | 0.023616 | 0.020937 | 0.02146 | -8.772 | -3.1507 | -8.2733 | -6.4447
6 | 4 | 17 | 597.917 | 605.9594 | 617.2872 | 627.1486 | 0 | 0 | 0 | 0 | 165.6147 | 234.1637 | 0 | 0 | 0 | 0 | 0 | 0 | 463.6366 | 442.8179 | 887.307 | 904.2499 | 0 | 0 | 0 | 0 | 0 | -9.9765 | -152.1498 | 119.7224 | 0 | 0 | 0 | 0 | -31.3343 | -61.0456 | -117.8699 | -396.8237 | 0.40602 | 0.342 | 0.42749 | 0.2585 | -12.7224 | -20.8778 | -50.388 | -102.5778
6 | 4 | 18 | 582.6439 | 593.0307 | 606.8878 | 618.9997 | 0 | 0 | 0 | 0 | 182.4408 | 236.072 | 0 | 0 | 0 | 0 | 0 | 0 | 427.5024 | 371.2803 | 779.9489 | 785.752 | 0 | 0 | 0 | 0 | 0 | -8.843 | -131.8469 | -20.497 | 0 | 0 | 0 | 0 | -27.2994 | -5.4786 | -41.2143 | -146.2553 | 0.4027 | 0.42494 | 0.41159 | 0.40375 | -10.9933 | -2.3281 | -16.9633 | -59.0504
6 | 4 | 19 | 576.0764 | 588.0997 | 603.7088 | 617.3419 | 0 | 0 | 0 | 0 | 209.2808 | 291.562 | 0 | 0 | 0 | 0 | 0 | 0 | 380.1314 | 236.0713 | 470.9732 | 471.4 | 0 | 0 | 0 | 0 | 0 | 6.7241 | 79.8337 | 93.9539 | 0 | 0 | 0 | 0 | -13.3358 | 53.7423 | 52.9019 | 51.988 | 0.40839 | 0.42225 | 0.40697 | 0.39265 | -5.4462 | 22.6926 | 21.5295 | 20.4129
6 | 4 | 20 | 588.9957 | 601.945 | 618.5257 | 632.8937 | 0 | 0 | 0 | 0 | 217.241 | 313.7854 | 0 | 0 | 0 | 0 | 0 | 0 | 370.2623 | 179.2267 | 300.263 | 300.2637 | 0 | 0 | 0 | 0 | 0 | 8.9427 | 3.2802 | 165.5029 | 0 | 0 | 0 | 0 | 1.4924 | 99.9902 | 314.9825 | 167.1272 | 0.40942 | 0.43553 | 0.40598 | 0.39629 | 0.61102 | 43.5486 | 127.8776 | 66.2306
6 | 4 | 21 | 572.1851 | 585.0431 | 601.3477 | 615.3493 | 0 | 0 | 0 | 0 | 218.3307 | 320.9094 | 0 | 0 | 0 | 0 | 0 | 0 | 362.8485 | 152.8269 | 244.5098 | 244.5098 | 0 | 0 | 0 | 0 | 0 | 18.2532 | 67.6467 | 113.3516 | 0 | 0 | 0 | 0 | -8.9942 | 93.0536 | 289.1913 | 257.4879 | 0.4094 | 0.43476 | 0.40586 | 0.39679 | -3.6822 | 40.4563 | 117.3721 | 102.1692
6 | 4 | 22 | 523.4835 | 535.8397 | 551.3794 | 564.7044 | 0 | 0 | 0 | 0 | 213.2419 | 322.4024 | 0 | 0 | 0 | 0 | 0 | 0 | 336.332 | 130.7617 | 230.7701 | 230.7701 | 0 | 0 | 0 | 0 | 0 | 35.9173 | 311.9684 | 132.0335 | 0 | 0 | 0 | 0 | -26.0904 | 46.7584 | 8.6409 | 201.9008 | 0.40731 | 0.42231 | 0.40449 | 0.39511 | -10.627 | 19.7466 | 3.4952 | 79.7734
6 | 4 | 23 | 473.5403 | 485.1503 | 499.6532 | 512.0646 | 0 | 0 | 0 | 0 | 206.4705 | 317.6349 | 0 | 0 | 0 | 0 | 0 | 0 | 302.0339 | 111.396 | 220.08 | 220.08 | 0 | 0 | 0 | 0 | 0 | 42.8767 | 152.1545 | 91.5163 | 0 | 0 | 0 | 0 | -34.9641 | 13.2426 | 127.4187 | 200.4683 | 0.40299 | 0.42067 | 0.40353 | 0.39408 | -14.09 | 5.5708 | 51.4171 | 79.0008
6 | 4 | 24 | 438.7996 | 447.8703 | 459.3831 | 469.0987 | 0 | 0 | 0 | 0 | 199.1034 | 353.6485 | 0 | 0 | 0 | 0 | 0 | 0 | 293.0529 | 111.5959 | 223.1055 | 223.1055 | 0 | 0 | 0 | 0 | 0 | 11.3494 | 145.4558 | 317.5846 | 0 | 0 | 0 | 0 | -53.3567 | -28.7234 | 90.8217 | -71.5914 | 0.40134 | 0.42366 | 0.4104 | 0.39542 | -21.4144 | -12.1689 | 37.2736 | -28.3083
6 | 5 | 1 | 416.1091 | 422.6633 | 431.2322 | 438.2569 | 0 | 0 | 0 | 0 | 167.4908 | 332.1546 | 0 | 0 | 0 | 0 | 0 | 0 | 285.1935 | 111.8983 | 231.9173 | 231.9173 | 0 | 0 | 0 | 0 | 0 | 36.9502 | 144.5426 | 55.8787 | 0 | 0 | 0 | 0 | -36.5753 | -58.3398 | 54.7724 | 150.461 | 0.4071 | 0.42843 | 0.41669 | 0.39372 | -14.8899 | -24.9947 | 22.8231 | 59.2392
6 | 5 | 2 | 399.876 | 404.1361 | 410.1228 | 414.8825 | 0 | 0 | 0 | 0 | 156.8169 | 362.1249 | 0 | 0 | 0 | 0 | 0 | 0 | 275.6396 | 113.559 | 226.6721 | 226.6721 | 0 | 0 | 0 | 0 | 0 | 11.649 | 45.1615 | 31.017 | 0 | 0 | 0 | 0 | -32.5805 | -83.1968 | 138.2891 | 157.1933 | 0.40672 | 0.42869 | 0.41639 | 0.39335 | -13.251 | -35.6654 | 57.5815 | 61.8318
6 | 5 | 3 | 392.4691 | 394.7862 | 398.6222 | 401.5065 | 0 | 0 | 0 | 0 | 157.2799 | 356.0294 | 0 | 0 | 0 | 0 | 0 | 0 | 254.5302 | 112.8249 | 227.0819 | 227.0819 | 0 | 0 | 0 | 0 | 0 | 10.2108 | 101.2972 | 14.8042 | 0 | 0 | 0 | 0 | -19.341 | -84.2789 | 70.243 | 159.6204 | 0.40558 | 0.42977 | 0.41648 | 0.39426 | -7.8443 | -36.2207 | 29.2551 | 62.9318
6 | 5 | 4 | 396.1721 | 396.699 | 398.5673 | 399.6966 | 0 | 0 | 0 | 0 | 163.8353 | 320.1041 | 0 | 0 | 0 | 0 | 0 | 0 | 279.0753 | 129.4036 | 248.9954 | 248.9954 | 0 | 0 | 0 | 0 | 0 | 27.4344 | 159.7315 | 25.5469 | 0 | 0 | 0 | 0 | -46.7385 | -80.2432 | -10.1597 | 125.1543 | 0.40646 | 0.42931 | 0.41675 | 0.39303 | -18.9973 | -34.4492 | -4.2341 | 49.1891
6 | 5 | 5 | 421.6571 | 421.3957 | 422.4886 | 422.9121 | 0 | 0 | 0 | 0 | 178.4126 | 324.7482 | 0 | 0 | 0 | 0 | 0 | 0 | 287.3461 | 135.4425 | 278.734 | 278.7344 | 0 | 0 | 0 | 0 | 0 | 32.2215 | 90.1326 | 44.1456 | 0 | 0 | 0 | 0 | -44.1017 | -71.0165 | 53.622 | 100.0322 | 0.40796 | 0.42719 | 0.41626 | 0.3916 | -17.9918 | -30.3372 | 22.3205 | 39.1726
6 | 5 | 6 | 446.3285 | 444.5439 | 444.1012 | 443.2077 | 0 | 0 | 0 | 0 | 202.906 | 304.5766 | 0 | 0 | 0 | 0 | 0 | 0 | 318.7297 | 180.9796 | 370.4419 | 370.7886 | 0 | 0 | 0 | 0 | 0 | -8.0108 | -27.8499 | 21.6533 | 0 | 0 | 0 | 0 | -75.3071 | -33.0014 | 101.5093 | 50.7657 | 0.40606 | 0.43154 | 0.41548 | 0.38797 | -30.5793 | -14.2414 | 42.1752 | 19.6954
6 | 5 | 7 | 484.5692 | 482.4215 | 481.9336 | 481.2274 | 0 | 0 | 0 | 0 | 203.1427 | 263.109 | 0 | 0 | 0 | 0 | 0 | 0 | 337.6706 | 240.5397 | 557.3475 | 560.2269 | 0 | 0 | 0 | 0 | 0 | -10.7128 | -62.9311 | 18.1178 | 0 | 0 | 0 | 0 | -56.244 | -10.5144 | -12.4828 | -97.1172 | 0.39763 | 0.41039 | 0.41696 | 0.37762 | -22.3641 | -4.315 | -5.2048 | -36.6735
6 | 5 | 8 | 509.0151 | 506.9184 | 506.9969 | 507.277 | 0 | 0 | 0 | 0 | 176.4844 | 236.8108 | 0 | 0 | 0 | 0 | 0 | 0 | 410.0297 | 356.9779 | 704.2495 | 716.903 | 0 | 0 | 0 | 0 | 0 | -12.2582 | -116.046 | 257.5029 | 0 | 0 | 0 | 0 | -77.4989 | -74.6121 | -81.2067 | -467.1289 | 0.39542 | 0.54534 | 0.3925 | 0.14136 | -30.6443 | -40.6887 | -31.8733 | -66.0352
6 | 5 | 9 | 528.5848 | 527.5435 | 529.2659 | 531.4765 | 0 | 0 | 0 | 0 | 171.1633 | 232.1638 | 0 | 0 | 0 | 0 | 0 | 0 | 495.4358 | 466.5032 | 841.9753 | 864.1949 | 0 | 0 | 0 | 0 | 0 | -14.0075 | -144.4886 | -333.0218 | 0 | 0 | 0 | 0 | -138.0143 | -157.116 | -168.2208 | 0.3034 | 0.3881 | 0.022118 | 0.022118 | 0.021036 | -53.5633 | -3.4751 | -3.7207 | 0.0063824
6 | 5 | 10 | 544.6525 | 543.7402 | 545.6135 | 547.8839 | 0 | 0 | 0 | 0 | 187.4455 | 230.7159 | 0 | 0 | 0 | 0 | 0 | 0 | 544.5194 | 548.9496 | 949.0676 | 978.2176 | 0 | 0 | 0 | 0 | 0 | -17.9031 | -107.4647 | -284.3266 | 0 | 0 | 0 | 0 | -187.3124 | -218.0222 | -295.9894 | -146.0071 | 0.39518 | 0.022118 | 0.022118 | 0.022118 | -74.0228 | -4.8222 | -6.5467 | -3.2293
6 | 5 | 11 | 551.3499 | 550.5353 | 552.2471 | 554.0155 | 0 | 0 | 0 | 0 | 166.7716 | 218.8795 | 0 | 0 | 0 | 0 | 0 | 0 | 563.5871 | 576.0848 | 1002.71 | 1036.693 | 0 | 0 | 0 | 0 | 0 | -51.3912 | -243.0486 | -300.5189 | 0 | 0 | 0 | 0 | -179.0088 | -193.0378 | -207.4144 | -182.1586 | 0.39679 | 0.022118 | 0.022118 | 0.022118 | -71.0292 | -4.2696 | -4.5876 | -4.0289
6 | 5 | 12 | 550.0492 | 549.3257 | 550.9184 | 552.3232 | 0 | 0 | 0 | 0 | 162.6225 | 216.8368 | 0 | 0 | 0 | 0 | 0 | 0 | 575.5054 | 611.1865 | 1061.8147 | 1099.068 | 0 | 0 | 0 | 0 | 0 | -47.1716 | -346.0405 | -309.373 | 0 | 0 | 0 | 0 | -188.0788 | -231.526 | -164.8559 | -237.3719 | 0.39234 | 0.022118 | 0.022118 | 0.022118 | -73.7915 | -5.1208 | -3.6463 | -5.2501
6 | 5 | 13 | 555.3421 | 555.4989 | 557.9969 | 560.096 | 0 | 0 | 0 | 0 | 160.8151 | 217.636 | 0 | 0 | 0 | 0 | 0 | 0 | 600.0977 | 680.3283 | 1244.6216 | 1285.1267 | 0 | 0 | 0 | 0 | 0 | -46.5535 | -137.5279 | -333.1037 | 0 | 0 | 0 | 0 | -205.5707 | -295.9119 | -549.0968 | -391.9271 | 0.39433 | 0.022118 | 0.022118 | 0.022118 | -81.0623 | -6.5449 | -12.1448 | -8.6685
6 | 5 | 14 | 556.3739 | 557.2945 | 560.6675 | 563.575 | 0 | 0 | 0 | 0 | 157.8728 | 222.9631 | 0 | 0 | 0 | 0 | 0 | 0 | 609.0748 | 676.004 | 1236.4843 | 1273.9937 | 0 | 0 | 0 | 0 | 0 | -37.5913 | -199.2803 | -239.4618 | 0 | 0 | 0 | 0 | -210.5737 | -304.0814 | -476.5366 | -470.9569 | 0.39259 | 0.022448 | 0.022118 | 0.021917 | -82.6687 | -6.826 | -10.54 | -10.3217
6 | 5 | 15 | 553.2894 | 554.9294 | 559.0565 | 562.6005 | 0 | 0 | 0 | 0 | 162.1482 | 219.6826 | 0 | 0 | 0 | 0 | 0 | 0 | 571.7565 | 629.7155 | 1227.5583 | 1257.2503 | 0 | 0 | 0 | 0 | 0 | -55.2078 | -198.5995 | -240.8088 | 0 | 0 | 0 | 0 | -180.6154 | -239.2609 | -469.9023 | -453.8411 | 0.38933 | 0.022983 | 0.021613 | 0.020742 | -70.3184 | -5.499 | -10.156 | -9.4134
6 | 5 | 16 | 546.1775 | 549.9005 | 556.3086 | 561.8899 | 0 | 0 | 0 | 0 | 160.6192 | 232.9707 | 0 | 0 | 0 | 0 | 0 | 0 | 514.4482 | 572.9912 | 1217.1341 | 1240.1972 | 0 | 0 | 0 | 0 | 0 | -16.2357 | -29.4136 | -144.2022 | 0 | 0 | 0 | 0 | -128.8898 | -239.8257 | -631.4119 | -534.1051 | 0.39725 | 0.023616 | 0.020937 | 0.02146 | -51.2018 | -5.6636 | -13.2196 | -11.4621
6 | 5 | 17 | 533.5413 | 539.4764 | 548.2491 | 555.9 | 0 | 0 | 0 | 0 | 165.6147 | 234.1637 | 0 | 0 | 0 | 0 | 0 | 0 | 455.2755 | 487.4732 | 1063.7126 | 1078.2706 | 0 | 0 | 0 | 0 | 0 | -9.9765 | -152.1498 | 119.7224 | 0 | 0 | 0 | 0 | -87.3489 | -172.1839 | -363.3137 | -642.0931 | 0.40602 | 0.342 | 0.42749 | 0.2585 | -35.4655 | -58.8875 | -155.3123 | -165.9792
6 | 5 | 18 | 523.5074 | 531.9585 | 543.4683 | 553.5496 | 0 | 0 | 0 | 0 | 182.4408 | 236.072 | 0 | 0 | 0 | 0 | 0 | 0 | 397.9356 | 372.9161 | 846.4095 | 851.6799 | 0 | 0 | 0 | 0 | 0 | -8.843 | -131.8469 | -20.497 | 0 | 0 | 0 | 0 | -56.869 | -68.1866 | -171.0943 | -277.6332 | 0.4027 | 0.42494 | 0.41159 | 0.40375 | -22.9009 | -28.9751 | -70.4202 | -112.094
6 | 5 | 19 | 523.7927 | 534.1045 | 547.6384 | 559.4762 | 0 | 0 | 0 | 0 | 209.2808 | 291.562 | 0 | 0 | 0 | 0 | 0 | 0 | 358.3579 | 248.2769 | 484.2767 | 484.6764 | 0 | 0 | 0 | 0 | 0 | 6.7241 | 79.8337 | 93.9539 | 0 | 0 | 0 | 0 | -43.846 | -12.4585 | -16.472 | -19.1541 | 0.40839 | 0.42225 | 0.40697 | 0.39265 | -17.9062 | -5.2606 | -6.7036 | -7.5208
6 | 5 | 20 | 542.5494 | 553.9784 | 568.7156 | 581.4888 | 0 | 0 | 0 | 0 | 217.241 | 313.7854 | 0 | 0 | 0 | 0 | 0 | 0 | 337.6101 | 207.9294 | 416.165 | 416.1657 | 0 | 0 | 0 | 0 | 0 | 8.9427 | 3.2802 | 165.5029 | 0 | 0 | 0 | 0 | -12.3016 | 23.3209 | 149.2704 | -0.17982 | 0.40942 | 0.43553 | 0.40598 | 0.39629 | -5.0366 | 10.1569 | 60.6013 | -0.07126
6 | 5 | 21 | 534.9665 | 546.6062 | 561.4335 | 574.1571 | 0 | 0 | 0 | 0 | 218.3307 | 320.9094 | 0 | 0 | 0 | 0 | 0 | 0 | 331.8929 | 197.9756 | 407.6009 | 407.6009 | 0 | 0 | 0 | 0 | 0 | 18.2532 | 67.6467 | 113.3516 | 0 | 0 | 0 | 0 | -15.2571 | 9.468 | 86.1859 | 53.2046 | 0.4094 | 0.43476 | 0.40586 | 0.39679 | -6.2463 | 4.1163 | 34.9797 | 21.1112
6 | 5 | 22 | 497.0697 | 508.5613 | 523.0526 | 535.4706 | 0 | 0 | 0 | 0 | 213.2419 | 322.4024 | 0 | 0 | 0 | 0 | 0 | 0 | 318.7467 | 174.2681 | 401.6724 | 401.6724 | 0 | 0 | 0 | 0 | 0 | 35.9173 | 311.9684 | 132.0335 | 0 | 0 | 0 | 0 | -34.9189 | -24.0265 | -190.5882 | 1.7646 | 0.40731 | 0.42231 | 0.40449 | 0.39511 | -14.2229 | -10.1467 | -77.0919 | 0.69722
6 | 5 | 23 | 452.402 | 463.32 | 476.984 | 488.6695 | 0 | 0 | 0 | 0 | 206.4705 | 317.6349 | 0 | 0 | 0 | 0 | 0 | 0 | 322.9172 | 171.8699 | 407.4839 | 407.4839 | 0 | 0 | 0 | 0 | 0 | 42.8767 | 152.1545 | 91.5163 | 0 | 0 | 0 | 0 | -76.9857 | -69.0615 | -82.6544 | -10.3307 | 0.40299 | 0.42067 | 0.40353 | 0.39408 | -31.0241 | -29.0524 | -33.3534 | -4.0711
6 | 5 | 24 | 418.3321 | 426.7328 | 437.4332 | 446.446 | 0 | 0 | 0 | 0 | 199.1034 | 353.6485 | 0 | 0 | 0 | 0 | 0 | 0 | 348.5372 | 189.1237 | 414.6045 | 414.6045 | 0 | 0 | 0 | 0 | 0 | 11.3494 | 145.4558 | 317.5846 | 0 | 0 | 0 | 0 | -129.3085 | -127.3887 | -122.6272 | -285.7431 | 0.40134 | 0.42366 | 0.4104 | 0.39542 | -51.8972 | -53.9694 | -50.3266 | -112.9872
6 | 6 | 1 | 395.8047 | 401.6943 | 409.4573 | 415.7848 | 0 | 0 | 0 | 0 | 167.4908 | 332.1546 | 0 | 0 | 0 | 0 | 0 | 0 | 337.3239 | 191.0628 | 422.7283 | 422.7283 | 0 | 0 | 0 | 0 | 0 | 36.9502 | 144.5426 | 55.8787 | 0 | 0 | 0 | 0 | -109.01 | -158.4733 | -157.8136 | -62.8222 | 0.4071 | 0.42843 | 0.41669 | 0.39372 | -44.3784 | -67.8951 | -65.7592 | -24.7342
6 | 6 | 2 | 382.3091 | 385.9942 | 391.2836 | 395.4401 | 0 | 0 | 0 | 0 | 156.8169 | 362.1249 | 0 | 0 | 0 | 0 | 0 | 0 | 306.6535 | 182.1581 | 429.1321 | 429.1321 | 0 | 0 | 0 | 0 | 0 | 11.649 | 45.1615 | 31.017 | 0 | 0 | 0 | 0 | -81.1613 | -169.9377 | -83.01 | -64.709 | 0.40672 | 0.42869 | 0.41639 | 0.39335 | -33.0096 | -72.8501 | -34.5641 | -25.4532
6 | 6 | 3 | 381.211 | 383.1596 | 386.5488 | 389.0465 | 0 | 0 | 0 | 0 | 157.2799 | 356.0294 | 0 | 0 | 0 | 0 | 0 | 0 | 294.6014 | 172.1747 | 415.714 | 415.714 | 0 | 0 | 0 | 0 | 0 | 10.2108 | 101.2972 | 14.8042 | 0 | 0 | 0 | 0 | -70.6703 | -155.2554 | -130.4624 | -41.4717 | 0.40558 | 0.42977 | 0.41648 | 0.39426 | -28.6625 | -66.7243 | -54.3356 | -16.3506
6 | 6 | 4 | 388.6123 | 388.8918 | 390.46 | 391.3298 | 0 | 0 | 0 | 0 | 163.8353 | 320.1041 | 0 | 0 | 0 | 0 | 0 | 0 | 291.9527 | 171.4787 | 402.6414 | 402.6414 | 0 | 0 | 0 | 0 | 0 | 27.4344 | 159.7315 | 25.5469 | 0 | 0 | 0 | 0 | -67.1757 | -130.1255 | -171.9129 | -36.8585 | 0.40646 | 0.42931 | 0.41675 | 0.39303 | -27.3041 | -55.8641 | -71.6453 | -14.4864
6 | 6 | 5 | 412.3569 | 411.7912 | 412.5149 | 412.6191 | 0 | 0 | 0 | 0 | 178.4126 | 324.7482 | 0 | 0 | 0 | 0 | 0 | 0 | 311.184 | 191.0816 | 389.55 | 389.5504 | 0 | 0 | 0 | 0 | 0 | 32.2215 | 90.1326 | 44.1456 | 0 | 0 | 0 | 0 | -77.2397 | -136.2602 | -67.1677 | -21.0769 | 0.40796 | 0.42719 | 0.41626 | 0.3916 | -31.5109 | -58.2084 | -27.959 | -8.2537
6 | 6 | 6 | 435.6144 | 433.479 | 432.6111 | 431.3496 | 0 | 0 | 0 | 0 | 202.906 | 304.5766 | 0 | 0 | 0 | 0 | 0 | 0 | 369.9713 | 270.7525 | 508.655 | 509.078 | 0 | 0 | 0 | 0 | 0 | -8.0108 | -27.8499 | 21.6533 | 0 | 0 | 0 | 0 | -137.263 | -133.8392 | -48.194 | -99.3817 | 0.40606 | 0.43154 | 0.41548 | 0.38797 | -55.7372 | -57.7568 | -20.0237 | -38.5568
6 | 6 | 7 | 474.2539 | 471.7685 | 470.8712 | 469.8108 | 0 | 0 | 0 | 0 | 203.1427 | 263.109 | 0 | 0 | 0 | 0 | 0 | 0 | 445.0303 | 413.6933 | 780.7686 | 783.6387 | 0 | 0 | 0 | 0 | 0 | -10.7128 | -62.9311 | 18.1178 | 0 | 0 | 0 | 0 | -173.919 | -194.3211 | -246.9663 | -331.9456 | 0.39763 | 0.41039 | 0.41696 | 0.37762 | -69.1549 | -79.7476 | -102.9743 | -125.3497
6 | 6 | 8 | 497.3038 | 494.8238 | 494.4374 | 494.3154 | 0 | 0 | 0 | 0 | 176.4844 | 236.8108 | 0 | 0 | 0 | 0 | 0 | 0 | 489.2731 | 538.1214 | 1021.6228 | 1037.1678 | 0 | 0 | 0 | 0 | 0 | -12.2582 | -116.046 | 257.5029 | 0 | 0 | 0 | 0 | -168.4536 | -267.8502 | -411.1394 | -800.3553 | 0.39542 | 0.54534 | 0.3925 | 0.14136 | -66.6091 | -146.0685 | -161.3705 | -113.1414
6 | 6 | 9 | 518.4145 | 517.0403 | 518.359 | 520.2204 | 0 | 0 | 0 | 0 | 171.1633 | 232.1638 | 0 | 0 | 0 | 0 | 0 | 0 | 554.637 | 662.1622 | 1205.7614 | 1234.8018 | 0 | 0 | 0 | 0 | 0 | -14.0075 | -144.4886 | -333.0218 | 0 | 0 | 0 | 0 | -207.3859 | -363.2783 | -542.9138 | -381.5596 | 0.3881 | 0.022118 | 0.022118 | 0.021036 | -80.4864 | -8.0349 | -12.0081 | -8.0266
6 | 6 | 10 | 533.6664 | 532.3945 | 533.8317 | 535.7249 | 0 | 0 | 0 | 0 | 187.4455 | 230.7159 | 0 | 0 | 0 | 0 | 0 | 0 | 596.6456 | 744.9255 | 1284.8345 | 1324.4307 | 0 | 0 | 0 | 0 | 0 | -17.9031 | -107.4647 | -284.3266 | 0 | 0 | 0 | 0 | -250.4247 | -425.3438 | -643.5381 | -504.3792 | 0.39518 | 0.022118 | 0.022118 | 0.022118 | -98.9638 | -9.4077 | -14.2337 | -11.1557
6 | 6 | 11 | 539.3123 | 538.1037 | 539.3377 | 540.6927 | 0 | 0 | 0 | 0 | 166.7716 | 218.8795 | 0 | 0 | 0 | 0 | 0 | 0 | 617.4098 | 787.4369 | 1329.0859 | 1375.4149 | 0 | 0 | 0 | 0 | 0 | -51.3912 | -243.0486 | -300.5189 | 0 | 0 | 0 | 0 | -244.8691 | -416.8215 | -546.6997 | -534.2032 | 0.39679 | 0.022118 | 0.022118 | 0.022118 | -97.1621 | -9.2192 | -12.0918 | -11.8154
6 | 6 | 12 | 536.5431 | 535.3776 | 536.4342 | 537.3752 | 0 | 0 | 0 | 0 | 162.6225 | 216.8368 | 0 | 0 | 0 | 0 | 0 | 0 | 624.3791 | 800.9936 | 1339.2001 | 1388.7123 | 0 | 0 | 0 | 0 | 0 | -47.1716 | -346.0405 | -309.373 | 0 | 0 | 0 | 0 | -250.4585 | -435.2812 | -456.7254 | -541.9641 | 0.39234 | 0.022118 | 0.022118 | 0.022118 | -98.2658 | -9.6275 | -10.1018 | -11.987
6 | 6 | 13 | 543.8665 | 543.6477 | 545.6902 | 547.3952 | 0 | 0 | 0 | 0 | 160.8151 | 217.636 | 0 | 0 | 0 | 0 | 0 | 0 | 600.9941 | 774.8696 | 1327.5038 | 1377.5574 | 0 | 0 | 0 | 0 | 0 | -46.5535 | -137.5279 | -333.1037 | 0 | 0 | 0 | 0 | -217.9427 | -402.3044 | -644.2858 | -497.0585 | 0.39433 | 0.022118 | 0.022118 | 0.022118 | -85.941 | -8.8981 | -14.2502 | -10.9938
6 | 6 | 14 | 537.5561 | 537.8607 | 540.4868 | 542.7481 | 0 | 0 | 0 | 0 | 157.8728 | 222.9631 | 0 | 0 | 0 | 0 | 0 | 0 | 621.5507 | 786.6834 | 1345.0364 | 1393.9184 | 0 | 0 | 0 | 0 | 0 | -37.5913 | -199.2803 | -239.4618 | 0 | 0 | 0 | 0 | -241.8674 | -434.1946 | -605.2693 | -611.7085 | 0.39259 | 0.022448 | 0.022118 | 0.021917 | -94.9543 | -9.7467 | -13.3873 | -13.4065
6 | 6 | 15 | 534.3628 | 535.3833 | 538.7592 | 541.6533 | 0 | 0 | 0 | 0 | 162.1482 | 219.6826 | 0 | 0 | 0 | 0 | 0 | 0 | 601.5976 | 756.1044 | 1322.2794 | 1365.9754 | 0 | 0 | 0 | 0 | 0 | -55.2078 | -198.5995 | -240.8088 | 0 | 0 | 0 | 0 | -229.3831 | -385.196 | -584.9207 | -583.5134 | 0.38933 | 0.022983 | 0.021613 | 0.020742 | -89.305 | -8.8531 | -12.6419 | -12.103
6 | 6 | 16 | 527.0697 | 530.1671 | 535.8168 | 540.742 | 0 | 0 | 0 | 0 | 160.6192 | 232.9707 | 0 | 0 | 0 | 0 | 0 | 0 | 566.7218 | 693.2049 | 1272.1672 | 1307.0161 | 0 | 0 | 0 | 0 | 0 | -16.2357 | -29.4136 | -144.2022 | 0 | 0 | 0 | 0 | -200.2713 | -379.7728 | -706.9367 | -622.0719 | 0.39725 | 0.023616 | 0.020937 | 0.02146 | -79.5582 | -8.9686 | -14.8008 | -13.35
6 | 6 | 17 | 516.3007 | 521.6715 | 529.7599 | 536.8188 | 0 | 0 | 0 | 0 | 165.6147 | 234.1637 | 0 | 0 | 0 | 0 | 0 | 0 | 507.214 | 590.3886 | 1146.7378 | 1169.3679 | 0 | 0 | 0 | 0 | 0 | -9.9765 | -152.1498 | 119.7224 | 0 | 0 | 0 | 0 | -156.528 | -292.9042 | -464.8281 | -752.2716 | 0.40602 | 0.342 | 0.42749 | 0.2585 | -63.5537 | -100.1742 | -198.7085 | -194.46
6 | 6 | 18 | 507.4452 | 515.3705 | 526.2428 | 535.7726 | 0 | 0 | 0 | 0 | 182.4408 | 236.072 | 0 | 0 | 0 | 0 | 0 | 0 | 476.1244 | 471.5745 | 921.2253 | 928.9399 | 0 | 0 | 0 | 0 | 0 | -8.843 | -131.8469 | -20.497 | 0 | 0 | 0 | 0 | -151.12 | -183.433 | -263.1355 | -372.6702 | 0.4027 | 0.42494 | 0.41159 | 0.40375 | -60.8553 | -77.9476 | -108.3032 | -150.4651
6 | 6 | 19 | 506.5521 | 516.2996 | 529.1491 | 540.395 | 0 | 0 | 0 | 0 | 209.2808 | 291.562 | 0 | 0 | 0 | 0 | 0 | 0 | 437.3065 | 339.8932 | 545.168 | 545.5643 | 0 | 0 | 0 | 0 | 0 | 6.7241 | 79.8337 | 93.9539 | 0 | 0 | 0 | 0 | -140.0352 | -121.8798 | -95.8526 | -99.1233 | 0.40839 | 0.42225 | 0.40697 | 0.39265 | -57.1887 | -51.4636 | -39.0091 | -38.9204
6 | 6 | 20 | 537.2014 | 548.4553 | 562.9803 | 575.5698 | 0 | 0 | 0 | 0 | 217.241 | 313.7854 | 0 | 0 | 0 | 0 | 0 | 0 | 385.6949 | 255.3349 | 446.2781 | 446.2788 | 0 | 0 | 0 | 0 | 0 | 8.9427 | 3.2802 | 165.5029 | 0 | 0 | 0 | 0 | -65.7345 | -29.6077 | 113.422 | -36.2119 | 0.40942 | 0.43553 | 0.40598 | 0.39629 | -26.9132 | -12.895 | 46.0474 | -14.3503
6 | 6 | 21 | 541.1484 | 552.9905 | 568.0632 | 580.999 | 0 | 0 | 0 | 0 | 218.3307 | 320.9094 | 0 | 0 | 0 | 0 | 0 | 0 | 326.1438 | 210.9884 | 436.5218 | 436.5218 | 0 | 0 | 0 | 0 | 0 | 18.2532 | 67.6467 | 113.3516 | 0 | 0 | 0 | 0 | -3.3261 | 2.8396 | 63.8947 | 31.1257 | 0.4094 | 0.43476 | 0.40586 | 0.39679 | -1.3617 | 1.2345 | 25.9325 | 12.3504
6 | 6 | 22 | 496.9972 | 508.4864 | 522.9748 | 535.3904 | 0 | 0 | 0 | 0 | 213.2419 | 322.4024 | 0 | 0 | 0 | 0 | 0 | 0 | 290.2496 | 184.055 | 414.2481 | 414.2481 | 0 | 0 | 0 | 0 | 0 | 35.9173 | 311.9684 | 132.0335 | 0 | 0 | 0 | 0 | -6.4943 | -33.8882 | -203.2416 | -10.8913 | 0.40731 | 0.42231 | 0.40449 | 0.39511 | -2.6452 | -14.3114 | -82.2102 | -4.3033
6 | 6 | 23 | 451.3868 | 462.2716 | 475.8952 | 487.5459 | 0 | 0 | 0 | 0 | 206.4705 | 317.6349 | 0 | 0 | 0 | 0 | 0 | 0 | 296.4661 | 187.3008 | 397.1207 | 397.1207 | 0 | 0 | 0 | 0 | 0 | 42.8767 | 152.1545 | 91.5163 | 0 | 0 | 0 | 0 | -51.5498 | -85.5409 | -73.3799 | -1.091 | 0.40299 | 0.42067 | 0.40353 | 0.39408 | -20.7738 | -35.9848 | -29.6109 | -0.42995
6 | 6 | 24 | 416.3742 | 424.7108 | 435.3335 | 444.279 | 0 | 0 | 0 | 0 | 199.1034 | 353.6485 | 0 | 0 | 0 | 0 | 0 | 0 | 297.6489 | 184.3194 | 375.9899 | 375.9899 | 0 | 0 | 0 | 0 | 0 | 11.3494 | 145.4558 | 317.5846 | 0 | 0 | 0 | 0 | -80.3781 | -124.6065 | -86.1123 | -249.2955 | 0.40134 | 0.42366 | 0.4104 | 0.39542 | -32.2593 | -52.7906 | -35.3408 | -98.5752
6 | 7 | 1 | 394.7895 | 400.6459 | 408.3686 | 414.6612 | 0 | 0 | 0 | 0 | 167.4908 | 332.1546 | 0 | 0 | 0 | 0 | 0 | 0 | 283.4248 | 177.6789 | 347.3643 | 347.3643 | 0 | 0 | 0 | 0 | 0 | 36.9502 | 144.5426 | 55.8787 | 0 | 0 | 0 | 0 | -56.1261 | -146.1378 | -83.5383 | 11.4182 | 0.4071 | 0.42843 | 0.41669 | 0.39372 | -22.8492 | -62.6102 | -34.8095 | 4.4955
6 | 7 | 2 | 384.1583 | 387.9039 | 393.2667 | 397.4866 | 0 | 0 | 0 | 0 | 156.8169 | 362.1249 | 0 | 0 | 0 | 0 | 0 | 0 | 252.1376 | 166.406 | 317.6542 | 317.6542 | 0 | 0 | 0 | 0 | 0 | 11.649 | 45.1615 | 31.017 | 0 | 0 | 0 | 0 | -24.7963 | -152.276 | 30.451 | 48.8155 | 0.40672 | 0.42869 | 0.41639 | 0.39335 | -10.085 | -65.2787 | 12.6793 | 19.2015
6 | 7 | 3 | 379.3075 | 381.1938 | 384.5074 | 386.9398 | 0 | 0 | 0 | 0 | 157.2799 | 356.0294 | 0 | 0 | 0 | 0 | 0 | 0 | 214.286 | 148.3259 | 301.9769 | 301.9769 | 0 | 0 | 0 | 0 | 0 | 10.2108 | 101.2972 | 14.8042 | 0 | 0 | 0 | 0 | 7.7416 | -133.3723 | -18.7667 | 70.1587 | 0.40558 | 0.42977 | 0.41648 | 0.39426 | 3.1398 | -57.3196 | -7.8161 | 27.6607
6 | 7 | 4 | 385.5304 | 385.709 | 387.1549 | 387.9188 | 0 | 0 | 0 | 0 | 163.8353 | 320.1041 | 0 | 0 | 0 | 0 | 0 | 0 | 208.6191 | 144.7129 | 288.1697 | 288.1697 | 0 | 0 | 0 | 0 | 0 | 27.4344 | 159.7315 | 25.5469 | 0 | 0 | 0 | 0 | 13.076 | -106.5425 | -60.7463 | 74.2023 | 0.40646 | 0.42931 | 0.41675 | 0.39303 | 5.3148 | -45.7397 | -25.3162 | 29.1635
6 | 7 | 5 | 405.9031 | 405.126 | 405.5936 | 405.4762 | 0 | 0 | 0 | 0 | 178.4126 | 324.7482 | 0 | 0 | 0 | 0 | 0 | 0 | 170.6356 | 119.9601 | 283.284 | 283.2845 | 0 | 0 | 0 | 0 | 0 | 32.2215 | 90.1326 | 44.1456 | 0 | 0 | 0 | 0 | 56.8548 | -71.8038 | 32.1769 | 78.0461 | 0.40796 | 0.42719 | 0.41626 | 0.3916 | 23.1946 | -30.6736 | 13.3939 | 30.5628
6 | 7 | 6 | 432.8588 | 430.6333 | 429.6559 | 428.2998 | 0 | 0 | 0 | 0 | 202.906 | 304.5766 | 0 | 0 | 0 | 0 | 0 | 0 | 171.8714 | 188.6826 | 495.2992 | 495.7741 | 0 | 0 | 0 | 0 | 0 | -8.0108 | -27.8499 | 21.6533 | 0 | 0 | 0 | 0 | 58.0814 | -54.6151 | -37.7933 | -89.1276 | 0.40606 | 0.43154 | 0.41548 | 0.38797 | 23.5846 | -23.5685 | -15.7024 | -34.5786
6 | 7 | 7 | 469.7217 | 467.0879 | 466.0107 | 464.7947 | 0 | 0 | 0 | 0 | 203.1427 | 263.109 | 0 | 0 | 0 | 0 | 0 | 0 | 203.1619 | 312.3646 | 838.8664 | 841.6069 | 0 | 0 | 0 | 0 | 0 | -10.7128 | -62.9311 | 18.1178 | 0 | 0 | 0 | 0 | 63.4171 | -97.673 | -309.9246 | -394.93 | 0.39763 | 0.41039 | 0.41696 | 0.37762 | 25.2163 | -40.0841 | -129.2252 | -149.1339
6 | 7 | 8 | 493.805 | 491.2104 | 490.6851 | 490.443 | 0 | 0 | 0 | 0 | 176.4844 | 236.8108 | 0 | 0 | 0 | 0 | 0 | 0 | 266.9493 | 457.0751 | 1095.0599 | 1112.164 | 0 | 0 | 0 | 0 | 0 | -12.2582 | -116.046 | 257.5029 | 0 | 0 | 0 | 0 | 50.3713 | -190.4174 | -488.3288 | -879.224 | 0.39542 | 0.54534 | 0.3925 | 0.14136 | 19.9176 | -103.8416 | -191.667 | -124.2906
6 | 7 | 9 | 517.6712 | 516.2727 | 517.5619 | 519.3978 | 0 | 0 | 0 | 0 | 171.1633 | 232.1638 | 0 | 0 | 0 | 0 | 0 | 0 | 321.1013 | 575.075 | 1263.0803 | 1294.4269 | 0 | 0 | 0 | 0 | 0 | -14.0075 | -144.4886 | -333.0218 | 0 | 0 | 0 | 0 | 25.4066 | -276.9586 | -601.0298 | -442.0074 | 0.3881 | 0.022118 | 0.022118 | 0.021036 | 9.8603 | -6.1257 | -13.2935 | -9.2982
6 | 7 | 10 | 534.1921 | 532.9375 | 534.3955 | 536.3068 | 0 | 0 | 0 | 0 | 187.4455 | 230.7159 | 0 | 0 | 0 | 0 | 0 | 0 | 330.4314 | 639.2481 | 1357.6212 | 1399.5191 | 0 | 0 | 0 | 0 | 0 | -17.9031 | -107.4647 | -284.3266 | 0 | 0 | 0 | 0 | 16.3152 | -319.1235 | -715.761 | -578.8857 | 0.39518 | 0.022118 | 0.022118 | 0.022118 | 6.4475 | -7.0583 | -15.8311 | -12.8036
6 | 7 | 11 | 543.772 | 542.7094 | 544.1204 | 545.6286 | 0 | 0 | 0 | 0 | 166.7716 | 218.8795 | 0 | 0 | 0 | 0 | 0 | 0 | 327.1195 | 668.8205 | 1389.8634 | 1438.1746 | 0 | 0 | 0 | 0 | 0 | -51.3912 | -243.0486 | -300.5189 | 0 | 0 | 0 | 0 | 49.881 | -293.5994 | -602.6944 | -592.0271 | 0.39679 | 0.022118 | 0.022118 | 0.022118 | 19.7924 | -6.4938 | -13.3303 | -13.0943
6 | 7 | 12 | 547.4024 | 546.5922 | 548.0799 | 549.3938 | 0 | 0 | 0 | 0 | 162.6225 | 216.8368 | 0 | 0 | 0 | 0 | 0 | 0 | 319.311 | 678.9986 | 1396.3731 | 1448.3479 | 0 | 0 | 0 | 0 | 0 | -47.1716 | -346.0405 | -309.373 | 0 | 0 | 0 | 0 | 65.4689 | -302.0715 | -502.2528 | -589.5811 | 0.39234 | 0.022118 | 0.022118 | 0.022118 | 25.6863 | -6.6812 | -11.1088 | -13.0402
6 | 7 | 13 | 551.5531 | 551.5859 | 553.9336 | 555.9025 | 0 | 0 | 0 | 0 | 160.8151 | 217.636 | 0 | 0 | 0 | 0 | 0 | 0 | 310.0038 | 667.9435 | 1381.0663 | 1433.2456 | 0 | 0 | 0 | 0 | 0 | -46.5535 | -137.5279 | -333.1037 | 0 | 0 | 0 | 0 | 80.7342 | -287.4401 | -689.6049 | -544.2394 | 0.39433 | 0.022118 | 0.022118 | 0.022118 | 31.8358 | -6.3575 | -15.2526 | -12.0373
6 | 7 | 14 | 551.7329 | 552.5016 | 555.6904 | 558.4385 | 0 | 0 | 0 | 0 | 157.8728 | 222.9631 | 0 | 0 | 0 | 0 | 0 | 0 | 302.3269 | 654.5058 | 1367.793 | 1417.4808 | 0 | 0 | 0 | 0 | 0 | -37.5913 | -199.2803 | -239.4618 | 0 | 0 | 0 | 0 | 91.5332 | -287.3761 | -612.8224 | -619.5806 | 0.39259 | 0.022448 | 0.022118 | 0.021917 | 35.9348 | -6.451 | -13.5543 | -13.5791
6 | 7 | 15 | 552.4373 | 554.0495 | 558.1428 | 561.6574 | 0 | 0 | 0 | 0 | 162.1482 | 219.6826 | 0 | 0 | 0 | 0 | 0 | 0 | 286.2971 | 619.3558 | 1339.3152 | 1383.2861 | 0 | 0 | 0 | 0 | 0 | -55.2078 | -198.5995 | -240.8088 | 0 | 0 | 0 | 0 | 103.992 | -229.7813 | -582.573 | -580.8199 | 0.38933 | 0.022983 | 0.021613 | 0.020742 | 40.4869 | -5.2812 | -12.5911 | -12.0471
6 | 7 | 16 | 547.936 | 551.7165 | 558.1945 | 563.8361 | 0 | 0 | 0 | 0 | 160.6192 | 232.9707 | 0 | 0 | 0 | 0 | 0 | 0 | 262.06 | 559.601 | 1315.3785 | 1350.8862 | 0 | 0 | 0 | 0 | 0 | -16.2357 | -29.4136 | -144.2022 | 0 | 0 | 0 | 0 | 125.2568 | -224.6194 | -727.7704 | -642.8478 | 0.39725 | 0.023616 | 0.020937 | 0.02146 | 49.7585 | -5.3045 | -15.237 | -13.7958
6 | 7 | 17 | 543.8566 | 550.1294 | 559.3115 | 567.3166 | 0 | 0 | 0 | 0 | 165.6147 | 234.1637 | 0 | 0 | 0 | 0 | 0 | 0 | 223.3273 | 458.5305 | 1211.68 | 1234.6117 | 0 | 0 | 0 | 0 | 0 | -9.9765 | -152.1498 | 119.7224 | 0 | 0 | 0 | 0 | 154.9146 | -132.5882 | -500.2187 | -787.0175 | 0.40602 | 0.342 | 0.42749 | 0.2585 | 62.8986 | -45.3456 | -213.8375 | -203.4417
6 | 7 | 18 | 532.6081 | 541.3571 | 553.2282 | 563.622 | 0 | 0 | 0 | 0 | 182.4408 | 236.072 | 0 | 0 | 0 | 0 | 0 | 0 | 199.7931 | 317.6798 | 954.653 | 962.6098 | 0 | 0 | 0 | 0 | 0 | -8.843 | -131.8469 | -20.497 | 0 | 0 | 0 | 0 | 150.3742 | -3.5517 | -269.578 | -378.4909 | 0.4027 | 0.42494 | 0.41159 | 0.40375 | 60.555 | -1.5093 | -110.9549 | -152.8152
6 | 7 | 19 | 527.5091 | 537.9426 | 551.624 | 563.5894 | 0 | 0 | 0 | 0 | 209.2808 | 291.562 | 0 | 0 | 0 | 0 | 0 | 0 | 207.4849 | 177.8452 | 528.467 | 528.9051 | 0 | 0 | 0 | 0 | 0 | 6.7241 | 79.8337 | 93.9539 | 0 | 0 | 0 | 0 | 110.7434 | 61.8113 | -56.6767 | -59.2695 | 0.40839 | 0.42225 | 0.40697 | 0.39265 | 45.2263 | 26.0998 | -23.0657 | -23.272
6 | 7 | 20 | 545.0875 | 556.5995 | 571.4375 | 584.2978 | 0 | 0 | 0 | 0 | 217.241 | 313.7854 | 0 | 0 | 0 | 0 | 0 | 0 | 222.6274 | 113.386 | 369.8883 | 369.8892 | 0 | 0 | 0 | 0 | 0 | 8.9427 | 3.2802 | 165.5029 | 0 | 0 | 0 | 0 | 105.219 | 120.4854 | 198.2689 | 48.9058 | 0.40942 | 0.43553 | 0.40598 | 0.39629 | 43.0791 | 52.4749 | 80.4939 | 19.3808
6 | 7 | 21 | 541.1847 | 553.0279 | 568.1021 | 581.0392 | 0 | 0 | 0 | 0 | 218.3307 | 320.9094 | 0 | 0 | 0 | 0 | 0 | 0 | 222.7367 | 105.7975 | 356.7432 | 356.7432 | 0 | 0 | 0 | 0 | 0 | 18.2532 | 67.6467 | 113.3516 | 0 | 0 | 0 | 0 | 100.1172 | 108.0679 | 143.7122 | 110.9444 | 0.4094 | 0.43476 | 0.40586 | 0.39679 | 40.9878 | 46.9839 | 58.3275 | 44.0219
6 | 7 | 22 | 496.7615 | 508.243 | 522.7221 | 535.1295 | 0 | 0 | 0 | 0 | 213.2419 | 322.4024 | 0 | 0 | 0 | 0 | 0 | 0 | 210.0925 | 94.2843 | 342.6198 | 342.6198 | 0 | 0 | 0 | 0 | 0 | 35.9173 | 311.9684 | 132.0335 | 0 | 0 | 0 | 0 | 73.4271 | 55.6391 | -131.8661 | 60.4762 | 0.40731 | 0.42231 | 0.40449 | 0.39511 | 29.9078 | 23.497 | -53.3391 | 23.8949
6 | 7 | 23 | 450.0634 | 460.9048 | 474.476 | 486.0812 | 0 | 0 | 0 | 0 | 206.4705 | 317.6349 | 0 | 0 | 0 | 0 | 0 | 0 | 193.5955 | 78.2729 | 328.1593 | 328.1593 | 0 | 0 | 0 | 0 | 0 | 42.8767 | 152.1545 | 91.5163 | 0 | 0 | 0 | 0 | 49.9974 | 22.1203 | -5.8378 | 66.4057 | 0.40299 | 0.42067 | 0.40353 | 0.39408 | 20.1482 | 9.3054 | -2.3557 | 26.1692
6 | 7 | 24 | 422.7737 | 431.3198 | 442.1964 | 451.3617 | 0 | 0 | 0 | 0 | 199.1034 | 353.6485 | 0 | 0 | 0 | 0 | 0 | 0 | 192.3664 | 85.9256 | 322.0876 | 322.0876 | 0 | 0 | 0 | 0 | 0 | 11.3494 | 145.4558 | 317.5846 | 0 | 0 | 0 | 0 | 31.3039 | -19.6037 | -25.347 | -188.3105 | 0.40134 | 0.42366 | 0.4104 | 0.39542 | 12.5636 | -8.3053 | -10.4025 | -74.4608
6 | 8 | 1 | 400.8264 | 406.8804 | 414.8427 | 421.3426 | 0 | 0 | 0 | 0 | 167.4908 | 332.1546 | 0 | 0 | 0 | 0 | 0 | 0 | 168.0605 | 84.2979 | 331.8926 | 331.8926 | 0 | 0 | 0 | 0 | 0 | 36.9502 | 144.5426 | 55.8787 | 0 | 0 | 0 | 0 | 65.275 | -46.5223 | -61.5925 | 33.5713 | 0.4071 | 0.42843 | 0.41669 | 0.39372 | 26.5737 | -19.9317 | -25.6649 | 13.2176
6 | 8 | 2 | 388.5274 | 392.416 | 397.9522 | 402.3222 | 0 | 0 | 0 | 0 | 156.8169 | 362.1249 | 0 | 0 | 0 | 0 | 0 | 0 | 146.1307 | 92.9252 | 360.2593 | 360.2593 | 0 | 0 | 0 | 0 | 0 | 11.649 | 45.1615 | 31.017 | 0 | 0 | 0 | 0 | 85.5797 | -74.2831 | -7.4686 | 11.0458 | 0.40672 | 0.42869 | 0.41639 | 0.39335 | 34.8067 | -31.8442 | -3.1098 | 4.3449
6 | 8 | 3 | 382.4257 | 384.414 | 387.8514 | 390.3909 | 0 | 0 | 0 | 0 | 157.2799 | 356.0294 | 0 | 0 | 0 | 0 | 0 | 0 | 121.9528 | 100.4208 | 390.4912 | 390.4912 | 0 | 0 | 0 | 0 | 0 | 10.2108 | 101.2972 | 14.8042 | 0 | 0 | 0 | 0 | 103.1929 | -82.247 | -103.9371 | -14.9046 | 0.40558 | 0.42977 | 0.41648 | 0.39426 | 41.8531 | -35.3474 | -43.2882 | -5.8763
6 | 8 | 4 | 386.7632 | 386.9822 | 388.477 | 389.2832 | 0 | 0 | 0 | 0 | 163.8353 | 320.1041 | 0 | 0 | 0 | 0 | 0 | 0 | 101.9816 | 82.0518 | 366.3044 | 366.3044 | 0 | 0 | 0 | 0 | 0 | 27.4344 | 159.7315 | 25.5469 | 0 | 0 | 0 | 0 | 120.9463 | -42.6082 | -137.559 | -2.5681 | 0.40646 | 0.42931 | 0.41675 | 0.39303 | 49.1596 | -18.2921 | -57.3282 | -1.0093
6 | 8 | 5 | 405.7761 | 404.995 | 405.4575 | 405.3357 | 0 | 0 | 0 | 0 | 178.4126 | 324.7482 | 0 | 0 | 0 | 0 | 0 | 0 | 97.8788 | 67.9644 | 327.6309 | 327.6315 | 0 | 0 | 0 | 0 | 0 | 32.2215 | 90.1326 | 44.1456 | 0 | 0 | 0 | 0 | 129.4847 | -19.9392 | -12.3061 | 33.5587 | 0.40796 | 0.42719 | 0.41626 | 0.3916 | 52.8249 | -8.5177 | -5.1225 | 13.1416
6 | 8 | 6 | 435.0886 | 432.9361 | 432.0473 | 430.7677 | 0 | 0 | 0 | 0 | 202.906 | 304.5766 | 0 | 0 | 0 | 0 | 0 | 0 | 113.8363 | 144.4926 | 485.4029 | 485.8645 | 0 | 0 | 0 | 0 | 0 | -8.0108 | -27.8499 | 21.6533 | 0 | 0 | 0 | 0 | 118.3464 | -8.1223 | -25.5057 | -76.7501 | 0.40606 | 0.43154 | 0.41548 | 0.38797 | 48.0559 | -3.5051 | -10.5971 | -29.7765
6 | 8 | 7 | 473.3656 | 470.8511 | 469.9185 | 468.8276 | 0 | 0 | 0 | 0 | 203.1427 | 263.109 | 0 | 0 | 0 | 0 | 0 | 0 | 133.0638 | 251.6036 | 731.1634 | 733.7583 | 0 | 0 | 0 | 0 | 0 | -10.7128 | -62.9311 | 18.1178 | 0 | 0 | 0 | 0 | 137.1591 | -33.1487 | -198.3138 | -283.0485 | 0.39763 | 0.41039 | 0.41696 | 0.37762 | 54.5381 | -13.6039 | -82.6883 | -106.8851
6 | 8 | 8 | 502.7063 | 500.403 | 500.2311 | 500.2946 | 0 | 0 | 0 | 0 | 176.4844 | 236.8108 | 0 | 0 | 0 | 0 | 0 | 0 | 190.2808 | 378.3732 | 961.9159 | 978.6194 | 0 | 0 | 0 | 0 | 0 | -12.2582 | -116.046 | 257.5029 | 0 | 0 | 0 | 0 | 135.9411 | -102.5228 | -345.6388 | -735.8277 | 0.39542 | 0.54534 | 0.3925 | 0.14136 | 53.7532 | -55.9095 | -135.6618 | -104.0195
6 | 8 | 9 | 530.9597 | 529.9961 | 531.8128 | 534.105 | 0 | 0 | 0 | 0 | 171.1633 | 232.1638 | 0 | 0 | 0 | 0 | 0 | 0 | 235.3674 | 481.9867 | 1119.741 | 1150.6181 | 0 | 0 | 0 | 0 | 0 | -14.0075 | -144.4886 | -333.0218 | 0 | 0 | 0 | 0 | 124.429 | -170.1469 | -443.4396 | -283.4914 | 0.3881 | 0.022118 | 0.022118 | 0.021036 | 48.2909 | -3.7633 | -9.8079 | -5.9636
6 | 8 | 10 | 546.7555 | 545.912 | 547.8687 | 550.2114 | 0 | 0 | 0 | 0 | 187.4455 | 230.7159 | 0 | 0 | 0 | 0 | 0 | 0 | 268.7908 | 544.4313 | 1198.8637 | 1239.9677 | 0 | 0 | 0 | 0 | 0 | -17.9031 | -107.4647 | -284.3266 | 0 | 0 | 0 | 0 | 90.5191 | -211.3321 | -543.5303 | -405.4298 | 0.39518 | 0.022118 | 0.022118 | 0.022118 | 35.7717 | -4.6742 | -12.0217 | -8.9672
6 | 8 | 11 | 558.5833 | 558.0055 | 560.0044 | 562.0212 | 0 | 0 | 0 | 0 | 166.7716 | 218.8795 | 0 | 0 | 0 | 0 | 0 | 0 | 287.3416 | 576.129 | 1228.44 | 1275.7208 | 0 | 0 | 0 | 0 | 0 | -51.3912 | -243.0486 | -300.5189 | 0 | 0 | 0 | 0 | 104.4702 | -185.6118 | -425.3871 | -413.1807 | 0.39679 | 0.022118 | 0.022118 | 0.022118 | 41.4529 | -4.1053 | -9.4087 | -9.1386
6 | 8 | 12 | 556.2311 | 555.71 | 557.5481 | 559.1651 | 0 | 0 | 0 | 0 | 162.6225 | 216.8368 | 0 | 0 | 0 | 0 | 0 | 0 | 294.3026 | 586.0249 | 1232.8416 | 1283.1542 | 0 | 0 | 0 | 0 | 0 | -47.1716 | -346.0405 | -309.373 | 0 | 0 | 0 | 0 | 99.306 | -199.98 | -329.2531 | -414.6161 | 0.39234 | 0.022118 | 0.022118 | 0.022118 | 38.9621 | -4.4231 | -7.2824 | -9.1704
6 | 8 | 13 | 563.1556 | 563.5682 | 566.3764 | 568.7437 | 0 | 0 | 0 | 0 | 160.8151 | 217.636 | 0 | 0 | 0 | 0 | 0 | 0 | 293.0434 | 578.8989 | 1214.1123 | 1264.7407 | 0 | 0 | 0 | 0 | 0 | -46.5535 | -137.5279 | -333.1037 | 0 | 0 | 0 | 0 | 109.2971 | -186.4131 | -510.2081 | -362.8933 | 0.39433 | 0.022118 | 0.022118 | 0.022118 | 43.0989 | -4.123 | -11.2847 | -8.0264
6 | 8 | 14 | 565.9097 | 567.1424 | 570.8939 | 574.1288 | 0 | 0 | 0 | 0 | 157.8728 | 222.9631 | 0 | 0 | 0 | 0 | 0 | 0 | 288.8026 | 568.5695 | 1204.7775 | 1253.467 | 0 | 0 | 0 | 0 | 0 | -37.5913 | -199.2803 | -239.4618 | 0 | 0 | 0 | 0 | 119.2343 | -186.799 | -434.6033 | -439.8764 | 0.39259 | 0.022448 | 0.022118 | 0.021917 | 46.81 | -4.1932 | -9.6125 | -9.6406
6 | 8 | 15 | 563.8766 | 565.8632 | 570.4106 | 574.3181 | 0 | 0 | 0 | 0 | 162.1482 | 219.6826 | 0 | 0 | 0 | 0 | 0 | 0 | 281.1263 | 541.0749 | 1184.5951 | 1228.2351 | 0 | 0 | 0 | 0 | 0 | -55.2078 | -198.5995 | -240.8088 | 0 | 0 | 0 | 0 | 120.6021 | -139.6865 | -415.585 | -413.1083 | 0.38933 | 0.022983 | 0.021613 | 0.020742 | 46.9537 | -3.2105 | -8.982 | -8.5685
6 | 8 | 16 | 559.1397 | 563.2869 | 570.2095 | 576.2359 | 0 | 0 | 0 | 0 | 160.6192 | 232.9707 | 0 | 0 | 0 | 0 | 0 | 0 | 256.8959 | 482.1558 | 1117.9254 | 1152.5948 | 0 | 0 | 0 | 0 | 0 | -16.2357 | -29.4136 | -144.2022 | 0 | 0 | 0 | 0 | 141.6246 | -135.6039 | -518.3022 | -432.1567 | 0.39725 | 0.023616 | 0.020937 | 0.02146 | 56.2607 | -3.2024 | -10.8515 | -9.2743
6 | 8 | 17 | 547.2105 | 553.5931 | 562.9083 | 571.0285 | 0 | 0 | 0 | 0 | 165.6147 | 234.1637 | 0 | 0 | 0 | 0 | 0 | 0 | 227.359 | 393.0666 | 1007.3229 | 1029.6637 | 0 | 0 | 0 | 0 | 0 | -9.9765 | -152.1498 | 119.7224 | 0 | 0 | 0 | 0 | 154.2367 | -63.6606 | -292.2648 | -578.3576 | 0.40602 | 0.342 | 0.42749 | 0.2585 | 62.6234 | -21.7721 | -124.9397 | -149.5038
6 | 8 | 18 | 534.0041 | 542.7987 | 554.7252 | 565.1669 | 0 | 0 | 0 | 0 | 182.4408 | 236.072 | 0 | 0 | 0 | 0 | 0 | 0 | 217.0041 | 284.155 | 794.6343 | 802.4541 | 0 | 0 | 0 | 0 | 0 | -8.843 | -131.8469 | -20.497 | 0 | 0 | 0 | 0 | 134.5591 | 31.4147 | -108.0622 | -216.7902 | 0.4027 | 0.42494 | 0.41159 | 0.40375 | 54.1863 | 13.3493 | -44.477 | -87.5287
6 | 8 | 19 | 526.0226 | 536.4074 | 550.0297 | 561.9441 | 0 | 0 | 0 | 0 | 209.2808 | 291.562 | 0 | 0 | 0 | 0 | 0 | 0 | 208.6086 | 162.1911 | 418.6437 | 419.0662 | 0 | 0 | 0 | 0 | 0 | 6.7241 | 79.8337 | 93.9539 | 0 | 0 | 0 | 0 | 108.1331 | 75.9301 | 51.5524 | 48.924 | 0.40839 | 0.42225 | 0.40697 | 0.39265 | 44.1603 | 32.0614 | 20.9803 | 19.2099
6 | 8 | 20 | 543.5103 | 554.9707 | 569.746 | 582.5522 | 0 | 0 | 0 | 0 | 217.241 | 313.7854 | 0 | 0 | 0 | 0 | 0 | 0 | 223.6201 | 120.3853 | 359.0795 | 359.0804 | 0 | 0 | 0 | 0 | 0 | 8.9427 | 3.2802 | 165.5029 | 0 | 0 | 0 | 0 | 102.6492 | 111.8574 | 207.3863 | 57.9689 | 0.40942 | 0.43553 | 0.40598 | 0.39629 | 42.0269 | 48.7171 | 84.1954 | 22.9724
6 | 8 | 21 | 540.0788 | 551.8858 | 566.9161 | 579.8152 | 0 | 0 | 0 | 0 | 218.3307 | 320.9094 | 0 | 0 | 0 | 0 | 0 | 0 | 249.7843 | 141.5329 | 384.7716 | 384.7716 | 0 | 0 | 0 | 0 | 0 | 18.2532 | 67.6467 | 113.3516 | 0 | 0 | 0 | 0 | 71.9638 | 71.1904 | 114.4979 | 81.6921 | 0.4094 | 0.43476 | 0.40586 | 0.39679 | 29.4619 | 30.951 | 46.4705 | 32.4148
6 | 8 | 22 | 502.9797 | 514.6648 | 529.3906 | 542.0116 | 0 | 0 | 0 | 0 | 213.2419 | 322.4024 | 0 | 0 | 0 | 0 | 0 | 0 | 234.2166 | 135.095 | 373.3051 | 373.3051 | 0 | 0 | 0 | 0 | 0 | 35.9173 | 311.9684 | 132.0335 | 0 | 0 | 0 | 0 | 55.5212 | 21.2501 | -155.8828 | 36.673 | 0.40731 | 0.42231 | 0.40449 | 0.39511 | 22.6145 | 8.9742 | -63.0538 | 14.4899
6 | 8 | 23 | 466.035 | 477.3992 | 491.6043 | 503.7579 | 0 | 0 | 0 | 0 | 206.4705 | 317.6349 | 0 | 0 | 0 | 0 | 0 | 0 | 220.9528 | 124.9319 | 356.699 | 356.699 | 0 | 0 | 0 | 0 | 0 | 42.8767 | 152.1545 | 91.5163 | 0 | 0 | 0 | 0 | 38.6116 | -8.0443 | -17.2492 | 55.5427 | 0.40299 | 0.42067 | 0.40353 | 0.39408 | 15.5599 | -3.384 | -6.9605 | 21.8883
6 | 8 | 24 | 428.3574 | 437.0863 | 448.1845 | 457.5416 | 0 | 0 | 0 | 0 | 199.1034 | 353.6485 | 0 | 0 | 0 | 0 | 0 | 0 | 228.5416 | 115.7296 | 326.7384 | 326.7384 | 0 | 0 | 0 | 0 | 0 | 11.3494 | 145.4558 | 317.5846 | 0 | 0 | 0 | 0 | 0.71239 | -43.6412 | -24.0096 | -186.7814 | 0.40134 | 0.42366 | 0.4104 | 0.39542 | 0.28591 | -18.489 | -9.8536 | -73.8562
6 | 9 | 1 | 405.7212 | 411.9354 | 420.092 | 426.76 | 0 | 0 | 0 | 0 | 167.4908 | 332.1546 | 0 | 0 | 0 | 0 | 0 | 0 | 216.6302 | 126.3439 | 361.7707 | 361.7707 | 0 | 0 | 0 | 0 | 0 | 36.9502 | 144.5426 | 55.8787 | 0 | 0 | 0 | 0 | 21.6002 | -83.5133 | -86.2212 | 9.1107 | 0.4071 | 0.42843 | 0.41669 | 0.39372 | 8.7935 | -35.7798 | -35.9274 | 3.587
6 | 9 | 2 | 387.7478 | 391.6109 | 397.1162 | 401.4594 | 0 | 0 | 0 | 0 | 156.8169 | 362.1249 | 0 | 0 | 0 | 0 | 0 | 0 | 200.7714 | 131.4803 | 389.4721 | 389.4721 | 0 | 0 | 0 | 0 | 0 | 11.649 | 45.1615 | 31.017 | 0 | 0 | 0 | 0 | 30.1595 | -113.6432 | -37.5174 | -19.0297 | 0.40672 | 0.42869 | 0.41639 | 0.39335 | 12.2664 | -48.7174 | -15.6217 | -7.4853
6 | 9 | 3 | 379.3438 | 381.2312 | 384.5463 | 386.9799 | 0 | 0 | 0 | 0 | 157.2799 | 356.0294 | 0 | 0 | 0 | 0 | 0 | 0 | 183.3401 | 89.8 | 322.6537 | 322.6537 | 0 | 0 | 0 | 0 | 0 | 10.2108 | 101.2972 | 14.8042 | 0 | 0 | 0 | 0 | 38.7237 | -74.809 | -39.4047 | 49.5219 | 0.40558 | 0.42977 | 0.41648 | 0.39426 | 15.7056 | -32.1508 | -16.4115 | 19.5245
6 | 9 | 4 | 381.6508 | 381.7025 | 382.9943 | 383.6251 | 0 | 0 | 0 | 0 | 163.8353 | 320.1041 | 0 | 0 | 0 | 0 | 0 | 0 | 148.1663 | 52.0587 | 287.3196 | 287.3196 | 0 | 0 | 0 | 0 | 0 | 27.4344 | 159.7315 | 25.5469 | 0 | 0 | 0 | 0 | 69.6492 | -17.8948 | -64.0568 | 70.7586 | 0.40646 | 0.42931 | 0.41675 | 0.39303 | 28.3095 | -7.6824 | -26.6959 | 27.8101
6 | 9 | 5 | 382.6799 | 381.1427 | 380.6885 | 379.7737 | 0 | 0 | 0 | 0 | 178.4126 | 324.7482 | 0 | 0 | 0 | 0 | 0 | 0 | 121.9975 | 44.4527 | 293.845 | 293.8456 | 0 | 0 | 0 | 0 | 0 | 32.2215 | 90.1326 | 44.1456 | 0 | 0 | 0 | 0 | 82.2698 | -20.2797 | -3.2892 | 41.7826 | 0.40796 | 0.42719 | 0.41626 | 0.3916 | 33.563 | -8.6632 | -1.3691 | 16.3621
6 | 9 | 6 | 381.0645 | 377.1436 | 374.1105 | 370.9759 | 0 | 0 | 0 | 0 | 202.906 | 304.5766 | 0 | 0 | 0 | 0 | 0 | 0 | 117.2148 | 110.3064 | 455.444 | 455.9111 | 0 | 0 | 0 | 0 | 0 | -8.0108 | -27.8499 | 21.6533 | 0 | 0 | 0 | 0 | 60.9437 | -29.7286 | -53.4836 | -106.5886 | 0.40606 | 0.43154 | 0.41548 | 0.38797 | 24.7469 | -12.829 | -22.2214 | -41.3528
6 | 9 | 7 | 402.0828 | 397.2349 | 393.473 | 389.9345 | 0 | 0 | 0 | 0 | 203.1427 | 263.109 | 0 | 0 | 0 | 0 | 0 | 0 | 140.4751 | 209.8608 | 681.1798 | 683.9685 | 0 | 0 | 0 | 0 | 0 | -10.7128 | -62.9311 | 18.1178 | 0 | 0 | 0 | 0 | 58.465 | -65.0221 | -224.7757 | -312.1517 | 0.39763 | 0.41039 | 0.41696 | 0.37762 | 23.2473 | -26.6845 | -93.7218 | -117.8751
6 | 9 | 8 | 433.9615 | 429.408 | 426.5075 | 424.2104 | 0 | 0 | 0 | 0 | 176.4844 | 236.8108 | 0 | 0 | 0 | 0 | 0 | 0 | 195.1833 | 349.2762 | 916.1477 | 932.5415 | 0 | 0 | 0 | 0 | 0 | -12.2582 | -116.046 | 257.5029 | 0 | 0 | 0 | 0 | 62.2938 | -144.4209 | -373.5942 | -765.834 | 0.39542 | 0.54534 | 0.3925 | 0.14136 | 24.632 | -78.758 | -146.6342 | -108.2613
6 | 9 | 9 | 460.7827 | 457.522 | 456.5533 | 456.4357 | 0 | 0 | 0 | 0 | 171.1633 | 232.1638 | 0 | 0 | 0 | 0 | 0 | 0 | 242.863 | 458.7187 | 1094.5658 | 1124.68 | 0 | 0 | 0 | 0 | 0 | -14.0075 | -144.4886 | -333.0218 | 0 | 0 | 0 | 0 | 46.7564 | -219.353 | -493.524 | -335.2225 | 0.3881 | 0.022118 | 0.022118 | 0.021036 | 18.1462 | -4.8516 | -10.9157 | -7.0518
6 | 9 | 10 | 480.5487 | 477.5381 | 476.867 | 476.9362 | 0 | 0 | 0 | 0 | 187.4455 | 230.7159 | 0 | 0 | 0 | 0 | 0 | 0 | 276.6534 | 532.797 | 1193.9715 | 1233.9469 | 0 | 0 | 0 | 0 | 0 | -17.9031 | -107.4647 | -284.3266 | 0 | 0 | 0 | 0 | 16.4498 | -268.0717 | -609.6398 | -472.6841 | 0.39518 | 0.022118 | 0.022118 | 0.022118 | 6.5007 | -5.9292 | -13.4839 | -10.4547
6 | 9 | 11 | 492.8661 | 490.1371 | 489.5275 | 489.2878 | 0 | 0 | 0 | 0 | 166.7716 | 218.8795 | 0 | 0 | 0 | 0 | 0 | 0 | 298.1673 | 557.0446 | 1214.0296 | 1259.257 | 0 | 0 | 0 | 0 | 0 | -51.3912 | -243.0486 | -300.5189 | 0 | 0 | 0 | 0 | 27.9272 | -234.3958 | -481.4535 | -469.4502 | 0.39679 | 0.022118 | 0.022118 | 0.022118 | 11.0813 | -5.1843 | -10.6487 | -10.3832
6 | 9 | 12 | 499.6146 | 497.2402 | 496.831 | 496.504 | 0 | 0 | 0 | 0 | 162.6225 | 216.8368 | 0 | 0 | 0 | 0 | 0 | 0 | 311.3032 | 561.0961 | 1216.5421 | 1263.9296 | 0 | 0 | 0 | 0 | 0 | -47.1716 | -346.0405 | -309.373 | 0 | 0 | 0 | 0 | 25.6888 | -233.5211 | -373.6706 | -458.0525 | 0.39234 | 0.022118 | 0.022118 | 0.022118 | 10.0788 | -5.165 | -8.2648 | -10.1311
6 | 9 | 13 | 503.2034 | 501.6535 | 502.0821 | 502.3908 | 0 | 0 | 0 | 0 | 160.8151 | 217.636 | 0 | 0 | 0 | 0 | 0 | 0 | 318.8941 | 558.0701 | 1210.6602 | 1257.8897 | 0 | 0 | 0 | 0 | 0 | -46.5535 | -137.5279 | -333.1037 | 0 | 0 | 0 | 0 | 23.4942 | -227.4991 | -571.0503 | -422.3952 | 0.39433 | 0.022118 | 0.022118 | 0.022118 | 9.2644 | -5.0318 | -12.6304 | -9.3424
6 | 9 | 14 | 507.9154 | 507.2497 | 508.6993 | 509.9429 | 0 | 0 | 0 | 0 | 157.8728 | 222.9631 | 0 | 0 | 0 | 0 | 0 | 0 | 318.9457 | 542.8569 | 1204.8841 | 1249.8042 | 0 | 0 | 0 | 0 | 0 | -37.5913 | -199.2803 | -239.4618 | 0 | 0 | 0 | 0 | 31.0969 | -220.9791 | -496.9046 | -500.3995 | 0.39259 | 0.022448 | 0.022118 | 0.021917 | 12.2083 | -4.9605 | -10.9905 | -10.967
6 | 9 | 15 | 510.759 | 511.0068 | 513.4459 | 515.5294 | 0 | 0 | 0 | 0 | 162.1482 | 219.6826 | 0 | 0 | 0 | 0 | 0 | 0 | 307.4844 | 552.3355 | 1269.1228 | 1309.1533 | 0 | 0 | 0 | 0 | 0 | -55.2078 | -198.5995 | -240.8088 | 0 | 0 | 0 | 0 | 41.1264 | -205.8036 | -557.0774 | -552.8151 | 0.38933 | 0.022983 | 0.021613 | 0.020742 | 16.0116 | -4.7301 | -12.0401 | -11.4662
6 | 9 | 16 | 513.9262 | 516.5934 | 521.7215 | 526.1953 | 0 | 0 | 0 | 0 | 160.6192 | 232.9707 | 0 | 0 | 0 | 0 | 0 | 0 | 265.1 | 478.9224 | 1178.0241 | 1209.4967 | 0 | 0 | 0 | 0 | 0 | -16.2357 | -29.4136 | -144.2022 | 0 | 0 | 0 | 0 | 88.2071 | -179.064 | -626.8891 | -539.0992 | 0.39725 | 0.023616 | 0.020937 | 0.02146 | 35.0404 | -4.2287 | -13.1249 | -11.5693
6 | 9 | 17 | 514.6872 | 520.0052 | 528.0295 | 535.033 | 0 | 0 | 0 | 0 | 165.6147 | 234.1637 | 0 | 0 | 0 | 0 | 0 | 0 | 272.0659 | 445.1052 | 1078.7929 | 1099.099 | 0 | 0 | 0 | 0 | 0 | -9.9765 | -152.1498 | 119.7224 | 0 | 0 | 0 | 0 | 77.0066 | -149.2871 | -398.6136 | -683.7884 | 0.40602 | 0.342 | 0.42749 | 0.2585 | 31.2663 | -51.0567 | -170.4026 | -176.7573
6 | 9 | 18 | 510.219 | 518.235 | 529.2174 | 538.8424 | 0 | 0 | 0 | 0 | 182.4408 | 236.072 | 0 | 0 | 0 | 0 | 0 | 0 | 255.3819 | 285.149 | 714.0343 | 720.8446 | 0 | 0 | 0 | 0 | 0 | -8.843 | -131.8469 | -20.497 | 0 | 0 | 0 | 0 | 72.3962 | 5.857 | -52.97 | -161.5051 | 0.4027 | 0.42494 | 0.41159 | 0.40375 | 29.1536 | 2.4888 | -21.8018 | -65.2075
6 | 9 | 19 | 505.0656 | 514.7644 | 527.5549 | 538.7497 | 0 | 0 | 0 | 0 | 209.2808 | 291.562 | 0 | 0 | 0 | 0 | 0 | 0 | 222.127 | 158.436 | 436.1818 | 436.5904 | 0 | 0 | 0 | 0 | 0 | 6.7241 | 79.8337 | 93.9539 | 0 | 0 | 0 | 0 | 73.6577 | 58.0423 | 11.5394 | 8.2054 | 0.40839 | 0.42225 | 0.40697 | 0.39265 | 30.0809 | 24.5083 | 4.6962 | 3.2218
6 | 9 | 20 | 523.5866 | 534.3948 | 548.3794 | 560.5014 | 0 | 0 | 0 | 0 | 217.241 | 313.7854 | 0 | 0 | 0 | 0 | 0 | 0 | 197.3538 | 103.2361 | 329.4605 | 329.4614 | 0 | 0 | 0 | 0 | 0 | 8.9427 | 3.2802 | 165.5029 | 0 | 0 | 0 | 0 | 108.9918 | 108.4307 | 215.6387 | 65.5371 | 0.40942 | 0.43553 | 0.40598 | 0.39629 | 44.6238 | 47.2247 | 87.5457 | 25.9716
6 | 9 | 21 | 525.2675 | 536.5897 | 551.0321 | 563.4226 | 0 | 0 | 0 | 0 | 218.3307 | 320.9094 | 0 | 0 | 0 | 0 | 0 | 0 | 173.1832 | 95.6723 | 328.4657 | 328.4657 | 0 | 0 | 0 | 0 | 0 | 18.2532 | 67.6467 | 113.3516 | 0 | 0 | 0 | 0 | 133.7536 | 101.7549 | 154.9197 | 121.6054 | 0.4094 | 0.43476 | 0.40586 | 0.39679 | 54.7585 | 44.2393 | 62.8762 | 48.2521
6 | 9 | 22 | 492.882 | 504.2364 | 518.5615 | 530.8357 | 0 | 0 | 0 | 0 | 213.2419 | 322.4024 | 0 | 0 | 0 | 0 | 0 | 0 | 194.1053 | 92.464 | 294.9651 | 294.9651 | 0 | 0 | 0 | 0 | 0 | 35.9173 | 311.9684 | 132.0335 | 0 | 0 | 0 | 0 | 85.5347 | 53.4527 | -88.372 | 103.8371 | 0.40731 | 0.42231 | 0.40449 | 0.39511 | 34.8393 | 22.5737 | -35.746 | 41.0273
6 | 9 | 23 | 457.0793 | 468.1504 | 482 | 493.8461 | 0 | 0 | 0 | 0 | 206.4705 | 317.6349 | 0 | 0 | 0 | 0 | 0 | 0 | 196.0501 | 83.6024 | 291.2123 | 291.2123 | 0 | 0 | 0 | 0 | 0 | 42.8767 | 152.1545 | 91.5163 | 0 | 0 | 0 | 0 | 54.5587 | 24.0364 | 38.6332 | 111.1175 | 0.40299 | 0.42067 | 0.40353 | 0.39408 | 21.9864 | 10.1115 | 15.5896 | 43.7893
6 | 9 | 24 | 424.0608 | 432.6491 | 443.5768 | 452.7863 | 0 | 0 | 0 | 0 | 199.1034 | 353.6485 | 0 | 0 | 0 | 0 | 0 | 0 | 211.117 | 87.426 | 294.4431 | 294.4431 | 0 | 0 | 0 | 0 | 0 | 11.3494 | 145.4558 | 317.5846 | 0 | 0 | 0 | 0 | 13.8404 | -19.7748 | 3.6779 | -159.2413 | 0.40134 | 0.42366 | 0.4104 | 0.39542 | 5.5548 | -8.3778 | 1.5094 | -62.9665
6 | 10 | 1 | 395.9135 | 401.8066 | 409.574 | 415.9051 | 0 | 0 | 0 | 0 | 167.4908 | 332.1546 | 0 | 0 | 0 | 0 | 0 | 0 | 222.4448 | 94.0685 | 300.2251 | 300.2251 | 0 | 0 | 0 | 0 | 0 | 36.9502 | 144.5426 | 55.8787 | 0 | 0 | 0 | 0 | 5.9779 | -61.3667 | -35.1937 | 59.8014 | 0.4071 | 0.42843 | 0.41669 | 0.39372 | 2.4336 | -26.2915 | -14.6648 | 23.5449
6 | 10 | 2 | 380.2424 | 383.8598 | 389.0673 | 393.1527 | 0 | 0 | 0 | 0 | 156.8169 | 362.1249 | 0 | 0 | 0 | 0 | 0 | 0 | 223.8325 | 94.127 | 294.5724 | 294.5724 | 0 | 0 | 0 | 0 | 0 | 11.649 | 45.1615 | 31.017 | 0 | 0 | 0 | 0 | -0.40696 | -84.041 | 49.3334 | 67.5634 | 0.40672 | 0.42869 | 0.41639 | 0.39335 | -0.16552 | -36.0273 | 20.5417 | 26.576
6 | 10 | 3 | 371.7115 | 373.3491 | 376.3612 | 378.5328 | 0 | 0 | 0 | 0 | 157.2799 | 356.0294 | 0 | 0 | 0 | 0 | 0 | 0 | 217.1776 | 76.6815 | 279.549 | 279.549 | 0 | 0 | 0 | 0 | 0 | 10.2108 | 101.2972 | 14.8042 | 0 | 0 | 0 | 0 | -2.746 | -69.5726 | -4.485 | 84.1796 | 0.40558 | 0.42977 | 0.41648 | 0.39426 | -1.1137 | -29.9003 | -1.8679 | 33.1886
6 | 10 | 4 | 370.5015 | 370.1882 | 371.0376 | 371.2855 | 0 | 0 | 0 | 0 | 163.8353 | 320.1041 | 0 | 0 | 0 | 0 | 0 | 0 | 211.1818 | 63.0692 | 278.1318 | 278.1318 | 0 | 0 | 0 | 0 | 0 | 27.4344 | 159.7315 | 25.5469 | 0 | 0 | 0 | 0 | -4.5156 | -40.4195 | -66.8257 | 67.6068 | 0.40646 | 0.42931 | 0.41675 | 0.39303 | -1.8354 | -17.3525 | -27.8498 | 26.5713
6 | 10 | 5 | 375.0839 | 373.2981 | 372.5424 | 371.3667 | 0 | 0 | 0 | 0 | 178.4126 | 324.7482 | 0 | 0 | 0 | 0 | 0 | 0 | 200.7295 | 58.7875 | 282.2382 | 282.2387 | 0 | 0 | 0 | 0 | 0 | 32.2215 | 90.1326 | 44.1456 | 0 | 0 | 0 | 0 | -4.0582 | -42.4592 | 0.1715 | 44.9825 | 0.40796 | 0.42719 | 0.41626 | 0.3916 | -1.6556 | -18.138 | 0.071387 | 17.6151
6 | 10 | 6 | 359.89 | 355.2759 | 351.4023 | 347.5407 | 0 | 0 | 0 | 0 | 202.906 | 304.5766 | 0 | 0 | 0 | 0 | 0 | 0 | 210.597 | 117.6159 | 446.672 | 447.1135 | 0 | 0 | 0 | 0 | 0 | -8.0108 | -27.8499 | 21.6533 | 0 | 0 | 0 | 0 | -53.613 | -58.9057 | -67.4197 | -121.2262 | 0.40606 | 0.43154 | 0.41548 | 0.38797 | -21.7702 | -25.4201 | -28.0116 | -47.0317
6 | 10 | 7 | 377.8807 | 372.2406 | 367.5181 | 363.1485 | 0 | 0 | 0 | 0 | 203.1427 | 263.109 | 0 | 0 | 0 | 0 | 0 | 0 | 230.8767 | 212.3792 | 732.342 | 735.5472 | 0 | 0 | 0 | 0 | 0 | -10.7128 | -62.9311 | 18.1178 | 0 | 0 | 0 | 0 | -56.1386 | -92.5349 | -301.8928 | -390.5164 | 0.39763 | 0.41039 | 0.41696 | 0.37762 | -22.3222 | -37.9755 | -125.8763 | -147.4672
6 | 10 | 8 | 408.8349 | 403.4588 | 399.561 | 396.4012 | 0 | 0 | 0 | 0 | 176.4844 | 236.8108 | 0 | 0 | 0 | 0 | 0 | 0 | 279.8102 | 335.303 | 975.2497 | 991.1218 | 0 | 0 | 0 | 0 | 0 | -12.2582 | -116.046 | 257.5029 | 0 | 0 | 0 | 0 | -47.4597 | -156.3969 | -459.6428 | -852.2235 | 0.39542 | 0.54534 | 0.3925 | 0.14136 | -18.7663 | -85.2889 | -180.4079 | -120.4737
6 | 10 | 9 | 430.6707 | 426.4242 | 424.2603 | 423.1088 | 0 | 0 | 0 | 0 | 171.1633 | 232.1638 | 0 | 0 | 0 | 0 | 0 | 0 | 335.1062 | 424.4129 | 1102.6011 | 1131.0017 | 0 | 0 | 0 | 0 | 0 | -14.0075 | -144.4886 | -333.0218 | 0 | 0 | 0 | 0 | -75.5988 | -216.145 | -533.8522 | -374.8712 | 0.3881 | 0.022118 | 0.022118 | 0.021036 | -29.3399 | -4.7806 | -11.8077 | -7.8859
6 | 10 | 10 | 460.0994 | 456.4193 | 454.9365 | 454.3036 | 0 | 0 | 0 | 0 | 187.4455 | 230.7159 | 0 | 0 | 0 | 0 | 0 | 0 | 377.6388 | 496.5509 | 1189.5683 | 1227.3856 | 0 | 0 | 0 | 0 | 0 | -17.9031 | -107.4647 | -284.3266 | 0 | 0 | 0 | 0 | -104.9849 | -252.9445 | -627.167 | -488.7554 | 0.39518 | 0.022118 | 0.022118 | 0.022118 | -41.4883 | -5.5946 | -13.8716 | -10.8102
6 | 10 | 11 | 479.2513 | 476.0766 | 474.9267 | 474.2194 | 0 | 0 | 0 | 0 | 166.7716 | 218.8795 | 0 | 0 | 0 | 0 | 0 | 0 | 398.448 | 541.6882 | 1231.044 | 1274.9976 | 0 | 0 | 0 | 0 | 0 | -51.3912 | -243.0486 | -300.5189 | 0 | 0 | 0 | 0 | -85.9683 | -233.0999 | -513.0688 | -500.2592 | 0.39679 | 0.022118 | 0.022118 | 0.022118 | -34.1115 | -5.1557 | -11.348 | -11.0646
6 | 10 | 12 | 492.7256 | 490.1257 | 489.4431 | 488.8796 | 0 | 0 | 0 | 0 | 162.6225 | 216.8368 | 0 | 0 | 0 | 0 | 0 | 0 | 403.1555 | 555.2547 | 1238.7035 | 1285.4126 | 0 | 0 | 0 | 0 | 0 | -47.1716 | -346.0405 | -309.373 | 0 | 0 | 0 | 0 | -73.0524 | -234.7942 | -403.2199 | -487.16 | 0.39234 | 0.022118 | 0.022118 | 0.022118 | -28.6617 | -5.1931 | -8.9184 | -10.7749
6 | 10 | 13 | 506.3578 | 504.9112 | 505.4649 | 505.882 | 0 | 0 | 0 | 0 | 160.8151 | 217.636 | 0 | 0 | 0 | 0 | 0 | 0 | 423.8482 | 565.7311 | 1231.5654 | 1278.6883 | 0 | 0 | 0 | 0 | 0 | -46.5535 | -137.5279 | -333.1037 | 0 | 0 | 0 | 0 | -78.3054 | -231.9025 | -588.5726 | -439.7026 | 0.39433 | 0.022118 | 0.022118 | 0.022118 | -30.878 | -5.1292 | -13.018 | -9.7252
6 | 10 | 14 | 514.5687 | 514.1208 | 515.8345 | 517.3065 | 0 | 0 | 0 | 0 | 157.8728 | 222.9631 | 0 | 0 | 0 | 0 | 0 | 0 | 436.2337 | 571.1592 | 1248.3194 | 1293.2684 | 0 | 0 | 0 | 0 | 0 | -37.5913 | -199.2803 | -239.4618 | 0 | 0 | 0 | 0 | -79.5378 | -242.4103 | -533.2046 | -536.5001 | 0.39259 | 0.022448 | 0.022118 | 0.021917 | -31.2256 | -5.4416 | -11.7933 | -11.7582
6 | 10 | 15 | 517.4848 | 517.9528 | 520.6588 | 522.9733 | 0 | 0 | 0 | 0 | 162.1482 | 219.6826 | 0 | 0 | 0 | 0 | 0 | 0 | 453.4002 | 571.9538 | 1246.8663 | 1287.062 | 0 | 0 | 0 | 0 | 0 | -55.2078 | -198.5995 | -240.8088 | 0 | 0 | 0 | 0 | -98.0637 | -218.4759 | -527.608 | -523.2799 | 0.38933 | 0.022983 | 0.021613 | 0.020742 | -38.1788 | -5.0213 | -11.4032 | -10.8536
6 | 10 | 16 | 522.5375 | 525.4866 | 530.9564 | 535.7259 | 0 | 0 | 0 | 0 | 160.6192 | 232.9707 | 0 | 0 | 0 | 0 | 0 | 0 | 473.6316 | 553.4168 | 1157.0878 | 1189.5674 | 0 | 0 | 0 | 0 | 0 | -16.2357 | -29.4136 | -144.2022 | 0 | 0 | 0 | 0 | -111.7133 | -244.6652 | -596.7178 | -509.6393 | 0.39725 | 0.023616 | 0.020937 | 0.02146 | -44.3784 | -5.7779 | -12.4932 | -10.9371
6 | 10 | 17 | 524.3681 | 530.0029 | 538.4115 | 545.7474 | 0 | 0 | 0 | 0 | 165.6147 | 234.1637 | 0 | 0 | 0 | 0 | 0 | 0 | 461.6019 | 490.047 | 1048.4071 | 1069.5522 | 0 | 0 | 0 | 0 | 0 | -9.9765 | -152.1498 | 119.7224 | 0 | 0 | 0 | 0 | -102.8485 | -184.2312 | -357.8458 | -643.5272 | 0.40602 | 0.342 | 0.42749 | 0.2585 | -41.7587 | -63.0077 | -152.9748 | -166.3499
6 | 10 | 18 | 522.1296 | 530.5356 | 541.9907 | 552.0247 | 0 | 0 | 0 | 0 | 182.4408 | 236.072 | 0 | 0 | 0 | 0 | 0 | 0 | 418.4426 | 376.752 | 815.8708 | 823.444 | 0 | 0 | 0 | 0 | 0 | -8.843 | -131.8469 | -20.497 | 0 | 0 | 0 | 0 | -78.7538 | -73.4454 | -142.0332 | -250.9223 | 0.4027 | 0.42494 | 0.41159 | 0.40375 | -31.7138 | -31.2097 | -58.459 | -101.3095
6 | 10 | 19 | 517.8283 | 527.9449 | 541.242 | 552.875 | 0 | 0 | 0 | 0 | 209.2808 | 291.562 | 0 | 0 | 0 | 0 | 0 | 0 | 388.5904 | 259.4332 | 473.5862 | 474.0366 | 0 | 0 | 0 | 0 | 0 | 6.7241 | 79.8337 | 93.9539 | 0 | 0 | 0 | 0 | -80.043 | -29.7745 | -12.1779 | -15.1155 | 0.40839 | 0.42225 | 0.40697 | 0.39265 | -32.6886 | -12.5723 | -4.956 | -5.9351
6 | 10 | 20 | 533.7569 | 544.8981 | 559.2863 | 571.7576 | 0 | 0 | 0 | 0 | 217.241 | 313.7854 | 0 | 0 | 0 | 0 | 0 | 0 | 367.688 | 194.4825 | 352.564 | 352.5651 | 0 | 0 | 0 | 0 | 0 | 8.9427 | 3.2802 | 165.5029 | 0 | 0 | 0 | 0 | -51.1721 | 27.6875 | 203.442 | 53.6896 | 0.40942 | 0.43553 | 0.40598 | 0.39629 | -20.951 | 12.0587 | 82.5941 | 21.2766
6 | 10 | 21 | 525.5032 | 536.8331 | 551.2849 | 563.6835 | 0 | 0 | 0 | 0 | 218.3307 | 320.9094 | 0 | 0 | 0 | 0 | 0 | 0 | 356.1217 | 169.4772 | 320.6049 | 320.6049 | 0 | 0 | 0 | 0 | 0 | 18.2532 | 67.6467 | 113.3516 | 0 | 0 | 0 | 0 | -48.9492 | 28.1934 | 163.0333 | 129.7271 | 0.4094 | 0.43476 | 0.40586 | 0.39679 | -20.0397 | 12.2575 | 66.1692 | 51.4747
6 | 10 | 22 | 489.2562 | 500.492 | 514.6731 | 526.8229 | 0 | 0 | 0 | 0 | 213.2419 | 322.4024 | 0 | 0 | 0 | 0 | 0 | 0 | 317.4878 | 141.2991 | 315.2504 | 315.2504 | 0 | 0 | 0 | 0 | 0 | 35.9173 | 311.9684 | 132.0335 | 0 | 0 | 0 | 0 | -41.4735 | 0.87322 | -112.5456 | 79.5389 | 0.40731 | 0.42231 | 0.40449 | 0.39511 | -16.8927 | 0.36877 | -45.5241 | 31.4268
6 | 10 | 23 | 443.5008 | 454.1274 | 467.438 | 478.8179 | 0 | 0 | 0 | 0 | 206.4705 | 317.6349 | 0 | 0 | 0 | 0 | 0 | 0 | 288.4645 | 124.7111 | 326.108 | 326.108 | 0 | 0 | 0 | 0 | 0 | 42.8767 | 152.1545 | 91.5163 | 0 | 0 | 0 | 0 | -51.4342 | -31.0953 | -10.8245 | 61.1936 | 0.40299 | 0.42067 | 0.40353 | 0.39408 | -20.7272 | -13.081 | -4.368 | 24.1153
6 | 10 | 24 | 411.4613 | 419.637 | 430.0647 | 438.8416 | 0 | 0 | 0 | 0 | 199.1034 | 353.6485 | 0 | 0 | 0 | 0 | 0 | 0 | 276.9975 | 140.7451 | 373.198 | 373.198 | 0 | 0 | 0 | 0 | 0 | 11.3494 | 145.4558 | 317.5846 | 0 | 0 | 0 | 0 | -64.6397 | -86.106 | -88.5891 | -251.941 | 0.40134 | 0.42366 | 0.4104 | 0.39542 | -25.9428 | -36.4796 | -36.3573 | -99.6213
6 | 11 | 1 | 387.1029 | 392.7076 | 400.1252 | 406.1539 | 0 | 0 | 0 | 0 | 167.4908 | 332.1546 | 0 | 0 | 0 | 0 | 0 | 0 | 254.3379 | 121.4224 | 356.9779 | 356.9779 | 0 | 0 | 0 | 0 | 0 | 36.9502 | 144.5426 | 55.8787 | 0 | 0 | 0 | 0 | -34.7258 | -97.8196 | -101.3952 | -6.7027 | 0.4071 | 0.42843 | 0.41669 | 0.39372 | -14.137 | -41.9091 | -42.2503 | -2.639
6 | 11 | 2 | 382.0372 | 385.7134 | 390.992 | 395.1391 | 0 | 0 | 0 | 0 | 156.8169 | 362.1249 | 0 | 0 | 0 | 0 | 0 | 0 | 241.721 | 97.5315 | 317.7977 | 317.7977 | 0 | 0 | 0 | 0 | 0 | 11.649 | 45.1615 | 31.017 | 0 | 0 | 0 | 0 | -16.5007 | -85.592 | 28.0327 | 46.3244 | 0.40672 | 0.42869 | 0.41639 | 0.39335 | -6.7111 | -36.6922 | 11.6724 | 18.2216
6 | 11 | 3 | 372.9261 | 374.6035 | 377.6638 | 379.8771 | 0 | 0 | 0 | 0 | 157.2799 | 356.0294 | 0 | 0 | 0 | 0 | 0 | 0 | 229.3958 | 74.9662 | 279.8473 | 279.8473 | 0 | 0 | 0 | 0 | 0 | 10.2108 | 101.2972 | 14.8042 | 0 | 0 | 0 | 0 | -13.7496 | -66.6029 | -3.4807 | 85.2256 | 0.40558 | 0.42977 | 0.41648 | 0.39426 | -5.5766 | -28.624 | -1.4497 | 33.601
6 | 11 | 4 | 386.4187 | 386.6264 | 388.1076 | 388.902 | 0 | 0 | 0 | 0 | 163.8353 | 320.1041 | 0 | 0 | 0 | 0 | 0 | 0 | 235.972 | 92.8067 | 284.7879 | 284.7879 | 0 | 0 | 0 | 0 | 0 | 27.4344 | 159.7315 | 25.5469 | 0 | 0 | 0 | 0 | -13.3885 | -53.7189 | -56.4119 | 78.5672 | 0.40646 | 0.42931 | 0.41675 | 0.39303 | -5.4419 | -23.062 | -23.5099 | 30.879
6 | 11 | 5 | 408.4411 | 407.7471 | 408.3154 | 408.2852 | 0 | 0 | 0 | 0 | 178.4126 | 324.7482 | 0 | 0 | 0 | 0 | 0 | 0 | 229.6432 | 96.3095 | 263.7265 | 263.727 | 0 | 0 | 0 | 0 | 0 | 32.2215 | 90.1326 | 44.1456 | 0 | 0 | 0 | 0 | 0.38528 | -45.5321 | 54.4563 | 100.4126 | 0.40796 | 0.42719 | 0.41626 | 0.3916 | 0.15718 | -19.4506 | 22.6678 | 39.3216
6 | 11 | 6 | 436.5571 | 434.4526 | 433.6221 | 432.393 | 0 | 0 | 0 | 0 | 202.906 | 304.5766 | 0 | 0 | 0 | 0 | 0 | 0 | 208.3451 | 146.0111 | 405.8222 | 406.2682 | 0 | 0 | 0 | 0 | 0 | -8.0108 | -27.8499 | 21.6533 | 0 | 0 | 0 | 0 | 25.3059 | -8.1243 | 55.6499 | 4.4714 | 0.40606 | 0.43154 | 0.41548 | 0.38797 | 10.2758 | -3.5059 | 23.1215 | 1.7347
6 | 11 | 7 | 474.9428 | 472.48 | 471.6099 | 470.5732 | 0 | 0 | 0 | 0 | 203.1427 | 263.109 | 0 | 0 | 0 | 0 | 0 | 0 | 198.379 | 223.9998 | 616.1269 | 618.5748 | 0 | 0 | 0 | 0 | 0 | -10.7128 | -62.9311 | 18.1178 | 0 | 0 | 0 | 0 | 73.4212 | -3.9161 | -81.5859 | -166.1193 | 0.39763 | 0.41039 | 0.41696 | 0.37762 | 29.1942 | -1.6071 | -34.0178 | -62.7301
6 | 11 | 8 | 504.2835 | 502.0319 | 501.9225 | 502.0402 | 0 | 0 | 0 | 0 | 176.4844 | 236.8108 | 0 | 0 | 0 | 0 | 0 | 0 | 255.255 | 346.6514 | 823.8659 | 839.2879 | 0 | 0 | 0 | 0 | 0 | -12.2582 | -116.046 | 257.5029 | 0 | 0 | 0 | 0 | 72.5441 | -69.1722 | -205.8974 | -594.7506 | 0.39542 | 0.54534 | 0.3925 | 0.14136 | 28.6851 | -37.7221 | -80.8139 | -84.0763
6 | 11 | 9 | 532.9176 | 532.0181 | 533.9125 | 536.2719 | 0 | 0 | 0 | 0 | 171.1633 | 232.1638 | 0 | 0 | 0 | 0 | 0 | 0 | 311.0568 | 453.3433 | 976.3909 | 1005.8317 | 0 | 0 | 0 | 0 | 0 | -14.0075 | -144.4886 | -333.0218 | 0 | 0 | 0 | 0 | 50.6975 | -139.4815 | -297.9898 | -136.538 | 0.3881 | 0.022118 | 0.022118 | 0.021036 | 19.6757 | -3.085 | -6.5909 | -2.8722
6 | 11 | 10 | 557.6509 | 557.1642 | 559.5533 | 562.2701 | 0 | 0 | 0 | 0 | 187.4455 | 230.7159 | 0 | 0 | 0 | 0 | 0 | 0 | 351.172 | 530.1093 | 1106.6045 | 1146.0179 | 0 | 0 | 0 | 0 | 0 | -17.9031 | -107.4647 | -284.3266 | 0 | 0 | 0 | 0 | 19.0334 | -185.758 | -439.5864 | -299.4212 | 0.39518 | 0.022118 | 0.022118 | 0.022118 | 7.5217 | -4.1086 | -9.7227 | -6.6225
6 | 11 | 11 | 572.3794 | 572.2532 | 574.7997 | 577.2902 | 0 | 0 | 0 | 0 | 166.7716 | 218.8795 | 0 | 0 | 0 | 0 | 0 | 0 | 390.3952 | 588.3988 | 1176.8792 | 1222.5257 | 0 | 0 | 0 | 0 | 0 | -51.3912 | -243.0486 | -300.5189 | 0 | 0 | 0 | 0 | 15.2127 | -183.6339 | -359.0309 | -344.7166 | 0.39679 | 0.022118 | 0.022118 | 0.022118 | 6.0363 | -4.0616 | -7.941 | -7.6244
6 | 11 | 12 | 579.0735 | 579.3002 | 582.0448 | 584.4462 | 0 | 0 | 0 | 0 | 162.6225 | 216.8368 | 0 | 0 | 0 | 0 | 0 | 0 | 411.9663 | 636.8683 | 1251.0304 | 1299.7218 | 0 | 0 | 0 | 0 | 0 | -47.1716 | -346.0405 | -309.373 | 0 | 0 | 0 | 0 | 4.4847 | -227.2333 | -322.9451 | -405.9026 | 0.39234 | 0.022118 | 0.022118 | 0.022118 | 1.7595 | -5.0259 | -7.1429 | -8.9776
6 | 11 | 13 | 591.2554 | 592.5878 | 596.5113 | 599.8435 | 0 | 0 | 0 | 0 | 160.8151 | 217.636 | 0 | 0 | 0 | 0 | 0 | 0 | 421.4471 | 622.2433 | 1203.2842 | 1252.7427 | 0 | 0 | 0 | 0 | 0 | -46.5535 | -137.5279 | -333.1037 | 0 | 0 | 0 | 0 | 8.9932 | -200.738 | -469.245 | -319.7955 | 0.39433 | 0.022118 | 0.022118 | 0.022118 | 3.5463 | -4.4399 | -10.3787 | -7.0732
6 | 11 | 14 | 598.2516 | 600.5431 | 605.5782 | 609.9237 | 0 | 0 | 0 | 0 | 157.8728 | 222.9631 | 0 | 0 | 0 | 0 | 0 | 0 | 437.3805 | 637.3466 | 1230.3724 | 1277.3177 | 0 | 0 | 0 | 0 | 0 | -37.5913 | -199.2803 | -239.4618 | 0 | 0 | 0 | 0 | 2.9983 | -222.1754 | -425.5139 | -427.9323 | 0.39259 | 0.022448 | 0.022118 | 0.021917 | 1.1771 | -4.9873 | -9.4115 | -9.3788
6 | 11 | 15 | 601.2765 | 604.4874 | 610.5192 | 615.7109 | 0 | 0 | 0 | 0 | 162.1482 | 219.6826 | 0 | 0 | 0 | 0 | 0 | 0 | 440.3749 | 618.8277 | 1249.3368 | 1291.3461 | 0 | 0 | 0 | 0 | 0 | -55.2078 | -198.5995 | -240.8088 | 0 | 0 | 0 | 0 | -1.2466 | -178.8152 | -440.2181 | -434.8264 | 0.38933 | 0.022983 | 0.021613 | 0.020742 | -0.48534 | -4.1098 | -9.5144 | -9.019
6 | 11 | 16 | 599.3496 | 604.8131 | 613.3316 | 620.7387 | 0 | 0 | 0 | 0 | 160.6192 | 232.9707 | 0 | 0 | 0 | 0 | 0 | 0 | 437.3173 | 572.6603 | 1198.2841 | 1232.7565 | 0 | 0 | 0 | 0 | 0 | -16.2357 | -29.4136 | -144.2022 | 0 | 0 | 0 | 0 | 1.4131 | -184.5822 | -555.5388 | -467.8155 | 0.39725 | 0.023616 | 0.020937 | 0.02146 | 0.56136 | -4.359 | -11.6311 | -10.0395
6 | 11 | 17 | 589.7409 | 597.5157 | 608.5189 | 618.0996 | 0 | 0 | 0 | 0 | 165.6147 | 234.1637 | 0 | 0 | 0 | 0 | 0 | 0 | 423.6516 | 475.7132 | 1033.5517 | 1056.2257 | 0 | 0 | 0 | 0 | 0 | -9.9765 | -152.1498 | 119.7224 | 0 | 0 | 0 | 0 | 0.47455 | -102.3847 | -272.883 | -557.8485 | 0.40602 | 0.342 | 0.42749 | 0.2585 | 0.19268 | -35.0159 | -116.6542 | -144.2022
6 | 11 | 18 | 575.7912 | 585.9537 | 599.5387 | 611.4153 | 0 | 0 | 0 | 0 | 182.4408 | 236.072 | 0 | 0 | 0 | 0 | 0 | 0 | 389.324 | 374.2536 | 829.6617 | 837.5516 | 0 | 0 | 0 | 0 | 0 | -8.843 | -131.8469 | -20.497 | 0 | 0 | 0 | 0 | 4.0263 | -15.5289 | -98.2761 | -205.6392 | 0.4027 | 0.42494 | 0.41159 | 0.40375 | 1.6214 | -6.5988 | -40.4492 | -83.0265
6 | 11 | 19 | 567.9366 | 579.6934 | 594.9794 | 608.333 | 0 | 0 | 0 | 0 | 209.2808 | 291.562 | 0 | 0 | 0 | 0 | 0 | 0 | 339.3839 | 281.143 | 507.5689 | 508.0039 | 0 | 0 | 0 | 0 | 0 | 6.7241 | 79.8337 | 93.9539 | 0 | 0 | 0 | 0 | 19.2718 | 0.26429 | 7.5768 | 6.3752 | 0.40839 | 0.42225 | 0.40697 | 0.39265 | 7.8704 | 0.1116 | 3.0835 | 2.5032
6 | 11 | 20 | 579.7862 | 592.4341 | 608.6493 | 622.701 | 0 | 0 | 0 | 0 | 217.241 | 313.7854 | 0 | 0 | 0 | 0 | 0 | 0 | 339.4967 | 203.2504 | 362.405 | 362.406 | 0 | 0 | 0 | 0 | 0 | 8.9427 | 3.2802 | 165.5029 | 0 | 0 | 0 | 0 | 23.0484 | 66.4556 | 242.964 | 94.7921 | 0.40942 | 0.43553 | 0.40598 | 0.39629 | 9.4366 | 28.9433 | 98.6393 | 37.565
6 | 11 | 21 | 569.7558 | 582.5343 | 598.7425 | 612.6606 | 0 | 0 | 0 | 0 | 218.3307 | 320.9094 | 0 | 0 | 0 | 0 | 0 | 0 | 333.9557 | 191.1739 | 357.7277 | 357.7277 | 0 | 0 | 0 | 0 | 0 | 18.2532 | 67.6467 | 113.3516 | 0 | 0 | 0 | 0 | 17.4694 | 52.1979 | 173.3682 | 141.5814 | 0.4094 | 0.43476 | 0.40586 | 0.39679 | 7.1519 | 22.6937 | 70.3638 | 56.1784
6 | 11 | 22 | 525.7134 | 538.1426 | 553.7708 | 567.1723 | 0 | 0 | 0 | 0 | 213.2419 | 322.4024 | 0 | 0 | 0 | 0 | 0 | 0 | 272.6655 | 146.3783 | 337.4231 | 337.4231 | 0 | 0 | 0 | 0 | 0 | 35.9173 | 311.9684 | 132.0335 | 0 | 0 | 0 | 0 | 39.806 | 33.4446 | -95.6208 | 97.7157 | 0.40731 | 0.42231 | 0.40449 | 0.39511 | 16.2135 | 14.124 | -38.6781 | 38.6086
6 | 11 | 23 | 469.28 | 480.7505 | 495.0844 | 507.3494 | 0 | 0 | 0 | 0 | 206.4705 | 317.6349 | 0 | 0 | 0 | 0 | 0 | 0 | 215.4959 | 106.5311 | 313.9217 | 313.9217 | 0 | 0 | 0 | 0 | 0 | 42.8767 | 152.1545 | 91.5163 | 0 | 0 | 0 | 0 | 47.3137 | 13.7077 | 29.0082 | 101.9115 | 0.40299 | 0.42067 | 0.40353 | 0.39408 | 19.0667 | 5.7665 | 11.7056 | 40.1614
6 | 11 | 24 | 431.2218 | 440.0444 | 451.2564 | 460.7117 | 0 | 0 | 0 | 0 | 199.1034 | 353.6485 | 0 | 0 | 0 | 0 | 0 | 0 | 197.4479 | 107.2399 | 325.744 | 325.744 | 0 | 0 | 0 | 0 | 0 | 11.3494 | 145.4558 | 317.5846 | 0 | 0 | 0 | 0 | 34.6704 | -32.1933 | -19.9435 | -182.6169 | 0.40134 | 0.42366 | 0.4104 | 0.39542 | 13.9148 | -13.639 | -8.1849 | -72.2095
6 | 12 | 1 | 410.9242 | 417.3087 | 425.6718 | 432.5185 | 0 | 0 | 0 | 0 | 167.4908 | 332.1546 | 0 | 0 | 0 | 0 | 0 | 0 | 176.0762 | 117.6904 | 331.6984 | 331.6984 | 0 | 0 | 0 | 0 | 0 | 36.9502 | 144.5426 | 55.8787 | 0 | 0 | 0 | 0 | 67.3572 | -69.4865 | -50.5691 | 44.9414 | 0.4071 | 0.42843 | 0.41669 | 0.39372 | 27.4214 | -29.7703 | -21.0716 | 17.6943
6 | 12 | 2 | 395.0175 | 399.1185 | 404.9124 | 409.5052 | 0 | 0 | 0 | 0 | 156.8169 | 362.1249 | 0 | 0 | 0 | 0 | 0 | 0 | 146.2417 | 104.5172 | 314.4708 | 314.4708 | 0 | 0 | 0 | 0 | 0 | 11.649 | 45.1615 | 31.017 | 0 | 0 | 0 | 0 | 91.9588 | -79.1725 | 45.2801 | 64.0174 | 0.40672 | 0.42869 | 0.41639 | 0.39335 | 37.4012 | -33.9402 | 18.8539 | 25.1812
6 | 12 | 3 | 386.7403 | 388.8699 | 392.4785 | 395.1662 | 0 | 0 | 0 | 0 | 157.2799 | 356.0294 | 0 | 0 | 0 | 0 | 0 | 0 | 123.7717 | 96.6699 | 301.6139 | 301.6139 | 0 | 0 | 0 | 0 | 0 | 10.2108 | 101.2972 | 14.8042 | 0 | 0 | 0 | 0 | 105.6887 | -74.0402 | -10.4326 | 78.7481 | 0.40558 | 0.42977 | 0.41648 | 0.39426 | 42.8653 | -31.8204 | -4.345 | 31.0472
6 | 12 | 4 | 394.9755 | 395.4634 | 397.2841 | 398.3724 | 0 | 0 | 0 | 0 | 163.8353 | 320.1041 | 0 | 0 | 0 | 0 | 0 | 0 | 106.8368 | 94.965 | 307.9767 | 307.9767 | 0 | 0 | 0 | 0 | 0 | 27.4344 | 159.7315 | 25.5469 | 0 | 0 | 0 | 0 | 124.3035 | -47.0402 | -70.4241 | 64.8488 | 0.40646 | 0.42931 | 0.41675 | 0.39303 | 50.5241 | -20.1948 | -29.3495 | 25.4874
6 | 12 | 5 | 418.3576 | 417.9883 | 418.9501 | 419.2604 | 0 | 0 | 0 | 0 | 178.4126 | 324.7482 | 0 | 0 | 0 | 0 | 0 | 0 | 87.8294 | 95.6085 | 325.7993 | 325.7998 | 0 | 0 | 0 | 0 | 0 | 32.2215 | 90.1326 | 44.1456 | 0 | 0 | 0 | 0 | 152.1156 | -34.59 | 3.0182 | 49.315 | 0.40796 | 0.42719 | 0.41626 | 0.3916 | 62.0574 | -14.7763 | 1.2564 | 19.3118
6 | 12 | 6 | 446.3467 | 444.5627 | 444.1207 | 443.2277 | 0 | 0 | 0 | 0 | 202.906 | 304.5766 | 0 | 0 | 0 | 0 | 0 | 0 | 98.3938 | 170.2556 | 514.6096 | 515.0899 | 0 | 0 | 0 | 0 | 0 | -8.0108 | -27.8499 | 21.6533 | 0 | 0 | 0 | 0 | 145.0469 | -22.2587 | -42.6389 | -93.5155 | 0.40606 | 0.43154 | 0.41548 | 0.38797 | 58.898 | -9.6055 | -17.7157 | -36.2809
6 | 12 | 7 | 481.5055 | 479.2575 | 478.6479 | 477.8365 | 0 | 0 | 0 | 0 | 203.1427 | 263.109 | 0 | 0 | 0 | 0 | 0 | 0 | 125.5176 | 274.7814 | 784.0961 | 786.6534 | 0 | 0 | 0 | 0 | 0 | -10.7128 | -62.9311 | 18.1178 | 0 | 0 | 0 | 0 | 152.8452 | -47.9202 | -242.5171 | -326.9346 | 0.39763 | 0.41039 | 0.41696 | 0.37762 | 60.7753 | -19.666 | -101.1192 | -123.4574
6 | 12 | 8 | 513.0397 | 511.0747 | 511.313 | 511.7313 | 0 | 0 | 0 | 0 | 176.4844 | 236.8108 | 0 | 0 | 0 | 0 | 0 | 0 | 186.7113 | 404.0199 | 1011.496 | 1027.7524 | 0 | 0 | 0 | 0 | 0 | -12.2582 | -116.046 | 257.5029 | 0 | 0 | 0 | 0 | 149.844 | -117.4978 | -384.1371 | -773.5241 | 0.39542 | 0.54534 | 0.3925 | 0.14136 | 59.2507 | -64.0758 | -150.7722 | -109.3484
6 | 12 | 9 | 544.7195 | 544.2064 | 546.5692 | 549.3338 | 0 | 0 | 0 | 0 | 171.1633 | 232.1638 | 0 | 0 | 0 | 0 | 0 | 0 | 241.3575 | 503.9709 | 1162.9871 | 1192.6751 | 0 | 0 | 0 | 0 | 0 | -14.0075 | -144.4886 | -333.0218 | 0 | 0 | 0 | 0 | 132.1987 | -177.9209 | -471.9293 | -310.3195 | 0.3881 | 0.022118 | 0.022118 | 0.021036 | 51.3063 | -3.9352 | -10.4381 | -6.528
6 | 12 | 10 | 565.9902 | 565.7764 | 568.4966 | 571.4997 | 0 | 0 | 0 | 0 | 187.4455 | 230.7159 | 0 | 0 | 0 | 0 | 0 | 0 | 281.6884 | 568.3373 | 1254.0884 | 1293.9653 | 0 | 0 | 0 | 0 | 0 | -17.9031 | -107.4647 | -284.3266 | 0 | 0 | 0 | 0 | 96.8563 | -215.3737 | -578.1271 | -438.139 | 0.39518 | 0.022118 | 0.022118 | 0.022118 | 38.276 | -4.7636 | -12.7869 | -9.6906
6 | 12 | 11 | 587.8977 | 588.2795 | 591.4419 | 594.4653 | 0 | 0 | 0 | 0 | 166.7716 | 218.8795 | 0 | 0 | 0 | 0 | 0 | 0 | 303.847 | 602.1989 | 1285.3829 | 1331.5485 | 0 | 0 | 0 | 0 | 0 | -51.3912 | -243.0486 | -300.5189 | 0 | 0 | 0 | 0 | 117.2792 | -181.4076 | -450.8924 | -436.5643 | 0.39679 | 0.022118 | 0.022118 | 0.022118 | 46.5354 | -4.0123 | -9.9728 | -9.6558
6 | 12 | 12 | 602.5142 | 603.5081 | 607.1832 | 610.3895 | 0 | 0 | 0 | 0 | 162.6225 | 216.8368 | 0 | 0 | 0 | 0 | 0 | 0 | 312.8367 | 610.8979 | 1285.2817 | 1334.5211 | 0 | 0 | 0 | 0 | 0 | -47.1716 | -346.0405 | -309.373 | 0 | 0 | 0 | 0 | 127.0549 | -177.0549 | -332.0581 | -414.7586 | 0.39234 | 0.022118 | 0.022118 | 0.022118 | 49.8492 | -3.9161 | -7.3444 | -9.1735
6 | 12 | 13 | 623.126 | 625.5017 | 630.6901 | 635.1167 | 0 | 0 | 0 | 0 | 160.8151 | 217.636 | 0 | 0 | 0 | 0 | 0 | 0 | 313.6809 | 607.0757 | 1269.5442 | 1318.8725 | 0 | 0 | 0 | 0 | 0 | -46.5535 | -137.5279 | -333.1037 | 0 | 0 | 0 | 0 | 148.63 | -152.6565 | -501.3262 | -350.6521 | 0.39433 | 0.022118 | 0.022118 | 0.022118 | 58.609 | -3.3764 | -11.0883 | -7.7556
6 | 12 | 14 | 636.9749 | 640.5339 | 647.1061 | 652.7812 | 0 | 0 | 0 | 0 | 157.8728 | 222.9631 | 0 | 0 | 0 | 0 | 0 | 0 | 328.4047 | 619.0648 | 1270.5303 | 1318.1506 | 0 | 0 | 0 | 0 | 0 | -37.5913 | -199.2803 | -239.4618 | 0 | 0 | 0 | 0 | 150.6975 | -163.9028 | -424.1439 | -425.9077 | 0.39259 | 0.022448 | 0.022118 | 0.021917 | 59.162 | -3.6793 | -9.3812 | -9.3344
6 | 12 | 15 | 647.0882 | 651.7987 | 659.6488 | 666.4136 | 0 | 0 | 0 | 0 | 162.1482 | 219.6826 | 0 | 0 | 0 | 0 | 0 | 0 | 294.2807 | 580.5894 | 1241.8942 | 1284.5943 | 0 | 0 | 0 | 0 | 0 | -55.2078 | -198.5995 | -240.8088 | 0 | 0 | 0 | 0 | 190.6593 | -93.2656 | -383.6459 | -377.372 | 0.38933 | 0.022983 | 0.021613 | 0.020742 | 74.2288 | -2.1436 | -8.2917 | -7.8273
6 | 12 | 16 | 650.9263 | 658.0781 | 668.6438 | 677.8219 | 0 | 0 | 0 | 0 | 160.6192 | 232.9707 | 0 | 0 | 0 | 0 | 0 | 0 | 266.083 | 527.9 | 1174.6708 | 1209.1205 | 0 | 0 | 0 | 0 | 0 | -16.2357 | -29.4136 | -144.2022 | 0 | 0 | 0 | 0 | 224.2241 | -86.5569 | -476.6133 | -387.0964 | 0.39725 | 0.023616 | 0.020937 | 0.02146 | 89.0735 | -2.0441 | -9.9786 | -8.3073
6 | 12 | 17 | 643.1848 | 652.7091 | 665.8336 | 677.2494 | 0 | 0 | 0 | 0 | 165.6147 | 234.1637 | 0 | 0 | 0 | 0 | 0 | 0 | 236.1964 | 441.1031 | 1058.6235 | 1081.2532 | 0 | 0 | 0 | 0 | 0 | -9.9765 | -152.1498 | 119.7224 | 0 | 0 | 0 | 0 | 241.3738 | -12.5811 | -240.6401 | -523.7262 | 0.40602 | 0.342 | 0.42749 | 0.2585 | 98.0029 | -4.3028 | -102.8708 | -135.3817
6 | 12 | 18 | 626.5158 | 638.3387 | 653.9371 | 667.5555 | 0 | 0 | 0 | 0 | 182.4408 | 236.072 | 0 | 0 | 0 | 0 | 0 | 0 | 223.3788 | 323.3025 | 812.005 | 820.1237 | 0 | 0 | 0 | 0 | 0 | -8.843 | -131.8469 | -20.497 | 0 | 0 | 0 | 0 | 220.6962 | 87.8072 | -26.221 | -132.0712 | 0.4027 | 0.42494 | 0.41159 | 0.40375 | 88.8734 | 37.3126 | -10.7922 | -53.3236
6 | 12 | 19 | 615.1261 | 628.4276 | 645.5866 | 660.5606 | 0 | 0 | 0 | 0 | 209.2808 | 291.562 | 0 | 0 | 0 | 0 | 0 | 0 | 194.3678 | 186.9157 | 447.1097 | 447.4927 | 0 | 0 | 0 | 0 | 0 | 6.7241 | 79.8337 | 93.9539 | 0 | 0 | 0 | 0 | 211.4774 | 143.2257 | 118.6432 | 119.114 | 0.40839 | 0.42225 | 0.40697 | 0.39265 | 86.3649 | 60.477 | 48.2842 | 46.7697
6 | 12 | 20 | 617.8387 | 631.7322 | 649.4578 | 664.8162 | 0 | 0 | 0 | 0 | 217.241 | 313.7854 | 0 | 0 | 0 | 0 | 0 | 0 | 201.5611 | 127.8218 | 335.8162 | 335.8172 | 0 | 0 | 0 | 0 | 0 | 8.9427 | 3.2802 | 165.5029 | 0 | 0 | 0 | 0 | 199.0367 | 181.1823 | 310.3614 | 163.4961 | 0.40942 | 0.43553 | 0.40598 | 0.39629 | 81.4902 | 78.9101 | 126.0015 | 64.7916
6 | 12 | 21 | 610.8721 | 624.9965 | 642.8367 | 658.1667 | 0 | 0 | 0 | 0 | 218.3307 | 320.9094 | 0 | 0 | 0 | 0 | 0 | 0 | 209.9579 | 135.016 | 361.1024 | 361.1024 | 0 | 0 | 0 | 0 | 0 | 18.2532 | 67.6467 | 113.3516 | 0 | 0 | 0 | 0 | 182.5835 | 150.8181 | 214.0877 | 183.7127 | 0.4094 | 0.43476 | 0.40586 | 0.39679 | 74.7494 | 65.5701 | 86.8903 | 72.8958
6 | 12 | 22 | 551.2389 | 564.5036 | 581.1449 | 595.423 | 0 | 0 | 0 | 0 | 213.2419 | 322.4024 | 0 | 0 | 0 | 0 | 0 | 0 | 196.3699 | 130.8868 | 376.6902 | 376.6902 | 0 | 0 | 0 | 0 | 0 | 35.9173 | 311.9684 | 132.0335 | 0 | 0 | 0 | 0 | 141.627 | 75.2972 | -107.5137 | 86.6992 | 0.40731 | 0.42231 | 0.40449 | 0.39511 | 57.6864 | 31.7988 | -43.4887 | 34.2559
6 | 12 | 23 | 492.9564 | 505.2019 | 520.4755 | 533.5535 | 0 | 0 | 0 | 0 | 206.4705 | 317.6349 | 0 | 0 | 0 | 0 | 0 | 0 | 194.1741 | 126.3073 | 377.923 | 377.923 | 0 | 0 | 0 | 0 | 0 | 42.8767 | 152.1545 | 91.5163 | 0 | 0 | 0 | 0 | 92.3118 | 18.3829 | -9.602 | 64.1143 | 0.40299 | 0.42067 | 0.40353 | 0.39408 | 37.2003 | 7.7332 | -3.8747 | 25.2662
6 | 12 | 24 | 451.8162 | 461.3129 | 473.3423 | 483.5049 | 0 | 0 | 0 | 0 | 199.1034 | 353.6485 | 0 | 0 | 0 | 0 | 0 | 0 | 196.4704 | 120.7459 | 366.8722 | 366.8722 | 0 | 0 | 0 | 0 | 0 | 11.3494 | 145.4558 | 317.5846 | 0 | 0 | 0 | 0 | 56.2423 | -24.4308 | -38.9857 | -200.9519 | 0.40134 | 0.42366 | 0.4104 | 0.39542 | 22.5725 | -10.3503 | -15.9999 | -79.4595
6 | 13 | 1 | 424.6841 | 431.519 | 440.4282 | 447.7473 | 0 | 0 | 0 | 0 | 167.4908 | 332.1546 | 0 | 0 | 0 | 0 | 0 | 0 | 187.2443 | 111.8973 | 335.1473 | 335.1473 | 0 | 0 | 0 | 0 | 0 | 36.9502 | 144.5426 | 55.8787 | 0 | 0 | 0 | 0 | 69.9489 | -49.4832 | -39.2616 | 56.7214 | 0.4071 | 0.42843 | 0.41669 | 0.39372 | 28.4765 | -21.2002 | -16.3599 | 22.3323
6 | 13 | 2 | 406.7469 | 411.2319 | 417.4913 | 422.4869 | 0 | 0 | 0 | 0 | 156.8169 | 362.1249 | 0 | 0 | 0 | 0 | 0 | 0 | 162.6761 | 97.3878 | 269.3316 | 269.3316 | 0 | 0 | 0 | 0 | 0 | 11.649 | 45.1615 | 31.017 | 0 | 0 | 0 | 0 | 87.2538 | -59.9298 | 102.9981 | 122.1382 | 0.40672 | 0.42869 | 0.41639 | 0.39335 | 35.4876 | -25.6911 | 42.8869 | 48.0429
6 | 13 | 3 | 399.1042 | 401.6386 | 405.7379 | 408.8501 | 0 | 0 | 0 | 0 | 157.2799 | 356.0294 | 0 | 0 | 0 | 0 | 0 | 0 | 141.009 | 88.5405 | 235.3535 | 235.3535 | 0 | 0 | 0 | 0 | 0 | 10.2108 | 101.2972 | 14.8042 | 0 | 0 | 0 | 0 | 100.8153 | -53.1422 | 69.0871 | 158.6923 | 0.40558 | 0.42977 | 0.41648 | 0.39426 | 40.8888 | -22.839 | 28.7737 | 62.5659
6 | 13 | 4 | 406.6687 | 407.5393 | 409.8241 | 411.3139 | 0 | 0 | 0 | 0 | 163.8353 | 320.1041 | 0 | 0 | 0 | 0 | 0 | 0 | 122.7419 | 70.2972 | 214.2823 | 214.2823 | 0 | 0 | 0 | 0 | 0 | 27.4344 | 159.7315 | 25.5469 | 0 | 0 | 0 | 0 | 120.0915 | -10.2965 | 35.8104 | 171.4848 | 0.40646 | 0.42931 | 0.41675 | 0.39303 | 48.8122 | -4.4204 | 14.9241 | 67.3982
6 | 13 | 5 | 425.4279 | 425.29 | 426.5325 | 427.0855 | 0 | 0 | 0 | 0 | 178.4126 | 324.7482 | 0 | 0 | 0 | 0 | 0 | 0 | 116.4907 | 60.9388 | 204.5675 | 204.568 | 0 | 0 | 0 | 0 | 0 | 32.2215 | 90.1326 | 44.1456 | 0 | 0 | 0 | 0 | 130.5245 | 7.3814 | 131.8324 | 178.372 | 0.40796 | 0.42719 | 0.41626 | 0.3916 | 53.2491 | 3.1532 | 54.8761 | 69.8505
6 | 13 | 6 | 451.2596 | 449.6364 | 449.3894 | 448.6652 | 0 | 0 | 0 | 0 | 202.906 | 304.5766 | 0 | 0 | 0 | 0 | 0 | 0 | 148.1205 | 127.8441 | 367.8206 | 368.3003 | 0 | 0 | 0 | 0 | 0 | -8.0108 | -27.8499 | 21.6533 | 0 | 0 | 0 | 0 | 100.2331 | 25.2266 | 109.4188 | 58.7115 | 0.40606 | 0.43154 | 0.41548 | 0.38797 | 40.7008 | 10.8862 | 45.4615 | 22.7781
6 | 13 | 7 | 493.3618 | 491.5019 | 491.3629 | 490.9587 | 0 | 0 | 0 | 0 | 203.1427 | 263.109 | 0 | 0 | 0 | 0 | 0 | 0 | 186.1281 | 224.4429 | 651.9507 | 654.527 | 0 | 0 | 0 | 0 | 0 | -10.7128 | -62.9311 | 18.1178 | 0 | 0 | 0 | 0 | 104.091 | 14.6627 | -97.6567 | -181.6861 | 0.39763 | 0.41039 | 0.41696 | 0.37762 | 41.3894 | 6.0174 | -40.7187 | -68.6085
6 | 13 | 8 | 530.8242 | 529.4414 | 530.3855 | 531.4144 | 0 | 0 | 0 | 0 | 176.4844 | 236.8108 | 0 | 0 | 0 | 0 | 0 | 0 | 252.8244 | 344.4341 | 879.0052 | 894.9871 | 0 | 0 | 0 | 0 | 0 | -12.2582 | -116.046 | 257.5029 | 0 | 0 | 0 | 0 | 101.5154 | -39.5454 | -232.5738 | -621.0756 | 0.39542 | 0.54534 | 0.3925 | 0.14136 | 40.1408 | -21.5655 | -91.2842 | -87.7977
6 | 13 | 9 | 571.4415 | 571.8031 | 575.2266 | 578.9087 | 0 | 0 | 0 | 0 | 171.1633 | 232.1638 | 0 | 0 | 0 | 0 | 0 | 0 | 308.5283 | 442.2197 | 1031.43 | 1060.9227 | 0 | 0 | 0 | 0 | 0 | -14.0075 | -144.4886 | -333.0218 | 0 | 0 | 0 | 0 | 91.7498 | -88.5729 | -311.7149 | -148.9923 | 0.3881 | 0.022118 | 0.022118 | 0.021036 | 35.6081 | -1.959 | -6.8945 | -3.1342
6 | 13 | 10 | 606.6896 | 607.8081 | 612.1436 | 616.5442 | 0 | 0 | 0 | 0 | 187.4455 | 230.7159 | 0 | 0 | 0 | 0 | 0 | 0 | 346.7084 | 505.6688 | 1117.5271 | 1156.8734 | 0 | 0 | 0 | 0 | 0 | -17.9031 | -107.4647 | -284.3266 | 0 | 0 | 0 | 0 | 72.5357 | -110.6736 | -397.9188 | -256.0026 | 0.39518 | 0.022118 | 0.022118 | 0.022118 | 28.6649 | -2.4479 | -8.8011 | -5.6622
6 | 13 | 11 | 632.5673 | 634.4114 | 639.3467 | 643.9039 | 0 | 0 | 0 | 0 | 166.7716 | 218.8795 | 0 | 0 | 0 | 0 | 0 | 0 | 369.207 | 540.9402 | 1161.7567 | 1206.9302 | 0 | 0 | 0 | 0 | 0 | -51.3912 | -243.0486 | -300.5189 | 0 | 0 | 0 | 0 | 96.5888 | -74.0171 | -279.3614 | -262.5073 | 0.39679 | 0.022118 | 0.022118 | 0.022118 | 38.3257 | -1.6371 | -6.1789 | -5.8061
6 | 13 | 12 | 652.2599 | 654.8822 | 660.5317 | 665.4461 | 0 | 0 | 0 | 0 | 162.6225 | 216.8368 | 0 | 0 | 0 | 0 | 0 | 0 | 384.7063 | 550.383 | 1159.8326 | 1207.9811 | 0 | 0 | 0 | 0 | 0 | -47.1716 | -346.0405 | -309.373 | 0 | 0 | 0 | 0 | 104.931 | -65.1659 | -153.2604 | -233.1619 | 0.39234 | 0.022118 | 0.022118 | 0.022118 | 41.169 | -1.4413 | -3.3898 | -5.157
6 | 13 | 13 | 680.8665 | 685.1323 | 692.6125 | 699.0218 | 0 | 0 | 0 | 0 | 160.8151 | 217.636 | 0 | 0 | 0 | 0 | 0 | 0 | 389.7473 | 545.0835 | 1140.1334 | 1188.6132 | 0 | 0 | 0 | 0 | 0 | -46.5535 | -137.5279 | -333.1037 | 0 | 0 | 0 | 0 | 130.3041 | -31.0337 | -309.993 | -156.4878 | 0.39433 | 0.022118 | 0.022118 | 0.022118 | 51.3826 | -0.6864 | -6.8564 | -3.4612
6 | 13 | 14 | 700.843 | 706.4927 | 715.5999 | 723.468 | 0 | 0 | 0 | 0 | 157.8728 | 222.9631 | 0 | 0 | 0 | 0 | 0 | 0 | 387.2144 | 560.1905 | 1185.3217 | 1232.0177 | 0 | 0 | 0 | 0 | 0 | -37.5913 | -199.2803 | -239.4618 | 0 | 0 | 0 | 0 | 155.7558 | -39.0696 | -270.4416 | -269.0879 | 0.39259 | 0.022448 | 0.022118 | 0.021917 | 61.1479 | -0.87703 | -5.9816 | -5.8975
6 | 13 | 15 | 712.7692 | 719.6297 | 730.0868 | 739.1069 | 0 | 0 | 0 | 0 | 162.1482 | 219.6826 | 0 | 0 | 0 | 0 | 0 | 0 | 375.2252 | 518.942 | 1130.6788 | 1172.6525 | 0 | 0 | 0 | 0 | 0 | -55.2078 | -198.5995 | -240.8088 | 0 | 0 | 0 | 0 | 175.3958 | 36.2128 | -201.9925 | -192.7369 | 0.38933 | 0.022983 | 0.021613 | 0.020742 | 68.2863 | 0.8323 | -4.3657 | -3.9977
6 | 13 | 16 | 717.0423 | 726.3584 | 739.5484 | 750.9967 | 0 | 0 | 0 | 0 | 160.6192 | 232.9707 | 0 | 0 | 0 | 0 | 0 | 0 | 354.3849 | 459.4764 | 1059.993 | 1093.8081 | 0 | 0 | 0 | 0 | 0 | -16.2357 | -29.4136 | -144.2022 | 0 | 0 | 0 | 0 | 202.0383 | 50.147 | -291.031 | -198.6092 | 0.39725 | 0.023616 | 0.020937 | 0.02146 | 80.2601 | 1.1843 | -6.0932 | -4.2622
6 | 13 | 17 | 705.6751 | 717.2449 | 732.8498 | 746.4113 | 0 | 0 | 0 | 0 | 165.6147 | 234.1637 | 0 | 0 | 0 | 0 | 0 | 0 | 312.5684 | 378.7024 | 970.5035 | 992.6847 | 0 | 0 | 0 | 0 | 0 | -9.9765 | -152.1498 | 119.7224 | 0 | 0 | 0 | 0 | 227.4921 | 114.3554 | -85.5039 | -365.9958 | 0.40602 | 0.342 | 0.42749 | 0.2585 | 92.3666 | 39.1099 | -36.5519 | -94.6088
6 | 13 | 18 | 685.6885 | 699.4484 | 717.3954 | 733.0456 | 0 | 0 | 0 | 0 | 182.4408 | 236.072 | 0 | 0 | 0 | 0 | 0 | 0 | 270.7452 | 265.601 | 763.608 | 771.4432 | 0 | 0 | 0 | 0 | 0 | -8.843 | -131.8469 | -20.497 | 0 | 0 | 0 | 0 | 232.5024 | 206.6184 | 85.6344 | -17.9005 | 0.4027 | 0.42494 | 0.41159 | 0.40375 | 93.6277 | 87.8 | 35.246 | -7.2273
6 | 13 | 19 | 665.7419 | 680.7004 | 699.8683 | 716.5803 | 0 | 0 | 0 | 0 | 209.2808 | 291.562 | 0 | 0 | 0 | 0 | 0 | 0 | 246.5401 | 151.1914 | 414.1141 | 414.5274 | 0 | 0 | 0 | 0 | 0 | 6.7241 | 79.8337 | 93.9539 | 0 | 0 | 0 | 0 | 209.921 | 231.2228 | 205.9205 | 208.099 | 0.40839 | 0.42225 | 0.40697 | 0.39265 | 85.7292 | 97.6337 | 83.8034 | 81.7094
6 | 13 | 20 | 658.1936 | 673.4081 | 692.7354 | 709.4795 | 0 | 0 | 0 | 0 | 217.241 | 313.7854 | 0 | 0 | 0 | 0 | 0 | 0 | 245.2143 | 94.0717 | 288.7664 | 288.7674 | 0 | 0 | 0 | 0 | 0 | 8.9427 | 3.2802 | 165.5029 | 0 | 0 | 0 | 0 | 195.7383 | 256.6083 | 400.6888 | 255.2092 | 0.40942 | 0.43553 | 0.40598 | 0.39629 | 80.1398 | 111.7603 | 162.6729 | 101.1365
6 | 13 | 21 | 637.5578 | 652.5558 | 671.4552 | 687.7014 | 0 | 0 | 0 | 0 | 218.3307 | 320.9094 | 0 | 0 | 0 | 0 | 0 | 0 | 260.1981 | 96.784 | 274.1365 | 274.1365 | 0 | 0 | 0 | 0 | 0 | 18.2532 | 67.6467 | 113.3516 | 0 | 0 | 0 | 0 | 159.029 | 216.6093 | 329.672 | 300.2134 | 0.4094 | 0.43476 | 0.40586 | 0.39679 | 65.1063 | 94.1738 | 133.8017 | 119.1223
6 | 13 | 22 | 575.2415 | 589.292 | 606.886 | 621.9882 | 0 | 0 | 0 | 0 | 213.2419 | 322.4024 | 0 | 0 | 0 | 0 | 0 | 0 | 275.7732 | 128.1964 | 300.2675 | 300.2675 | 0 | 0 | 0 | 0 | 0 | 35.9173 | 311.9684 | 132.0335 | 0 | 0 | 0 | 0 | 86.2264 | 102.7759 | -5.3499 | 189.6872 | 0.40731 | 0.42231 | 0.40449 | 0.39511 | 35.1211 | 43.4034 | -2.164 | 74.9476
6 | 13 | 23 | 517.666 | 530.7204 | 546.9748 | 560.9013 | 0 | 0 | 0 | 0 | 206.4705 | 317.6349 | 0 | 0 | 0 | 0 | 0 | 0 | 280.8407 | 134.8349 | 279.938 | 279.938 | 0 | 0 | 0 | 0 | 0 | 42.8767 | 152.1545 | 91.5163 | 0 | 0 | 0 | 0 | 30.3548 | 35.3739 | 114.8823 | 189.447 | 0.40299 | 0.42067 | 0.40353 | 0.39408 | 12.2326 | 14.8809 | 46.3583 | 74.6575
6 | 13 | 24 | 474.6405 | 484.8844 | 497.8197 | 508.7659 | 0 | 0 | 0 | 0 | 199.1034 | 353.6485 | 0 | 0 | 0 | 0 | 0 | 0 | 254.7889 | 109.2529 | 214.7954 | 214.7954 | 0 | 0 | 0 | 0 | 0 | 11.3494 | 145.4558 | 317.5846 | 0 | 0 | 0 | 0 | 20.7481 | 10.6336 | 137.5685 | -23.614 | 0.40134 | 0.42366 | 0.4104 | 0.39542 | 8.3271 | 4.505 | 56.4586 | -9.3374
6 | 14 | 1 | 440.0211 | 447.3581 | 456.8761 | 464.7218 | 0 | 0 | 0 | 0 | 167.4908 | 332.1546 | 0 | 0 | 0 | 0 | 0 | 0 | 238.0006 | 90.5261 | 163.6318 | 163.6318 | 0 | 0 | 0 | 0 | 0 | 36.9502 | 144.5426 | 55.8787 | 0 | 0 | 0 | 0 | 34.5297 | -12.2728 | 148.7017 | 245.2113 | 0.4071 | 0.42843 | 0.41669 | 0.39372 | 14.0572 | -5.2581 | 61.9624 | 96.5442
6 | 14 | 2 | 422.6822 | 427.6888 | 434.5807 | 440.1235 | 0 | 0 | 0 | 0 | 156.8169 | 362.1249 | 0 | 0 | 0 | 0 | 0 | 0 | 222.2272 | 78.5647 | 153.5112 | 153.5112 | 0 | 0 | 0 | 0 | 0 | 11.649 | 45.1615 | 31.017 | 0 | 0 | 0 | 0 | 43.6381 | -24.6497 | 235.908 | 255.5952 | 0.40672 | 0.42869 | 0.41639 | 0.39335 | 17.7483 | -10.567 | 98.2285 | 100.538
6 | 14 | 3 | 411.7038 | 414.6506 | 419.25 | 422.7948 | 0 | 0 | 0 | 0 | 157.2799 | 356.0294 | 0 | 0 | 0 | 0 | 0 | 0 | 209.9249 | 66.9783 | 147.0797 | 147.0797 | 0 | 0 | 0 | 0 | 0 | 10.2108 | 101.2972 | 14.8042 | 0 | 0 | 0 | 0 | 44.4991 | -18.568 | 170.8731 | 260.9109 | 0.40558 | 0.42977 | 0.41648 | 0.39426 | 18.048 | -7.98 | 71.166 | 102.8666
6 | 14 | 4 | 416.4583 | 417.6493 | 420.3228 | 422.1487 | 0 | 0 | 0 | 0 | 163.8353 | 320.1041 | 0 | 0 | 0 | 0 | 0 | 0 | 180.7259 | 56.8275 | 156.3878 | 156.3878 | 0 | 0 | 0 | 0 | 0 | 27.4344 | 159.7315 | 25.5469 | 0 | 0 | 0 | 0 | 71.897 | 13.2833 | 104.2034 | 240.214 | 0.40646 | 0.42931 | 0.41675 | 0.39303 | 29.2231 | 5.7026 | 43.4271 | 94.4106
6 | 14 | 5 | 433.5315 | 433.6588 | 435.223 | 436.0543 | 0 | 0 | 0 | 0 | 178.4126 | 324.7482 | 0 | 0 | 0 | 0 | 0 | 0 | 143.8413 | 44.9983 | 163.8652 | 163.8657 | 0 | 0 | 0 | 0 | 0 | 32.2215 | 90.1326 | 44.1456 | 0 | 0 | 0 | 0 | 111.2776 | 31.6909 | 181.2252 | 228.043 | 0.40796 | 0.42719 | 0.41626 | 0.3916 | 45.3971 | 13.5379 | 75.4362 | 89.3016
6 | 14 | 6 | 467.63 | 466.5427 | 466.9455 | 466.7833 | 0 | 0 | 0 | 0 | 202.906 | 304.5766 | 0 | 0 | 0 | 0 | 0 | 0 | 139.9418 | 108.5323 | 351.5695 | 352.0359 | 0 | 0 | 0 | 0 | 0 | -8.0108 | -27.8499 | 21.6533 | 0 | 0 | 0 | 0 | 124.7822 | 61.4446 | 143.2259 | 93.0941 | 0.40606 | 0.43154 | 0.41548 | 0.38797 | 50.6693 | 26.5157 | 59.5077 | 36.1174
6 | 14 | 7 | 520.2288 | 519.2484 | 520.1758 | 520.6941 | 0 | 0 | 0 | 0 | 203.1427 | 263.109 | 0 | 0 | 0 | 0 | 0 | 0 | 168.5149 | 210.9977 | 637.2306 | 639.6951 | 0 | 0 | 0 | 0 | 0 | -10.7128 | -62.9311 | 18.1178 | 0 | 0 | 0 | 0 | 148.5712 | 55.8543 | -54.1237 | -137.1188 | 0.39763 | 0.41039 | 0.41696 | 0.37762 | 59.0759 | 22.9221 | -22.5673 | -51.7789
6 | 14 | 8 | 558.3076 | 557.8244 | 559.8594 | 561.832 | 0 | 0 | 0 | 0 | 176.4844 | 236.8108 | 0 | 0 | 0 | 0 | 0 | 0 | 219.94 | 332.5062 | 855.6742 | 871.4154 | 0 | 0 | 0 | 0 | 0 | -12.2582 | -116.046 | 257.5029 | 0 | 0 | 0 | 0 | 161.8832 | 0.76551 | -179.7689 | -567.0863 | 0.39542 | 0.54534 | 0.3925 | 0.14136 | 64.0111 | 0.41746 | -70.5585 | -80.1656
6 | 14 | 9 | 599.36 | 600.6355 | 605.1671 | 609.8079 | 0 | 0 | 0 | 0 | 171.1633 | 232.1638 | 0 | 0 | 0 | 0 | 0 | 0 | 254.4855 | 432.9594 | 1013.145 | 1042.3999 | 0 | 0 | 0 | 0 | 0 | -14.0075 | -144.4886 | -333.0218 | 0 | 0 | 0 | 0 | 173.7111 | -50.4802 | -263.4893 | -99.5702 | 0.3881 | 0.022118 | 0.022118 | 0.021036 | 67.4173 | -1.1165 | -5.8278 | -2.0946
6 | 14 | 10 | 636.8742 | 638.9807 | 644.5144 | 649.9514 | 0 | 0 | 0 | 0 | 187.4455 | 230.7159 | 0 | 0 | 0 | 0 | 0 | 0 | 276.0897 | 496.8803 | 1106.5987 | 1145.398 | 0 | 0 | 0 | 0 | 0 | -17.9031 | -107.4647 | -284.3266 | 0 | 0 | 0 | 0 | 173.3389 | -70.7124 | -354.6196 | -211.12 | 0.39518 | 0.022118 | 0.022118 | 0.022118 | 68.5007 | -1.564 | -7.8434 | -4.6695
6 | 14 | 11 | 664.3654 | 667.2503 | 673.4478 | 679.0969 | 0 | 0 | 0 | 0 | 166.7716 | 218.8795 | 0 | 0 | 0 | 0 | 0 | 0 | 286.6549 | 529.2603 | 1144.0783 | 1188.5326 | 0 | 0 | 0 | 0 | 0 | -51.3912 | -243.0486 | -300.5189 | 0 | 0 | 0 | 0 | 210.9389 | -29.4982 | -227.5819 | -208.9168 | 0.39679 | 0.022118 | 0.022118 | 0.022118 | 83.6989 | -0.65244 | -5.0336 | -4.6208
6 | 14 | 12 | 684.91 | 688.6011 | 695.5466 | 701.5821 | 0 | 0 | 0 | 0 | 162.6225 | 216.8368 | 0 | 0 | 0 | 0 | 0 | 0 | 293.4312 | 545.807 | 1158.3284 | 1205.8142 | 0 | 0 | 0 | 0 | 0 | -47.1716 | -346.0405 | -309.373 | 0 | 0 | 0 | 0 | 228.8563 | -26.8711 | -116.7414 | -194.8591 | 0.39234 | 0.022118 | 0.022118 | 0.022118 | 89.7903 | -0.59433 | -2.5821 | -4.3098
6 | 14 | 13 | 710.9423 | 716.1926 | 724.8666 | 732.3086 | 0 | 0 | 0 | 0 | 160.8151 | 217.636 | 0 | 0 | 0 | 0 | 0 | 0 | 297.3347 | 549.2861 | 1153.178 | 1201.2309 | 0 | 0 | 0 | 0 | 0 | -46.5535 | -137.5279 | -333.1037 | 0 | 0 | 0 | 0 | 252.7926 | -4.176 | -290.7835 | -135.8186 | 0.39433 | 0.022118 | 0.022118 | 0.022118 | 99.6832 | -0.092363 | -6.4315 | -3.004
6 | 14 | 14 | 729.2873 | 735.868 | 746.1042 | 754.9491 | 0 | 0 | 0 | 0 | 157.8728 | 222.9631 | 0 | 0 | 0 | 0 | 0 | 0 | 298.1993 | 548.1054 | 1159.8319 | 1206.1987 | 0 | 0 | 0 | 0 | 0 | -37.5913 | -199.2803 | -239.4618 | 0 | 0 | 0 | 0 | 273.2152 | 2.3907 | -214.4474 | -211.7879 | 0.39259 | 0.022448 | 0.022118 | 0.021917 | 107.261 | 0.053667 | -4.7431 | -4.6417
6 | 14 | 15 | 739.3462 | 747.0767 | 758.5886 | 768.5212 | 0 | 0 | 0 | 0 | 162.1482 | 219.6826 | 0 | 0 | 0 | 0 | 0 | 0 | 295.8658 | 534.3502 | 1146.4574 | 1188.3217 | 0 | 0 | 0 | 0 | 0 | -55.2078 | -198.5995 | -240.8088 | 0 | 0 | 0 | 0 | 281.3322 | 48.2516 | -189.2693 | -178.9917 | 0.38933 | 0.022983 | 0.021613 | 0.020742 | 109.5302 | 1.109 | -4.0907 | -3.7126
6 | 14 | 16 | 739.921 | 749.986 | 764.084 | 776.3179 | 0 | 0 | 0 | 0 | 160.6192 | 232.9707 | 0 | 0 | 0 | 0 | 0 | 0 | 305.1129 | 507.0402 | 1080.4484 | 1114.3345 | 0 | 0 | 0 | 0 | 0 | -16.2357 | -29.4136 | -144.2022 | 0 | 0 | 0 | 0 | 274.189 | 26.2108 | -286.9507 | -193.8143 | 0.39725 | 0.023616 | 0.020937 | 0.02146 | 108.9222 | 0.61898 | -6.0078 | -4.1593
6 | 14 | 17 | 727.8649 | 740.1611 | 756.6467 | 770.9701 | 0 | 0 | 0 | 0 | 165.6147 | 234.1637 | 0 | 0 | 0 | 0 | 0 | 0 | 285.683 | 436.3548 | 973.9812 | 996.1389 | 0 | 0 | 0 | 0 | 0 | -9.9765 | -152.1498 | 119.7224 | 0 | 0 | 0 | 0 | 276.5672 | 79.6191 | -65.1847 | -344.8912 | 0.40602 | 0.342 | 0.42749 | 0.2585 | 112.2921 | 27.23 | -27.8657 | -89.1534
6 | 14 | 18 | 703.1104 | 717.4406 | 736.0791 | 752.3275 | 0 | 0 | 0 | 0 | 182.4408 | 236.072 | 0 | 0 | 0 | 0 | 0 | 0 | 236.4935 | 309.3782 | 740.6336 | 748.6746 | 0 | 0 | 0 | 0 | 0 | -8.843 | -131.8469 | -20.497 | 0 | 0 | 0 | 0 | 284.176 | 180.8334 | 127.2924 | 24.1499 | 0.4027 | 0.42494 | 0.41159 | 0.40375 | 114.4364 | 76.8429 | 52.392 | 9.7505
6 | 14 | 19 | 680.5532 | 695.9965 | 715.7524 | 732.9729 | 0 | 0 | 0 | 0 | 209.2808 | 291.562 | 0 | 0 | 0 | 0 | 0 | 0 | 202.6045 | 196.4118 | 402.352 | 402.7362 | 0 | 0 | 0 | 0 | 0 | 6.7241 | 79.8337 | 93.9539 | 0 | 0 | 0 | 0 | 268.6679 | 201.2986 | 233.5667 | 236.2829 | 0.40839 | 0.42225 | 0.40697 | 0.39265 | 109.7208 | 84.9982 | 95.0546 | 92.7757
6 | 14 | 20 | 677.8816 | 693.7406 | 713.8493 | 731.2694 | 0 | 0 | 0 | 0 | 217.241 | 313.7854 | 0 | 0 | 0 | 0 | 0 | 0 | 187.9522 | 144.3681 | 313.9327 | 313.9339 | 0 | 0 | 0 | 0 | 0 | 8.9427 | 3.2802 | 165.5029 | 0 | 0 | 0 | 0 | 272.6884 | 226.6444 | 396.6363 | 251.8326 | 0.40942 | 0.43553 | 0.40598 | 0.39629 | 111.6449 | 98.7102 | 161.0277 | 99.7984
6 | 14 | 21 | 656.5751 | 672.1955 | 691.8497 | 708.749 | 0 | 0 | 0 | 0 | 218.3307 | 320.9094 | 0 | 0 | 0 | 0 | 0 | 0 | 186.9883 | 128.7168 | 287.8626 | 287.8626 | 0 | 0 | 0 | 0 | 0 | 18.2532 | 67.6467 | 113.3516 | 0 | 0 | 0 | 0 | 251.256 | 204.3162 | 336.3404 | 307.5348 | 0.4094 | 0.43476 | 0.40586 | 0.39679 | 102.8638 | 88.8291 | 136.5082 | 122.0274
6 | 14 | 22 | 590.8686 | 605.4306 | 623.6449 | 639.2837 | 0 | 0 | 0 | 0 | 213.2419 | 322.4024 | 0 | 0 | 0 | 0 | 0 | 0 | 182.9198 | 108.1835 | 260.3843 | 260.3843 | 0 | 0 | 0 | 0 | 0 | 35.9173 | 311.9684 | 132.0335 | 0 | 0 | 0 | 0 | 194.7069 | 138.9274 | 51.2922 | 246.8658 | 0.40731 | 0.42231 | 0.40449 | 0.39511 | 79.3065 | 58.6706 | 20.7474 | 97.5396
6 | 14 | 23 | 532.0785 | 545.6047 | 562.4311 | 576.8525 | 0 | 0 | 0 | 0 | 206.4705 | 317.6349 | 0 | 0 | 0 | 0 | 0 | 0 | 174.333 | 110.8098 | 282.1218 | 282.1218 | 0 | 0 | 0 | 0 | 0 | 42.8767 | 152.1545 | 91.5163 | 0 | 0 | 0 | 0 | 151.275 | 74.2832 | 128.1548 | 203.2144 | 0.40299 | 0.42067 | 0.40353 | 0.39408 | 60.9616 | 31.249 | 51.7141 | 80.083
6 | 14 | 24 | 490.1769 | 500.9294 | 514.4814 | 525.9611 | 0 | 0 | 0 | 0 | 199.1034 | 353.6485 | 0 | 0 | 0 | 0 | 0 | 0 | 167.9608 | 112.457 | 277.5239 | 277.5239 | 0 | 0 | 0 | 0 | 0 | 11.3494 | 145.4558 | 317.5846 | 0 | 0 | 0 | 0 | 123.1127 | 23.4745 | 91.5016 | -69.1474 | 0.40134 | 0.42366 | 0.4104 | 0.39542 | 49.4106 | 9.9452 | 37.5526 | -27.3419
6 | 15 | 1 | 457.7693 | 465.6872 | 475.9097 | 484.3648 | 0 | 0 | 0 | 0 | 167.4908 | 332.1546 | 0 | 0 | 0 | 0 | 0 | 0 | 173.7555 | 125.8207 | 253.6346 | 253.6346 | 0 | 0 | 0 | 0 | 0 | 36.9502 | 144.5426 | 55.8787 | 0 | 0 | 0 | 0 | 116.523 | -29.2382 | 77.7325 | 174.8516 | 0.4071 | 0.42843 | 0.41669 | 0.39372 | 47.437 | -12.5266 | 32.3903 | 68.8422
6 | 15 | 2 | 435.318 | 440.7383 | 448.1317 | 454.1083 | 0 | 0 | 0 | 0 | 156.8169 | 362.1249 | 0 | 0 | 0 | 0 | 0 | 0 | 160.8341 | 110.6845 | 193.1435 | 193.1435 | 0 | 0 | 0 | 0 | 0 | 11.649 | 45.1615 | 31.017 | 0 | 0 | 0 | 0 | 117.667 | -43.7201 | 209.8267 | 229.9479 | 0.40672 | 0.42869 | 0.41639 | 0.39335 | 47.8571 | -18.7422 | 87.3687 | 90.4497
6 | 15 | 3 | 426.1344 | 429.5536 | 434.7258 | 438.7661 | 0 | 0 | 0 | 0 | 157.2799 | 356.0294 | 0 | 0 | 0 | 0 | 0 | 0 | 143.4564 | 94.8347 | 169.7691 | 169.7691 | 0 | 0 | 0 | 0 | 0 | 10.2108 | 101.2972 | 14.8042 | 0 | 0 | 0 | 0 | 125.3981 | -31.5214 | 163.6595 | 254.1928 | 0.40558 | 0.42977 | 0.41648 | 0.39426 | 50.8591 | -13.547 | 68.1616 | 100.2179
6 | 15 | 4 | 427.2268 | 428.7704 | 431.8712 | 434.0669 | 0 | 0 | 0 | 0 | 163.8353 | 320.1041 | 0 | 0 | 0 | 0 | 0 | 0 | 135.3559 | 77.9152 | 142.8253 | 142.8253 | 0 | 0 | 0 | 0 | 0 | 27.4344 | 159.7315 | 25.5469 | 0 | 0 | 0 | 0 | 128.0356 | 3.3166 | 129.3145 | 265.6948 | 0.40646 | 0.42931 | 0.41675 | 0.39303 | 52.0411 | 1.4239 | 53.8923 | 104.4253
6 | 15 | 5 | 445.6235 | 446.1466 | 448.1907 | 449.4373 | 0 | 0 | 0 | 0 | 178.4126 | 324.7482 | 0 | 0 | 0 | 0 | 0 | 0 | 125.3939 | 63.7975 | 125.4961 | 125.4967 | 0 | 0 | 0 | 0 | 0 | 32.2215 | 90.1326 | 44.1456 | 0 | 0 | 0 | 0 | 141.8169 | 25.3794 | 232.562 | 279.795 | 0.40796 | 0.42719 | 0.41626 | 0.3916 | 57.8559 | 10.8417 | 96.8054 | 109.5677
6 | 15 | 6 | 466.8142 | 465.7002 | 466.0706 | 465.8804 | 0 | 0 | 0 | 0 | 202.906 | 304.5766 | 0 | 0 | 0 | 0 | 0 | 0 | 134.8731 | 131.319 | 304.0199 | 304.4841 | 0 | 0 | 0 | 0 | 0 | -8.0108 | -27.8499 | 21.6533 | 0 | 0 | 0 | 0 | 129.0351 | 37.8154 | 189.9006 | 139.7429 | 0.40606 | 0.43154 | 0.41548 | 0.38797 | 52.3962 | 16.3188 | 78.9002 | 54.2156
6 | 15 | 7 | 518.6697 | 517.6382 | 518.5038 | 518.9685 | 0 | 0 | 0 | 0 | 203.1427 | 263.109 | 0 | 0 | 0 | 0 | 0 | 0 | 151.2695 | 223.095 | 572.5583 | 575.0248 | 0 | 0 | 0 | 0 | 0 | -10.7128 | -62.9311 | 18.1178 | 0 | 0 | 0 | 0 | 164.2575 | 42.1469 | 8.8766 | -74.174 | 0.39763 | 0.41039 | 0.41696 | 0.37762 | 65.3132 | 17.2967 | 3.7012 | -28.0097
6 | 15 | 8 | 568.5866 | 568.44 | 570.8829 | 573.2086 | 0 | 0 | 0 | 0 | 176.4844 | 236.8108 | 0 | 0 | 0 | 0 | 0 | 0 | 211.0929 | 349.7869 | 798.4817 | 813.8932 | 0 | 0 | 0 | 0 | 0 | -12.2582 | -116.046 | 257.5029 | 0 | 0 | 0 | 0 | 181.0094 | -5.8995 | -111.5528 | -498.1876 | 0.39542 | 0.54534 | 0.3925 | 0.14136 | 71.5739 | -3.2172 | -43.784 | -70.4258
6 | 15 | 9 | 605.9589 | 607.4504 | 612.2439 | 617.1113 | 0 | 0 | 0 | 0 | 171.1633 | 232.1638 | 0 | 0 | 0 | 0 | 0 | 0 | 257.3647 | 451.2384 | 996.1699 | 1025.025 | 0 | 0 | 0 | 0 | 0 | -14.0075 | -144.4886 | -333.0218 | 0 | 0 | 0 | 0 | 177.4309 | -61.9443 | -239.4374 | -74.8919 | 0.3881 | 0.022118 | 0.022118 | 0.021036 | 68.8609 | -1.3701 | -5.2958 | -1.5754
6 | 15 | 10 | 644.5064 | 646.8628 | 652.6994 | 658.3985 | 0 | 0 | 0 | 0 | 187.4455 | 230.7159 | 0 | 0 | 0 | 0 | 0 | 0 | 283.2461 | 510.8288 | 1074.2922 | 1112.8828 | 0 | 0 | 0 | 0 | 0 | -17.9031 | -107.4647 | -284.3266 | 0 | 0 | 0 | 0 | 173.8148 | -76.7788 | -314.1281 | -170.1577 | 0.39518 | 0.022118 | 0.022118 | 0.022118 | 68.6888 | -1.6982 | -6.9478 | -3.7635
6 | 15 | 11 | 668.535 | 671.5565 | 677.9194 | 683.7117 | 0 | 0 | 0 | 0 | 166.7716 | 218.8795 | 0 | 0 | 0 | 0 | 0 | 0 | 321.7045 | 559.0234 | 1113.9113 | 1158.4558 | 0 | 0 | 0 | 0 | 0 | -51.3912 | -243.0486 | -300.5189 | 0 | 0 | 0 | 0 | 180.0589 | -54.9552 | -192.9433 | -174.2252 | 0.39679 | 0.022118 | 0.022118 | 0.022118 | 71.446 | -1.2155 | -4.2675 | -3.8535
6 | 15 | 12 | 685.3451 | 689.0504 | 696.0132 | 702.0636 | 0 | 0 | 0 | 0 | 162.6225 | 216.8368 | 0 | 0 | 0 | 0 | 0 | 0 | 352.5188 | 601.1159 | 1147.5586 | 1195.0772 | 0 | 0 | 0 | 0 | 0 | -47.1716 | -346.0405 | -309.373 | 0 | 0 | 0 | 0 | 170.2038 | -81.7306 | -105.5049 | -183.6406 | 0.39234 | 0.022118 | 0.022118 | 0.022118 | 66.7784 | -1.8077 | -2.3335 | -4.0617
6 | 15 | 13 | 697.7445 | 702.5628 | 710.7129 | 717.7017 | 0 | 0 | 0 | 0 | 160.8151 | 217.636 | 0 | 0 | 0 | 0 | 0 | 0 | 370.0005 | 606.3961 | 1146.4129 | 1194.3103 | 0 | 0 | 0 | 0 | 0 | -46.5535 | -137.5279 | -333.1037 | 0 | 0 | 0 | 0 | 166.9289 | -74.9158 | -298.1721 | -143.505 | 0.39433 | 0.022118 | 0.022118 | 0.022118 | 65.8248 | -1.657 | -6.5949 | -3.174
6 | 15 | 14 | 714.4397 | 720.5345 | 730.1813 | 738.5163 | 0 | 0 | 0 | 0 | 157.8728 | 222.9631 | 0 | 0 | 0 | 0 | 0 | 0 | 396.1447 | 642.8309 | 1250.5181 | 1296.6164 | 0 | 0 | 0 | 0 | 0 | -37.5913 | -199.2803 | -239.4618 | 0 | 0 | 0 | 0 | 160.4222 | -107.6683 | -321.0566 | -318.6383 | 0.39259 | 0.022448 | 0.022118 | 0.021917 | 62.9798 | -2.4169 | -7.1011 | -6.9834
6 | 15 | 15 | 721.8699 | 729.0283 | 739.8466 | 749.1792 | 0 | 0 | 0 | 0 | 162.1482 | 219.6826 | 0 | 0 | 0 | 0 | 0 | 0 | 425.1522 | 632.0853 | 1271.1211 | 1312.4643 | 0 | 0 | 0 | 0 | 0 | -55.2078 | -198.5995 | -240.8088 | 0 | 0 | 0 | 0 | 134.5695 | -67.5318 | -332.675 | -322.4763 | 0.38933 | 0.022983 | 0.021613 | 0.020742 | 52.3915 | -1.5521 | -7.1901 | -6.6887
6 | 15 | 16 | 720.4868 | 729.9157 | 743.2423 | 754.8089 | 0 | 0 | 0 | 0 | 160.6192 | 232.9707 | 0 | 0 | 0 | 0 | 0 | 0 | 436.0143 | 585.8157 | 1222.3718 | 1255.5706 | 0 | 0 | 0 | 0 | 0 | -16.2357 | -29.4136 | -144.2022 | 0 | 0 | 0 | 0 | 123.8534 | -72.635 | -449.7159 | -356.5595 | 0.39725 | 0.023616 | 0.020937 | 0.02146 | 49.201 | -1.7153 | -9.4155 | -7.6519
6 | 15 | 17 | 702.6113 | 714.0809 | 729.5641 | 743.0204 | 0 | 0 | 0 | 0 | 165.6147 | 234.1637 | 0 | 0 | 0 | 0 | 0 | 0 | 423.0129 | 534.7845 | 1123.4695 | 1144.6916 | 0 | 0 | 0 | 0 | 0 | -9.9765 | -152.1498 | 119.7224 | 0 | 0 | 0 | 0 | 113.9838 | -44.8907 | -241.7556 | -521.3936 | 0.40602 | 0.342 | 0.42749 | 0.2585 | 46.2798 | -15.3528 | -103.3477 | -134.7787
6 | 15 | 18 | 682.5341 | 696.1907 | 714.0125 | 729.5544 | 0 | 0 | 0 | 0 | 182.4408 | 236.072 | 0 | 0 | 0 | 0 | 0 | 0 | 379.7035 | 399.1071 | 843.8923 | 851.2533 | 0 | 0 | 0 | 0 | 0 | -8.843 | -131.8469 | -20.497 | 0 | 0 | 0 | 0 | 120.3898 | 69.8546 | 1.9672 | -101.2019 | 0.4027 | 0.42494 | 0.41159 | 0.40375 | 48.4804 | 29.6839 | 0.80967 | -40.8601
6 | 15 | 19 | 648.1569 | 662.5397 | 681.0097 | 697.1179 | 0 | 0 | 0 | 0 | 209.2808 | 291.562 | 0 | 0 | 0 | 0 | 0 | 0 | 325.1437 | 285.1108 | 517.2008 | 517.6739 | 0 | 0 | 0 | 0 | 0 | 6.7241 | 79.8337 | 93.9539 | 0 | 0 | 0 | 0 | 113.7324 | 79.1427 | 83.9753 | 85.4901 | 0.40839 | 0.42225 | 0.40697 | 0.39265 | 46.4469 | 33.4179 | 34.1754 | 33.5674
6 | 15 | 20 | 632.0155 | 646.3731 | 664.6613 | 680.5065 | 0 | 0 | 0 | 0 | 217.241 | 313.7854 | 0 | 0 | 0 | 0 | 0 | 0 | 316.7278 | 197.802 | 359.5596 | 359.5609 | 0 | 0 | 0 | 0 | 0 | 8.9427 | 3.2802 | 165.5029 | 0 | 0 | 0 | 0 | 98.0467 | 125.843 | 301.8215 | 155.4428 | 0.40942 | 0.43553 | 0.40598 | 0.39629 | 40.1426 | 54.8082 | 122.5345 | 61.6002
6 | 15 | 21 | 614.788 | 629.0406 | 647.0361 | 662.5006 | 0 | 0 | 0 | 0 | 218.3307 | 320.9094 | 0 | 0 | 0 | 0 | 0 | 0 | 311.3532 | 171.5814 | 331.5568 | 331.5568 | 0 | 0 | 0 | 0 | 0 | 18.2532 | 67.6467 | 113.3516 | 0 | 0 | 0 | 0 | 85.104 | 118.2966 | 247.8327 | 217.5922 | 0.4094 | 0.43476 | 0.40586 | 0.39679 | 34.8415 | 51.431 | 100.5862 | 86.3389
6 | 15 | 22 | 568.2438 | 582.0651 | 599.3814 | 614.2434 | 0 | 0 | 0 | 0 | 213.2419 | 322.4024 | 0 | 0 | 0 | 0 | 0 | 0 | 289.2818 | 156.2277 | 330.6713 | 330.6713 | 0 | 0 | 0 | 0 | 0 | 35.9173 | 311.9684 | 132.0335 | 0 | 0 | 0 | 0 | 65.7201 | 67.5178 | -43.2582 | 151.5386 | 0.40731 | 0.42231 | 0.40449 | 0.39511 | 26.7686 | 28.5135 | -17.4977 | 59.8747
6 | 15 | 23 | 524.5369 | 537.8162 | 554.3433 | 568.5057 | 0 | 0 | 0 | 0 | 206.4705 | 317.6349 | 0 | 0 | 0 | 0 | 0 | 0 | 276.147 | 151.5475 | 332.8092 | 332.8092 | 0 | 0 | 0 | 0 | 0 | 42.8767 | 152.1545 | 91.5163 | 0 | 0 | 0 | 0 | 41.9194 | 25.757 | 69.3796 | 144.1802 | 0.40299 | 0.42067 | 0.40353 | 0.39408 | 16.8929 | 10.8353 | 27.9966 | 56.8187
6 | 15 | 24 | 479.7347 | 490.1453 | 503.2829 | 514.404 | 0 | 0 | 0 | 0 | 199.1034 | 353.6485 | 0 | 0 | 0 | 0 | 0 | 0 | 271.9194 | 149.8639 | 328.6955 | 328.6955 | 0 | 0 | 0 | 0 | 0 | 11.3494 | 145.4558 | 317.5846 | 0 | 0 | 0 | 0 | 8.7119 | -24.7164 | 29.1315 | -131.876 | 0.40134 | 0.42366 | 0.4104 | 0.39542 | 3.4965 | -10.4713 | 11.9557 | -52.1458
6 | 16 | 1 | 446.8557 | 454.4164 | 464.2057 | 472.2861 | 0 | 0 | 0 | 0 | 167.4908 | 332.1546 | 0 | 0 | 0 | 0 | 0 | 0 | 254.8549 | 145.587 | 333.835 | 333.835 | 0 | 0 | 0 | 0 | 0 | 36.9502 | 144.5426 | 55.8787 | 0 | 0 | 0 | 0 | 24.51 | -60.2754 | -14.1719 | 82.5724 | 0.4071 | 0.42843 | 0.41669 | 0.39372 | 9.9781 | -25.824 | -5.9053 | 32.5103
6 | 16 | 2 | 422.0477 | 427.0335 | 433.9002 | 439.4212 | 0 | 0 | 0 | 0 | 156.8169 | 362.1249 | 0 | 0 | 0 | 0 | 0 | 0 | 245.8194 | 137.072 | 325.6139 | 325.6139 | 0 | 0 | 0 | 0 | 0 | 11.649 | 45.1615 | 31.017 | 0 | 0 | 0 | 0 | 19.4113 | -83.8123 | 63.1249 | 82.7903 | 0.40672 | 0.42869 | 0.41639 | 0.39335 | 7.8949 | -35.9292 | 26.2842 | 32.5655
6 | 16 | 3 | 405.9388 | 408.6969 | 413.0675 | 416.4144 | 0 | 0 | 0 | 0 | 157.2799 | 356.0294 | 0 | 0 | 0 | 0 | 0 | 0 | 233.3883 | 122.7507 | 310.3773 | 310.3773 | 0 | 0 | 0 | 0 | 0 | 10.2108 | 101.2972 | 14.8042 | 0 | 0 | 0 | 0 | 15.2706 | -80.2941 | 1.3929 | 91.2328 | 0.40558 | 0.42977 | 0.41648 | 0.39426 | 6.1935 | -34.5081 | 0.58013 | 35.9694
6 | 16 | 4 | 401.7195 | 402.4281 | 404.5165 | 405.8363 | 0 | 0 | 0 | 0 | 163.8353 | 320.1041 | 0 | 0 | 0 | 0 | 0 | 0 | 228.7463 | 109.1533 | 291.1456 | 291.1456 | 0 | 0 | 0 | 0 | 0 | 27.4344 | 159.7315 | 25.5469 | 0 | 0 | 0 | 0 | 9.1379 | -54.2638 | -46.3606 | 89.1439 | 0.40646 | 0.42931 | 0.41675 | 0.39303 | 3.7142 | -23.296 | -19.3209 | 35.036
6 | 16 | 5 | 405.3773 | 404.5831 | 405.0297 | 404.8943 | 0 | 0 | 0 | 0 | 178.4126 | 324.7482 | 0 | 0 | 0 | 0 | 0 | 0 | 228.6245 | 111.9537 | 290.2574 | 290.258 | 0 | 0 | 0 | 0 | 0 | 32.2215 | 90.1326 | 44.1456 | 0 | 0 | 0 | 0 | -1.6598 | -64.3404 | 24.6397 | 70.4908 | 0.40796 | 0.42719 | 0.41626 | 0.3916 | -0.67714 | -27.4853 | 10.2564 | 27.6042
6 | 16 | 6 | 404.4145 | 401.2579 | 399.1516 | 396.8188 | 0 | 0 | 0 | 0 | 202.906 | 304.5766 | 0 | 0 | 0 | 0 | 0 | 0 | 248.4287 | 187.4178 | 450.4363 | 450.8646 | 0 | 0 | 0 | 0 | 0 | -8.0108 | -27.8499 | 21.6533 | 0 | 0 | 0 | 0 | -46.9202 | -82.7256 | -23.4348 | -75.6991 | 0.40606 | 0.43154 | 0.41548 | 0.38797 | -19.0525 | -35.6993 | -9.7367 | -29.3687
6 | 16 | 7 | 426.9194 | 422.8845 | 420.1084 | 417.4227 | 0 | 0 | 0 | 0 | 203.1427 | 263.109 | 0 | 0 | 0 | 0 | 0 | 0 | 263.3909 | 278.8159 | 707.913 | 710.2856 | 0 | 0 | 0 | 0 | 0 | -10.7128 | -62.9311 | 18.1178 | 0 | 0 | 0 | 0 | -39.6141 | -108.3276 | -224.8735 | -310.9807 | 0.39763 | 0.41039 | 0.41696 | 0.37762 | -15.7516 | -44.4567 | -93.7626 | -117.4329
6 | 16 | 8 | 465.252 | 461.7227 | 460.0642 | 458.8416 | 0 | 0 | 0 | 0 | 176.4844 | 236.8108 | 0 | 0 | 0 | 0 | 0 | 0 | 358.142 | 428.2408 | 926.207 | 941.6587 | 0 | 0 | 0 | 0 | 0 | -12.2582 | -116.046 | 257.5029 | 0 | 0 | 0 | 0 | -69.3744 | -191.0708 | -350.0968 | -740.32 | 0.39542 | 0.54534 | 0.3925 | 0.14136 | -27.4317 | -104.1979 | -137.4115 | -104.6546
6 | 16 | 9 | 499.216 | 497.2133 | 497.7701 | 498.9722 | 0 | 0 | 0 | 0 | 171.1633 | 232.1638 | 0 | 0 | 0 | 0 | 0 | 0 | 455.9555 | 556.8386 | 1072.8593 | 1101.4763 | 0 | 0 | 0 | 0 | 0 | -14.0075 | -144.4886 | -333.0218 | 0 | 0 | 0 | 0 | -127.9028 | -277.7816 | -430.6006 | -269.4823 | 0.3881 | 0.022118 | 0.022118 | 0.021036 | -49.6391 | -6.1439 | -9.524 | -5.6689
6 | 16 | 10 | 523.5505 | 521.9475 | 522.9831 | 524.529 | 0 | 0 | 0 | 0 | 187.4455 | 230.7159 | 0 | 0 | 0 | 0 | 0 | 0 | 534.3781 | 641.4538 | 1154.846 | 1193.2764 | 0 | 0 | 0 | 0 | 0 | -17.9031 | -107.4647 | -284.3266 | 0 | 0 | 0 | 0 | -198.2731 | -332.3192 | -524.3982 | -384.4209 | 0.39518 | 0.022118 | 0.022118 | 0.022118 | -78.3543 | -7.3502 | -11.5986 | -8.5025
6 | 16 | 11 | 544.3159 | 543.2711 | 544.7036 | 546.2305 | 0 | 0 | 0 | 0 | 166.7716 | 218.8795 | 0 | 0 | 0 | 0 | 0 | 0 | 590.8472 | 702.4319 | 1253.5428 | 1298.7779 | 0 | 0 | 0 | 0 | 0 | -51.3912 | -243.0486 | -300.5189 | 0 | 0 | 0 | 0 | -213.3028 | -326.6492 | -465.7906 | -452.0285 | 0.39679 | 0.022118 | 0.022118 | 0.022118 | -84.6369 | -7.2248 | -10.3023 | -9.9978
6 | 16 | 12 | 558.0984 | 557.6384 | 559.5506 | 561.2317 | 0 | 0 | 0 | 0 | 162.6225 | 216.8368 | 0 | 0 | 0 | 0 | 0 | 0 | 617.4524 | 722.5232 | 1288.0899 | 1336.7369 | 0 | 0 | 0 | 0 | 0 | -47.1716 | -346.0405 | -309.373 | 0 | 0 | 0 | 0 | -221.9765 | -334.55 | -382.4989 | -466.1321 | 0.39234 | 0.022118 | 0.022118 | 0.022118 | -87.0911 | -7.3995 | -8.4601 | -10.3098
6 | 16 | 13 | 565.3673 | 565.8523 | 568.7483 | 571.1916 | 0 | 0 | 0 | 0 | 160.8151 | 217.636 | 0 | 0 | 0 | 0 | 0 | 0 | 621.4094 | 712.4257 | 1273.6228 | 1322.6626 | 0 | 0 | 0 | 0 | 0 | -46.5535 | -137.5279 | -333.1037 | 0 | 0 | 0 | 0 | -216.8571 | -317.6559 | -567.3466 | -418.3673 | 0.39433 | 0.022118 | 0.022118 | 0.022118 | -85.5129 | -7.0258 | -12.5485 | -9.2533
6 | 16 | 14 | 576.787 | 578.3758 | 582.559 | 586.1675 | 0 | 0 | 0 | 0 | 157.8728 | 222.9631 | 0 | 0 | 0 | 0 | 0 | 0 | 617.7234 | 707.6068 | 1281.4667 | 1328.904 | 0 | 0 | 0 | 0 | 0 | -37.5913 | -199.2803 | -239.4618 | 0 | 0 | 0 | 0 | -198.8092 | -314.6028 | -499.6274 | -503.2748 | 0.39259 | 0.022448 | 0.022118 | 0.021917 | -78.0501 | -7.0621 | -11.0507 | -11.03
6 | 16 | 15 | 580.7002 | 583.2376 | 588.4527 | 592.9378 | 0 | 0 | 0 | 0 | 162.1482 | 219.6826 | 0 | 0 | 0 | 0 | 0 | 0 | 603.5812 | 683.9924 | 1261.6701 | 1304.3002 | 0 | 0 | 0 | 0 | 0 | -55.2078 | -198.5995 | -240.8088 | 0 | 0 | 0 | 0 | -185.0292 | -265.2297 | -474.618 | -470.5537 | 0.38933 | 0.022983 | 0.021613 | 0.020742 | -72.0369 | -6.0959 | -10.2579 | -9.76
6 | 16 | 16 | 583.6681 | 588.6182 | 596.5144 | 603.383 | 0 | 0 | 0 | 0 | 160.6192 | 232.9707 | 0 | 0 | 0 | 0 | 0 | 0 | 578.5712 | 632.8272 | 1198.5528 | 1233.1683 | 0 | 0 | 0 | 0 | 0 | -16.2357 | -29.4136 | -144.2022 | 0 | 0 | 0 | 0 | -155.5223 | -260.944 | -572.6248 | -485.5831 | 0.39725 | 0.023616 | 0.020937 | 0.02146 | -61.7816 | -6.1624 | -11.9888 | -10.4208
6 | 16 | 17 | 577.1594 | 584.5224 | 595.0263 | 604.1749 | 0 | 0 | 0 | 0 | 165.6147 | 234.1637 | 0 | 0 | 0 | 0 | 0 | 0 | 537.3185 | 564.9495 | 1104.8442 | 1127.2864 | 0 | 0 | 0 | 0 | 0 | -9.9765 | -152.1498 | 119.7224 | 0 | 0 | 0 | 0 | -125.7738 | -204.6143 | -357.6681 | -642.8339 | 0.40602 | 0.342 | 0.42749 | 0.2585 | -51.0668 | -69.9787 | -152.8988 | -166.1707
6 | 16 | 18 | 566.5998 | 576.4614 | 589.6817 | 601.2427 | 0 | 0 | 0 | 0 | 182.4408 | 236.072 | 0 | 0 | 0 | 0 | 0 | 0 | 471.8065 | 422.9809 | 836.5709 | 844.7093 | 0 | 0 | 0 | 0 | 0 | -8.843 | -131.8469 | -20.497 | 0 | 0 | 0 | 0 | -87.6475 | -73.7485 | -115.0422 | -222.9696 | 0.4027 | 0.42494 | 0.41159 | 0.40375 | -35.2953 | -31.3385 | -47.3499 | -90.0237
6 | 16 | 19 | 549.4632 | 560.6154 | 575.1681 | 587.8874 | 0 | 0 | 0 | 0 | 209.2808 | 291.562 | 0 | 0 | 0 | 0 | 0 | 0 | 404.1975 | 264.2605 | 408.7945 | 409.2221 | 0 | 0 | 0 | 0 | 0 | 6.7241 | 79.8337 | 93.9539 | 0 | 0 | 0 | 0 | -64.0152 | -1.9313 | 86.5399 | 84.7114 | 0.40839 | 0.42225 | 0.40697 | 0.39265 | -26.143 | -0.81549 | 35.2191 | 33.2616
6 | 16 | 20 | 556.273 | 568.1512 | 583.4331 | 596.6775 | 0 | 0 | 0 | 0 | 217.241 | 313.7854 | 0 | 0 | 0 | 0 | 0 | 0 | 369.873 | 194.7222 | 306.9267 | 306.928 | 0 | 0 | 0 | 0 | 0 | 8.9427 | 3.2802 | 165.5029 | 0 | 0 | 0 | 0 | -30.841 | 50.701 | 273.2262 | 124.2466 | 0.40942 | 0.43553 | 0.40598 | 0.39629 | -12.627 | 22.0817 | 110.9252 | 49.2375
6 | 16 | 21 | 556.0504 | 568.3802 | 584.0444 | 597.492 | 0 | 0 | 0 | 0 | 218.3307 | 320.9094 | 0 | 0 | 0 | 0 | 0 | 0 | 367.3084 | 177.313 | 292.4386 | 292.4386 | 0 | 0 | 0 | 0 | 0 | 18.2532 | 67.6467 | 113.3516 | 0 | 0 | 0 | 0 | -29.5888 | 51.9047 | 223.9592 | 191.7018 | 0.4094 | 0.43476 | 0.40586 | 0.39679 | -12.1136 | 22.5662 | 90.8968 | 76.0658
6 | 16 | 22 | 512.0079 | 523.9885 | 539.0727 | 552.0037 | 0 | 0 | 0 | 0 | 213.2419 | 322.4024 | 0 | 0 | 0 | 0 | 0 | 0 | 362.491 | 178.4545 | 300.1224 | 300.1224 | 0 | 0 | 0 | 0 | 0 | 35.9173 | 311.9684 | 132.0335 | 0 | 0 | 0 | 0 | -63.725 | -12.7857 | -73.0181 | 119.8477 | 0.40731 | 0.42231 | 0.40449 | 0.39511 | -25.956 | -5.3996 | -29.5354 | 47.3533
6 | 16 | 23 | 475.5345 | 487.2097 | 501.7918 | 514.2716 | 0 | 0 | 0 | 0 | 206.4705 | 317.6349 | 0 | 0 | 0 | 0 | 0 | 0 | 342.7978 | 169.1642 | 294.9389 | 294.9389 | 0 | 0 | 0 | 0 | 0 | 42.8767 | 152.1545 | 91.5163 | 0 | 0 | 0 | 0 | -73.7338 | -42.4661 | 54.6984 | 127.8165 | 0.40299 | 0.42067 | 0.40353 | 0.39408 | -29.7137 | -17.8644 | 22.0724 | 50.3701
6 | 16 | 24 | 433.361 | 442.2536 | 453.5505 | 463.0793 | 0 | 0 | 0 | 0 | 199.1034 | 353.6485 | 0 | 0 | 0 | 0 | 0 | 0 | 331.1397 | 161.2227 | 283.3164 | 283.3164 | 0 | 0 | 0 | 0 | 0 | 11.3494 | 145.4558 | 317.5846 | 0 | 0 | 0 | 0 | -96.8821 | -83.9669 | 24.7783 | -137.8217 | 0.40134 | 0.42366 | 0.4104 | 0.39542 | -38.8831 | -35.5733 | 10.1691 | -54.4968
6 | 17 | 1 | 404.5247 | 410.6998 | 418.8089 | 425.4357 | 0 | 0 | 0 | 0 | 167.4908 | 332.1546 | 0 | 0 | 0 | 0 | 0 | 0 | 326.5184 | 149.2709 | 267.2825 | 267.2825 | 0 | 0 | 0 | 0 | 0 | 36.9502 | 144.5426 | 55.8787 | 0 | 0 | 0 | 0 | -89.4846 | -107.676 | 6.9838 | 102.2746 | 0.4071 | 0.42843 | 0.41669 | 0.39372 | -36.4295 | -46.1319 | 2.9101 | 40.2674
6 | 17 | 2 | 388.7449 | 392.6406 | 398.1855 | 402.5629 | 0 | 0 | 0 | 0 | 156.8169 | 362.1249 | 0 | 0 | 0 | 0 | 0 | 0 | 312.9804 | 124.6307 | 253.9395 | 253.9395 | 0 | 0 | 0 | 0 | 0 | 11.649 | 45.1615 | 31.017 | 0 | 0 | 0 | 0 | -81.0524 | -105.7639 | 99.0845 | 117.6064 | 0.40672 | 0.42869 | 0.41639 | 0.39335 | -32.9653 | -45.3396 | 41.2573 | 46.2603
6 | 17 | 3 | 379.2169 | 381.1002 | 384.4102 | 386.8395 | 0 | 0 | 0 | 0 | 157.2799 | 356.0294 | 0 | 0 | 0 | 0 | 0 | 0 | 317.3943 | 117.6142 | 227.2364 | 227.2364 | 0 | 0 | 0 | 0 | 0 | 10.2108 | 101.2972 | 14.8042 | 0 | 0 | 0 | 0 | -95.4573 | -102.7543 | 55.8765 | 144.7988 | 0.40558 | 0.42977 | 0.41648 | 0.39426 | -38.7157 | -44.1608 | 23.2717 | 57.0883
6 | 17 | 4 | 375.6683 | 375.5241 | 376.5785 | 377.0038 | 0 | 0 | 0 | 0 | 163.8353 | 320.1041 | 0 | 0 | 0 | 0 | 0 | 0 | 310.7364 | 112.8562 | 204.2108 | 204.2108 | 0 | 0 | 0 | 0 | 0 | 27.4344 | 159.7315 | 25.5469 | 0 | 0 | 0 | 0 | -98.9034 | -84.8706 | 12.6362 | 147.2462 | 0.40646 | 0.42931 | 0.41675 | 0.39303 | -40.2001 | -36.4358 | 5.2662 | 57.8717
6 | 17 | 5 | 373.7605 | 371.9313 | 371.1231 | 369.902 | 0 | 0 | 0 | 0 | 178.4126 | 324.7482 | 0 | 0 | 0 | 0 | 0 | 0 | 306.9502 | 112.8159 | 180.5031 | 180.5037 | 0 | 0 | 0 | 0 | 0 | 32.2215 | 90.1326 | 44.1456 | 0 | 0 | 0 | 0 | -111.6023 | -97.8544 | 100.4874 | 145.2528 | 0.40796 | 0.42719 | 0.41626 | 0.3916 | -45.5295 | -41.802 | 41.8285 | 56.881
6 | 17 | 6 | 365.2743 | 360.8364 | 357.1766 | 353.4998 | 0 | 0 | 0 | 0 | 202.906 | 304.5766 | 0 | 0 | 0 | 0 | 0 | 0 | 323.2619 | 177.4955 | 313.3985 | 313.8651 | 0 | 0 | 0 | 0 | 0 | -8.0108 | -27.8499 | 21.6533 | 0 | 0 | 0 | 0 | -160.8937 | -113.2249 | 71.628 | 17.9813 | 0.40606 | 0.43154 | 0.41548 | 0.38797 | -65.3328 | -48.8609 | 29.7601 | 6.9762
6 | 17 | 7 | 382.4673 | 376.9774 | 372.4369 | 368.2248 | 0 | 0 | 0 | 0 | 203.1427 | 263.109 | 0 | 0 | 0 | 0 | 0 | 0 | 327.9678 | 255.1232 | 548.2983 | 550.7344 | 0 | 0 | 0 | 0 | 0 | -10.7128 | -62.9311 | 18.1178 | 0 | 0 | 0 | 0 | -148.6431 | -130.5421 | -112.9303 | -200.6274 | 0.39763 | 0.41039 | 0.41696 | 0.37762 | -59.1045 | -53.5733 | -47.0871 | -75.7611
6 | 17 | 8 | 410.4121 | 405.0876 | 401.2525 | 398.1468 | 0 | 0 | 0 | 0 | 176.4844 | 236.8108 | 0 | 0 | 0 | 0 | 0 | 0 | 366.3352 | 369.0463 | 765.4764 | 780.8662 | 0 | 0 | 0 | 0 | 0 | -12.2582 | -116.046 | 257.5029 | 0 | 0 | 0 | 0 | -132.4074 | -188.5113 | -248.178 | -640.2223 | 0.39542 | 0.54534 | 0.3925 | 0.14136 | -52.356 | -102.8021 | -97.4088 | -90.5044
6 | 17 | 9 | 436.8526 | 432.8085 | 430.89 | 429.9507 | 0 | 0 | 0 | 0 | 171.1633 | 232.1638 | 0 | 0 | 0 | 0 | 0 | 0 | 410.7806 | 475.2216 | 967.5886 | 996.5286 | 0 | 0 | 0 | 0 | 0 | -14.0075 | -144.4886 | -333.0218 | 0 | 0 | 0 | 0 | -145.0913 | -260.5694 | -392.21 | -233.5561 | 0.3881 | 0.022118 | 0.022118 | 0.021036 | -56.3099 | -5.7632 | -8.6749 | -4.9131
6 | 17 | 10 | 464.269 | 460.7254 | 459.4082 | 458.9184 | 0 | 0 | 0 | 0 | 187.4455 | 230.7159 | 0 | 0 | 0 | 0 | 0 | 0 | 431.658 | 542.467 | 1125.7387 | 1165.1246 | 0 | 0 | 0 | 0 | 0 | -17.9031 | -107.4647 | -284.3266 | 0 | 0 | 0 | 0 | -154.8346 | -294.5544 | -558.8658 | -421.8796 | 0.39518 | 0.022118 | 0.022118 | 0.022118 | -61.1881 | -6.5149 | -12.3609 | -9.331
6 | 17 | 11 | 485.4514 | 482.4797 | 481.5758 | 481.0815 | 0 | 0 | 0 | 0 | 166.7716 | 218.8795 | 0 | 0 | 0 | 0 | 0 | 0 | 435.4419 | 569.1647 | 1202.6466 | 1248.5471 | 0 | 0 | 0 | 0 | 0 | -51.3912 | -243.0486 | -300.5189 | 0 | 0 | 0 | 0 | -116.7621 | -254.1733 | -478.0222 | -466.9467 | 0.39679 | 0.022118 | 0.022118 | 0.022118 | -46.3303 | -5.6217 | -10.5728 | -10.3278
6 | 17 | 12 | 500.1403 | 497.7831 | 497.3949 | 497.0859 | 0 | 0 | 0 | 0 | 162.6225 | 216.8368 | 0 | 0 | 0 | 0 | 0 | 0 | 440.8935 | 578.2572 | 1206.108 | 1255.1744 | 0 | 0 | 0 | 0 | 0 | -47.1716 | -346.0405 | -309.373 | 0 | 0 | 0 | 0 | -103.3757 | -250.1393 | -362.6727 | -448.7155 | 0.39234 | 0.022118 | 0.022118 | 0.022118 | -40.5588 | -5.5325 | -8.0215 | -9.9246
6 | 17 | 13 | 515.6398 | 514.497 | 515.4192 | 516.155 | 0 | 0 | 0 | 0 | 160.8151 | 217.636 | 0 | 0 | 0 | 0 | 0 | 0 | 446.296 | 579.8018 | 1191.0827 | 1240.5288 | 0 | 0 | 0 | 0 | 0 | -46.5535 | -137.5279 | -333.1037 | 0 | 0 | 0 | 0 | -91.4712 | -236.3873 | -538.1357 | -391.2701 | 0.39433 | 0.022118 | 0.022118 | 0.022118 | -36.0697 | -5.2284 | -11.9024 | -8.654
6 | 17 | 14 | 530.2683 | 530.3343 | 532.6712 | 534.6823 | 0 | 0 | 0 | 0 | 157.8728 | 222.9631 | 0 | 0 | 0 | 0 | 0 | 0 | 461.5774 | 584.7526 | 1187.5305 | 1235.0245 | 0 | 0 | 0 | 0 | 0 | -37.5913 | -199.2803 | -239.4618 | 0 | 0 | 0 | 0 | -89.1819 | -239.7901 | -455.5791 | -460.8804 | 0.39259 | 0.022448 | 0.022118 | 0.021917 | -35.0118 | -5.3828 | -10.0764 | -10.1009
6 | 17 | 15 | 544.1161 | 545.4559 | 549.2189 | 552.4479 | 0 | 0 | 0 | 0 | 162.1482 | 219.6826 | 0 | 0 | 0 | 0 | 0 | 0 | 476.6117 | 595.4789 | 1199.5114 | 1242.3563 | 0 | 0 | 0 | 0 | 0 | -55.2078 | -198.5995 | -240.8088 | 0 | 0 | 0 | 0 | -94.6438 | -214.4979 | -451.693 | -449.0997 | 0.38933 | 0.022983 | 0.021613 | 0.020742 | -36.8474 | -4.9299 | -9.7624 | -9.315
6 | 17 | 16 | 554.8794 | 558.8872 | 565.6407 | 571.5208 | 0 | 0 | 0 | 0 | 160.6192 | 232.9707 | 0 | 0 | 0 | 0 | 0 | 0 | 471.3768 | 579.7004 | 1191.1947 | 1225.6142 | 0 | 0 | 0 | 0 | 0 | -16.2357 | -29.4136 | -144.2022 | 0 | 0 | 0 | 0 | -77.1165 | -237.5482 | -596.1404 | -509.8912 | 0.39725 | 0.023616 | 0.020937 | 0.02146 | -30.6347 | -5.6099 | -12.4811 | -10.9425
6 | 17 | 17 | 559.5925 | 566.3804 | 576.1871 | 584.7325 | 0 | 0 | 0 | 0 | 165.6147 | 234.1637 | 0 | 0 | 0 | 0 | 0 | 0 | 461.9366 | 484.2923 | 1034.6867 | 1057.3831 | 0 | 0 | 0 | 0 | 0 | -9.9765 | -152.1498 | 119.7224 | 0 | 0 | 0 | 0 | -67.9588 | -142.099 | -306.3498 | -592.373 | 0.40602 | 0.342 | 0.42749 | 0.2585 | -27.5927 | -48.5983 | -130.9609 | -153.1267
6 | 17 | 18 | 555.1605 | 564.6477 | 577.4139 | 588.5821 | 0 | 0 | 0 | 0 | 182.4408 | 236.072 | 0 | 0 | 0 | 0 | 0 | 0 | 460.242 | 378.8439 | 797.6731 | 805.9793 | 0 | 0 | 0 | 0 | 0 | -8.843 | -131.8469 | -20.497 | 0 | 0 | 0 | 0 | -87.5223 | -41.4253 | -88.4123 | -196.9002 | 0.4027 | 0.42494 | 0.41159 | 0.40375 | -35.2448 | -17.6032 | -36.3894 | -79.4982
6 | 17 | 19 | 544.7134 | 555.7101 | 570.0743 | 582.6305 | 0 | 0 | 0 | 0 | 209.2808 | 291.562 | 0 | 0 | 0 | 0 | 0 | 0 | 427.3982 | 269.4234 | 455.6081 | 456.0331 | 0 | 0 | 0 | 0 | 0 | 6.7241 | 79.8337 | 93.9539 | 0 | 0 | 0 | 0 | -91.9656 | -11.9995 | 34.6326 | 32.6435 | 0.40839 | 0.42225 | 0.40697 | 0.39265 | -37.5576 | -5.0668 | 14.0944 | 12.8174
6 | 17 | 20 | 553.5537 | 565.3429 | 580.5168 | 593.6679 | 0 | 0 | 0 | 0 | 217.241 | 313.7854 | 0 | 0 | 0 | 0 | 0 | 0 | 406.0511 | 220.6342 | 375.5719 | 375.5731 | 0 | 0 | 0 | 0 | 0 | 8.9427 | 3.2802 | 165.5029 | 0 | 0 | 0 | 0 | -69.7384 | 21.9806 | 201.6647 | 52.5918 | 0.40942 | 0.43553 | 0.40598 | 0.39629 | -28.5525 | 9.5732 | 81.8725 | 20.8415
6 | 17 | 21 | 552.0983 | 564.2988 | 579.8061 | 593.1179 | 0 | 0 | 0 | 0 | 218.3307 | 320.9094 | 0 | 0 | 0 | 0 | 0 | 0 | 393.5674 | 220.3716 | 384.3906 | 384.3906 | 0 | 0 | 0 | 0 | 0 | 18.2532 | 67.6467 | 113.3516 | 0 | 0 | 0 | 0 | -59.7998 | 4.7646 | 127.7688 | 95.3757 | 0.4094 | 0.43476 | 0.40586 | 0.39679 | -24.482 | 2.0715 | 51.8567 | 37.8443
6 | 17 | 22 | 515.5249 | 527.6206 | 542.8444 | 555.8962 | 0 | 0 | 0 | 0 | 213.2419 | 322.4024 | 0 | 0 | 0 | 0 | 0 | 0 | 365.014 | 218.3005 | 401.9633 | 401.9633 | 0 | 0 | 0 | 0 | 0 | 35.9173 | 311.9684 | 132.0335 | 0 | 0 | 0 | 0 | -62.731 | -48.9996 | -171.0873 | 21.8993 | 0.40731 | 0.42231 | 0.40449 | 0.39511 | -25.5511 | -20.6931 | -69.2039 | 8.6527
6 | 17 | 23 | 465.3098 | 476.6503 | 490.8266 | 502.9553 | 0 | 0 | 0 | 0 | 206.4705 | 317.6349 | 0 | 0 | 0 | 0 | 0 | 0 | 326.8039 | 218.748 | 422.888 | 422.888 | 0 | 0 | 0 | 0 | 0 | 42.8767 | 152.1545 | 91.5163 | 0 | 0 | 0 | 0 | -67.9646 | -102.6093 | -84.2159 | -11.4489 | 0.40299 | 0.42067 | 0.40353 | 0.39408 | -27.3888 | -43.1651 | -33.9835 | -4.5118
6 | 17 | 24 | 428.6112 | 437.3484 | 448.4567 | 457.8225 | 0 | 0 | 0 | 0 | 199.1034 | 353.6485 | 0 | 0 | 0 | 0 | 0 | 0 | 325.5951 | 232.4724 | 441.3008 | 441.3008 | 0 | 0 | 0 | 0 | 0 | 11.3494 | 145.4558 | 317.5846 | 0 | 0 | 0 | 0 | -96.0874 | -160.1219 | -138.2999 | -301.063 | 0.40134 | 0.42366 | 0.4104 | 0.39542 | -38.5641 | -67.8371 | -56.7588 | -119.0449
6 | 18 | 1 | 404.6879 | 410.8683 | 418.9838 | 425.6163 | 0 | 0 | 0 | 0 | 167.4908 | 332.1546 | 0 | 0 | 0 | 0 | 0 | 0 | 337.8235 | 236.4259 | 434.7264 | 434.7264 | 0 | 0 | 0 | 0 | 0 | 36.9502 | 144.5426 | 55.8787 | 0 | 0 | 0 | 0 | -100.6265 | -194.6625 | -160.2852 | -64.9888 | 0.4071 | 0.42843 | 0.41669 | 0.39372 | -40.9655 | -83.3998 | -66.7891 | -25.5873
6 | 18 | 2 | 392.0444 | 396.0481 | 401.7239 | 406.2147 | 0 | 0 | 0 | 0 | 156.8169 | 362.1249 | 0 | 0 | 0 | 0 | 0 | 0 | 316.3246 | 208.7024 | 385.5847 | 385.5847 | 0 | 0 | 0 | 0 | 0 | 11.649 | 45.1615 | 31.017 | 0 | 0 | 0 | 0 | -81.0972 | -186.4281 | -29.0223 | -10.387 | 0.40672 | 0.42869 | 0.41639 | 0.39335 | -32.9836 | -79.9193 | -12.0844 | -4.0857
6 | 18 | 3 | 387.1211 | 389.2631 | 392.8868 | 395.5875 | 0 | 0 | 0 | 0 | 157.2799 | 356.0294 | 0 | 0 | 0 | 0 | 0 | 0 | 284.1215 | 165.4942 | 310.3821 | 310.3821 | 0 | 0 | 0 | 0 | 0 | 10.2108 | 101.2972 | 14.8042 | 0 | 0 | 0 | 0 | -54.2804 | -142.4713 | -18.7925 | 70.4012 | 0.40558 | 0.42977 | 0.41648 | 0.39426 | -22.0151 | -61.2301 | -7.8268 | 27.7563
6 | 18 | 4 | 393.8878 | 394.34 | 396.1176 | 397.1685 | 0 | 0 | 0 | 0 | 163.8353 | 320.1041 | 0 | 0 | 0 | 0 | 0 | 0 | 260.1121 | 151.9084 | 291.7907 | 291.7907 | 0 | 0 | 0 | 0 | 0 | 27.4344 | 159.7315 | 25.5469 | 0 | 0 | 0 | 0 | -30.0596 | -105.1069 | -55.4046 | 79.831 | 0.40646 | 0.42931 | 0.41675 | 0.39303 | -12.218 | -45.1234 | -23.0901 | 31.3757
6 | 18 | 5 | 413.8798 | 413.3638 | 414.148 | 414.3045 | 0 | 0 | 0 | 0 | 178.4126 | 324.7482 | 0 | 0 | 0 | 0 | 0 | 0 | 228.4647 | 135.7015 | 286.5339 | 286.5344 | 0 | 0 | 0 | 0 | 0 | 32.2215 | 90.1326 | 44.1456 | 0 | 0 | 0 | 0 | 7.0024 | -79.3074 | 37.4815 | 83.6245 | 0.40796 | 0.42719 | 0.41626 | 0.3916 | 2.8567 | -33.879 | 15.6019 | 32.7474
6 | 18 | 6 | 441.4881 | 439.5451 | 438.9103 | 437.8505 | 0 | 0 | 0 | 0 | 202.906 | 304.5766 | 0 | 0 | 0 | 0 | 0 | 0 | 206.7258 | 188.3404 | 435.0682 | 435.5278 | 0 | 0 | 0 | 0 | 0 | -8.0108 | -27.8499 | 21.6533 | 0 | 0 | 0 | 0 | 31.8563 | -45.3611 | 31.692 | -19.3306 | 0.40606 | 0.43154 | 0.41548 | 0.38797 | 12.9356 | -19.5751 | 13.1674 | -7.4996
6 | 18 | 7 | 490.4793 | 488.525 | 488.2716 | 487.7684 | 0 | 0 | 0 | 0 | 203.1427 | 263.109 | 0 | 0 | 0 | 0 | 0 | 0 | 204.516 | 260.5275 | 636.3701 | 638.8041 | 0 | 0 | 0 | 0 | 0 | -10.7128 | -62.9311 | 18.1178 | 0 | 0 | 0 | 0 | 82.8207 | -24.3988 | -85.1674 | -169.1534 | 0.39763 | 0.41039 | 0.41696 | 0.37762 | 32.9317 | -10.0131 | -35.5111 | -63.8759
6 | 18 | 8 | 525.3855 | 523.8247 | 524.5529 | 525.3951 | 0 | 0 | 0 | 0 | 176.4844 | 236.8108 | 0 | 0 | 0 | 0 | 0 | 0 | 239.4079 | 371.6818 | 843.0354 | 858.449 | 0 | 0 | 0 | 0 | 0 | -12.2582 | -116.046 | 257.5029 | 0 | 0 | 0 | 0 | 109.4932 | -72.4098 | -202.4366 | -590.5568 | 0.39542 | 0.54534 | 0.3925 | 0.14136 | 43.2953 | -39.4877 | -79.4555 | -83.4835
6 | 18 | 9 | 555.8688 | 555.7206 | 558.526 | 561.6734 | 0 | 0 | 0 | 0 | 171.1633 | 232.1638 | 0 | 0 | 0 | 0 | 0 | 0 | 281.6743 | 464.6152 | 1010.0684 | 1038.7424 | 0 | 0 | 0 | 0 | 0 | -14.0075 | -144.4886 | -333.0218 | 0 | 0 | 0 | 0 | 103.0312 | -127.0509 | -307.0538 | -144.0472 | 0.3881 | 0.022118 | 0.022118 | 0.021036 | 39.9864 | -2.8101 | -6.7914 | -3.0302
6 | 18 | 10 | 589.8116 | 590.3776 | 594.0432 | 597.8643 | 0 | 0 | 0 | 0 | 187.4455 | 230.7159 | 0 | 0 | 0 | 0 | 0 | 0 | 307.3491 | 520.8482 | 1097.7801 | 1136.221 | 0 | 0 | 0 | 0 | 0 | -17.9031 | -107.4647 | -284.3266 | 0 | 0 | 0 | 0 | 95.017 | -143.2835 | -396.2721 | -254.0302 | 0.39518 | 0.022118 | 0.022118 | 0.022118 | 37.5492 | -3.1691 | -8.7647 | -5.6186
6 | 18 | 11 | 613.3326 | 614.547 | 618.7189 | 622.6156 | 0 | 0 | 0 | 0 | 166.7716 | 218.8795 | 0 | 0 | 0 | 0 | 0 | 0 | 325.8622 | 551.1477 | 1148.9934 | 1193.9068 | 0 | 0 | 0 | 0 | 0 | -51.3912 | -243.0486 | -300.5189 | 0 | 0 | 0 | 0 | 120.6988 | -104.089 | -287.226 | -270.7722 | 0.39679 | 0.022118 | 0.022118 | 0.022118 | 47.8923 | -2.3022 | -6.3528 | -5.9889
6 | 18 | 12 | 626.9701 | 628.7645 | 633.4103 | 637.4563 | 0 | 0 | 0 | 0 | 162.6225 | 216.8368 | 0 | 0 | 0 | 0 | 0 | 0 | 342.4226 | 558.8797 | 1172.0594 | 1220.6523 | 0 | 0 | 0 | 0 | 0 | -47.1716 | -346.0405 | -309.373 | 0 | 0 | 0 | 0 | 121.9249 | -99.7804 | -192.6087 | -273.823 | 0.39234 | 0.022118 | 0.022118 | 0.022118 | 47.8364 | -2.2069 | -4.2601 | -6.0563
6 | 18 | 13 | 649.2497 | 652.4806 | 658.7059 | 664.0295 | 0 | 0 | 0 | 0 | 160.8151 | 217.636 | 0 | 0 | 0 | 0 | 0 | 0 | 353.5327 | 551.0905 | 1153.8023 | 1202.6247 | 0 | 0 | 0 | 0 | 0 | -46.5535 | -137.5279 | -333.1037 | 0 | 0 | 0 | 0 | 134.9019 | -69.6925 | -357.5686 | -205.4915 | 0.39433 | 0.022118 | 0.022118 | 0.022118 | 53.1956 | -1.5414 | -7.9087 | -4.545
6 | 18 | 14 | 664.3496 | 668.8047 | 676.4633 | 683.0784 | 0 | 0 | 0 | 0 | 157.8728 | 222.9631 | 0 | 0 | 0 | 0 | 0 | 0 | 362.0204 | 548.3676 | 1151.4551 | 1198.5618 | 0 | 0 | 0 | 0 | 0 | -37.5913 | -199.2803 | -239.4618 | 0 | 0 | 0 | 0 | 144.4563 | -64.9349 | -275.7114 | -276.0216 | 0.39259 | 0.022448 | 0.022118 | 0.021917 | 56.7118 | -1.4576 | -6.0981 | -6.0494
6 | 18 | 15 | 675.9313 | 681.586 | 690.5809 | 698.336 | 0 | 0 | 0 | 0 | 162.1482 | 219.6826 | 0 | 0 | 0 | 0 | 0 | 0 | 367.198 | 529.316 | 1136.1041 | 1178.4438 | 0 | 0 | 0 | 0 | 0 | -55.2078 | -198.5995 | -240.8088 | 0 | 0 | 0 | 0 | 146.5851 | -12.2049 | -246.9237 | -239.299 | 0.38933 | 0.022983 | 0.021613 | 0.020742 | 57.0695 | -0.28051 | -5.3368 | -4.9634
6 | 18 | 16 | 679.4974 | 687.5845 | 699.2842 | 709.4434 | 0 | 0 | 0 | 0 | 160.6192 | 232.9707 | 0 | 0 | 0 | 0 | 0 | 0 | 359.5094 | 492.0994 | 1100.8131 | 1135.1134 | 0 | 0 | 0 | 0 | 0 | -16.2357 | -29.4136 | -144.2022 | 0 | 0 | 0 | 0 | 159.3688 | -21.2499 | -372.1153 | -281.4679 | 0.39725 | 0.023616 | 0.020937 | 0.02146 | 63.3096 | -0.50183 | -7.7908 | -6.0404
6 | 18 | 17 | 675.418 | 685.9974 | 700.4013 | 712.9239 | 0 | 0 | 0 | 0 | 165.6147 | 234.1637 | 0 | 0 | 0 | 0 | 0 | 0 | 326.5168 | 418.7176 | 1022.3413 | 1044.9724 | 0 | 0 | 0 | 0 | 0 | -9.9765 | -152.1498 | 119.7224 | 0 | 0 | 0 | 0 | 183.2865 | 43.0927 | -169.7902 | -451.771 | 0.40602 | 0.342 | 0.42749 | 0.2585 | 74.4182 | 14.7378 | -72.5833 | -116.7815
6 | 18 | 18 | 656.5191 | 669.3242 | 686.1134 | 700.762 | 0 | 0 | 0 | 0 | 182.4408 | 236.072 | 0 | 0 | 0 | 0 | 0 | 0 | 288.3429 | 314.5569 | 828.6372 | 836.9728 | 0 | 0 | 0 | 0 | 0 | -8.843 | -131.8469 | -20.497 | 0 | 0 | 0 | 0 | 185.7354 | 127.5383 | -10.6768 | -115.7137 | 0.4027 | 0.42494 | 0.41159 | 0.40375 | 74.7948 | 54.1958 | -4.3945 | -46.7193
6 | 18 | 19 | 635.1404 | 649.0971 | 667.0504 | 682.7116 | 0 | 0 | 0 | 0 | 209.2808 | 291.562 | 0 | 0 | 0 | 0 | 0 | 0 | 272.3249 | 212.8897 | 470.1692 | 470.6248 | 0 | 0 | 0 | 0 | 0 | 6.7241 | 79.8337 | 93.9539 | 0 | 0 | 0 | 0 | 153.5346 | 137.9212 | 117.0475 | 118.133 | 0.40839 | 0.42225 | 0.40697 | 0.39265 | 62.7017 | 58.2371 | 47.6348 | 46.3845
6 | 18 | 20 | 628.571 | 642.8158 | 660.9674 | 676.6943 | 0 | 0 | 0 | 0 | 217.241 | 313.7854 | 0 | 0 | 0 | 0 | 0 | 0 | 273.6658 | 158.975 | 381.3474 | 381.3488 | 0 | 0 | 0 | 0 | 0 | 8.9427 | 3.2802 | 165.5029 | 0 | 0 | 0 | 0 | 137.6643 | 161.1128 | 276.3397 | 129.8426 | 0.40942 | 0.43553 | 0.40598 | 0.39629 | 56.3629 | 70.1693 | 112.1893 | 51.4551
6 | 18 | 21 | 611.1984 | 625.3335 | 643.1867 | 658.5278 | 0 | 0 | 0 | 0 | 218.3307 | 320.9094 | 0 | 0 | 0 | 0 | 0 | 0 | 289.6299 | 148.7889 | 375.1529 | 375.1529 | 0 | 0 | 0 | 0 | 0 | 18.2532 | 67.6467 | 113.3516 | 0 | 0 | 0 | 0 | 103.2378 | 137.3821 | 200.3871 | 170.0234 | 0.4094 | 0.43476 | 0.40586 | 0.39679 | 42.2654 | 59.7287 | 81.3298 | 67.4639
6 | 18 | 22 | 557.167 | 570.6258 | 587.5024 | 601.984 | 0 | 0 | 0 | 0 | 213.2419 | 322.4024 | 0 | 0 | 0 | 0 | 0 | 0 | 272.7542 | 129.6051 | 351.9857 | 351.9857 | 0 | 0 | 0 | 0 | 0 | 35.9173 | 311.9684 | 132.0335 | 0 | 0 | 0 | 0 | 71.1709 | 82.701 | -76.4516 | 117.9648 | 0.40731 | 0.42231 | 0.40449 | 0.39511 | 28.9888 | 34.9256 | -30.9243 | 46.6093
6 | 18 | 23 | 498.2319 | 510.6501 | 526.1331 | 539.3923 | 0 | 0 | 0 | 0 | 206.4705 | 317.6349 | 0 | 0 | 0 | 0 | 0 | 0 | 232.2267 | 109.4867 | 346.5574 | 346.5574 | 0 | 0 | 0 | 0 | 0 | 42.8767 | 152.1545 | 91.5163 | 0 | 0 | 0 | 0 | 59.5347 | 40.6517 | 27.4212 | 101.3186 | 0.40299 | 0.42067 | 0.40353 | 0.39408 | 23.9916 | 17.1011 | 11.0652 | 39.9278
6 | 18 | 24 | 454.5536 | 464.14 | 476.2781 | 486.5346 | 0 | 0 | 0 | 0 | 199.1034 | 353.6485 | 0 | 0 | 0 | 0 | 0 | 0 | 185.6628 | 88.7837 | 333.2111 | 333.2111 | 0 | 0 | 0 | 0 | 0 | 11.3494 | 145.4558 | 317.5846 | 0 | 0 | 0 | 0 | 69.7874 | 10.3584 | -2.3889 | -164.2611 | 0.40134 | 0.42366 | 0.4104 | 0.39542 | 28.0088 | 4.3884 | -0.98041 | -64.9514
6 | 19 | 1 | 426.9683 | 433.878 | 442.8779 | 450.2754 | 0 | 0 | 0 | 0 | 167.4908 | 332.1546 | 0 | 0 | 0 | 0 | 0 | 0 | 141.8351 | 68.2099 | 305.5962 | 305.5962 | 0 | 0 | 0 | 0 | 0 | 36.9502 | 144.5426 | 55.8787 | 0 | 0 | 0 | 0 | 117.6424 | -3.4367 | -7.2608 | 88.8006 | 0.4071 | 0.42843 | 0.41669 | 0.39372 | 47.8927 | -1.4724 | -3.0255 | 34.9624
6 | 19 | 2 | 410.137 | 414.733 | 421.1269 | 426.2389 | 0 | 0 | 0 | 0 | 156.8169 | 362.1249 | 0 | 0 | 0 | 0 | 0 | 0 | 118.3616 | 58.2606 | 279.7344 | 279.7344 | 0 | 0 | 0 | 0 | 0 | 11.649 | 45.1615 | 31.017 | 0 | 0 | 0 | 0 | 134.9585 | -17.3015 | 96.231 | 115.4875 | 0.40672 | 0.42869 | 0.41639 | 0.39335 | 54.8899 | -7.4169 | 40.0691 | 45.4268
6 | 19 | 3 | 401.1347 | 403.7355 | 407.9154 | 411.0973 | 0 | 0 | 0 | 0 | 157.2799 | 356.0294 | 0 | 0 | 0 | 0 | 0 | 0 | 129.9347 | 68.2054 | 266.923 | 266.923 | 0 | 0 | 0 | 0 | 0 | 10.2108 | 101.2972 | 14.8042 | 0 | 0 | 0 | 0 | 113.92 | -30.7102 | 39.6951 | 129.3701 | 0.40558 | 0.42977 | 0.41648 | 0.39426 | 46.2038 | -13.1984 | 16.5324 | 51.0053
6 | 19 | 4 | 407.8289 | 408.7375 | 411.0684 | 412.598 | 0 | 0 | 0 | 0 | 163.8353 | 320.1041 | 0 | 0 | 0 | 0 | 0 | 0 | 121.4575 | 61.663 | 252.0982 | 252.0982 | 0 | 0 | 0 | 0 | 0 | 27.4344 | 159.7315 | 25.5469 | 0 | 0 | 0 | 0 | 122.5362 | -0.46404 | -0.76127 | 134.953 | 0.40646 | 0.42931 | 0.41675 | 0.39303 | 49.8058 | -0.19922 | -0.31726 | 53.0402
6 | 19 | 5 | 426.5337 | 426.432 | 427.7184 | 428.3095 | 0 | 0 | 0 | 0 | 178.4126 | 324.7482 | 0 | 0 | 0 | 0 | 0 | 0 | 118.0394 | 64.6072 | 244.7446 | 244.7451 | 0 | 0 | 0 | 0 | 0 | 32.2215 | 90.1326 | 44.1456 | 0 | 0 | 0 | 0 | 130.0817 | 4.8551 | 92.8412 | 139.4188 | 0.40796 | 0.42719 | 0.41626 | 0.3916 | 53.0684 | 2.074 | 38.6458 | 54.5964
6 | 19 | 6 | 451.2415 | 449.6177 | 449.37 | 448.6451 | 0 | 0 | 0 | 0 | 202.906 | 304.5766 | 0 | 0 | 0 | 0 | 0 | 0 | 129.0369 | 138.39 | 391.8746 | 392.3269 | 0 | 0 | 0 | 0 | 0 | -8.0108 | -27.8499 | 21.6533 | 0 | 0 | 0 | 0 | 119.2986 | 14.6619 | 85.3453 | 34.6649 | 0.40606 | 0.43154 | 0.41548 | 0.38797 | 48.4426 | 6.3272 | 35.4594 | 13.4488
6 | 19 | 7 | 489.6997 | 487.72 | 487.4356 | 486.9056 | 0 | 0 | 0 | 0 | 203.1427 | 263.109 | 0 | 0 | 0 | 0 | 0 | 0 | 147.0858 | 226.3924 | 586.8961 | 589.4449 | 0 | 0 | 0 | 0 | 0 | -10.7128 | -62.9311 | 18.1178 | 0 | 0 | 0 | 0 | 139.4712 | 8.9312 | -36.5293 | -120.657 | 0.39763 | 0.41039 | 0.41696 | 0.37762 | 55.4575 | 3.6653 | -15.2312 | -45.5626
6 | 19 | 8 | 526.0563 | 524.5174 | 525.2722 | 526.1375 | 0 | 0 | 0 | 0 | 176.4844 | 236.8108 | 0 | 0 | 0 | 0 | 0 | 0 | 208.8995 | 346.5304 | 747.5991 | 762.7739 | 0 | 0 | 0 | 0 | 0 | -12.2582 | -116.046 | 257.5029 | 0 | 0 | 0 | 0 | 140.6725 | -46.5657 | -106.2809 | -494.1393 | 0.39542 | 0.54534 | 0.3925 | 0.14136 | 55.6241 | -25.394 | -41.7148 | -69.8535
6 | 19 | 9 | 558.8238 | 558.7724 | 561.695 | 564.9439 | 0 | 0 | 0 | 0 | 171.1633 | 232.1638 | 0 | 0 | 0 | 0 | 0 | 0 | 259.3887 | 449.3408 | 900.5351 | 928.6654 | 0 | 0 | 0 | 0 | 0 | -14.0075 | -144.4886 | -333.0218 | 0 | 0 | 0 | 0 | 128.2718 | -108.7247 | -194.3516 | -30.6997 | 0.3881 | 0.022118 | 0.022118 | 0.021036 | 49.7823 | -2.4047 | -4.2986 | -0.64581
6 | 19 | 10 | 591.8239 | 592.4557 | 596.2013 | 600.0914 | 0 | 0 | 0 | 0 | 187.4455 | 230.7159 | 0 | 0 | 0 | 0 | 0 | 0 | 304.1251 | 524.1748 | 1028.6068 | 1066.7896 | 0 | 0 | 0 | 0 | 0 | -17.9031 | -107.4647 | -284.3266 | 0 | 0 | 0 | 0 | 100.2532 | -144.5319 | -324.9408 | -182.3716 | 0.39518 | 0.022118 | 0.022118 | 0.022118 | 39.6185 | -3.1967 | -7.187 | -4.0336
6 | 19 | 11 | 611.5559 | 612.7122 | 616.8136 | 620.6493 | 0 | 0 | 0 | 0 | 166.7716 | 218.8795 | 0 | 0 | 0 | 0 | 0 | 0 | 322.8728 | 561.2474 | 1098.6469 | 1143.0512 | 0 | 0 | 0 | 0 | 0 | -51.3912 | -243.0486 | -300.5189 | 0 | 0 | 0 | 0 | 121.9116 | -116.0235 | -238.7847 | -221.8829 | 0.39679 | 0.022118 | 0.022118 | 0.022118 | 48.3736 | -2.5662 | -5.2814 | -4.9075
6 | 19 | 12 | 620.4437 | 622.0245 | 626.4112 | 630.2332 | 0 | 0 | 0 | 0 | 162.6225 | 216.8368 | 0 | 0 | 0 | 0 | 0 | 0 | 338.2788 | 584.8027 | 1160.2929 | 1208.8222 | 0 | 0 | 0 | 0 | 0 | -47.1716 | -346.0405 | -309.373 | 0 | 0 | 0 | 0 | 119.5423 | -132.4434 | -187.8412 | -269.216 | 0.39234 | 0.022118 | 0.022118 | 0.022118 | 46.9017 | -2.9294 | -4.1546 | -5.9544
6 | 19 | 13 | 637.9554 | 640.8165 | 646.5936 | 651.5294 | 0 | 0 | 0 | 0 | 160.8151 | 217.636 | 0 | 0 | 0 | 0 | 0 | 0 | 352.6529 | 594.9281 | 1161.6382 | 1210.7467 | 0 | 0 | 0 | 0 | 0 | -46.5535 | -137.5279 | -333.1037 | 0 | 0 | 0 | 0 | 124.4875 | -125.1941 | -377.5167 | -226.1137 | 0.39433 | 0.022118 | 0.022118 | 0.022118 | 49.0889 | -2.769 | -8.3499 | -5.0011
6 | 19 | 14 | 653.3816 | 657.4777 | 664.701 | 670.9395 | 0 | 0 | 0 | 0 | 157.8728 | 222.9631 | 0 | 0 | 0 | 0 | 0 | 0 | 361.6159 | 600.6923 | 1176.2116 | 1223.3593 | 0 | 0 | 0 | 0 | 0 | -37.5913 | -199.2803 | -239.4618 | 0 | 0 | 0 | 0 | 133.8929 | -128.5865 | -312.2303 | -312.9581 | 0.39259 | 0.022448 | 0.022118 | 0.021917 | 52.5647 | -2.8865 | -6.9059 | -6.859
6 | 19 | 15 | 665.2534 | 670.5585 | 679.1296 | 686.5181 | 0 | 0 | 0 | 0 | 162.1482 | 219.6826 | 0 | 0 | 0 | 0 | 0 | 0 | 367.5634 | 595.4341 | 1175.75 | 1218.0774 | 0 | 0 | 0 | 0 | 0 | -55.2078 | -198.5995 | -240.8088 | 0 | 0 | 0 | 0 | 135.5418 | -89.3505 | -298.0209 | -290.7506 | 0.38933 | 0.022983 | 0.021613 | 0.020742 | 52.7701 | -2.0536 | -6.4411 | -6.0306
6 | 19 | 16 | 667.3873 | 675.078 | 686.297 | 696.0403 | 0 | 0 | 0 | 0 | 160.6192 | 232.9707 | 0 | 0 | 0 | 0 | 0 | 0 | 370.0475 | 563.6826 | 1117.8382 | 1152.1448 | 0 | 0 | 0 | 0 | 0 | -16.2357 | -29.4136 | -144.2022 | 0 | 0 | 0 | 0 | 136.7206 | -105.3396 | -402.1276 | -311.9023 | 0.39725 | 0.023616 | 0.020937 | 0.02146 | 54.3126 | -2.4877 | -8.4192 | -6.6936
6 | 19 | 17 | 658.4856 | 668.5107 | 682.2426 | 694.1837 | 0 | 0 | 0 | 0 | 165.6147 | 234.1637 | 0 | 0 | 0 | 0 | 0 | 0 | 341.7727 | 483.5456 | 1003.6338 | 1026.3205 | 0 | 0 | 0 | 0 | 0 | -9.9765 | -152.1498 | 119.7224 | 0 | 0 | 0 | 0 | 151.0983 | -39.222 | -169.2415 | -451.8592 | 0.40602 | 0.342 | 0.42749 | 0.2585 | 61.3491 | -13.4141 | -72.3487 | -116.8043
6 | 19 | 18 | 638.3177 | 650.527 | 666.5938 | 680.6174 | 0 | 0 | 0 | 0 | 182.4408 | 236.072 | 0 | 0 | 0 | 0 | 0 | 0 | 285.2994 | 355.0691 | 781.8693 | 790.3999 | 0 | 0 | 0 | 0 | 0 | -8.843 | -131.8469 | -20.497 | 0 | 0 | 0 | 0 | 170.5775 | 68.2289 | 16.5714 | -89.2855 | 0.4027 | 0.42494 | 0.41159 | 0.40375 | 68.6908 | 28.993 | 6.8206 | -36.0489
6 | 19 | 19 | 622.2145 | 635.7481 | 653.1884 | 668.4057 | 0 | 0 | 0 | 0 | 209.2808 | 291.562 | 0 | 0 | 0 | 0 | 0 | 0 | 238.9747 | 256.8491 | 496.7341 | 497.1747 | 0 | 0 | 0 | 0 | 0 | 6.7241 | 79.8337 | 93.9539 | 0 | 0 | 0 | 0 | 173.9589 | 80.6128 | 76.6206 | 77.2771 | 0.40839 | 0.42225 | 0.40697 | 0.39265 | 71.0427 | 34.0387 | 31.1823 | 30.3426
6 | 19 | 20 | 621.392 | 635.4018 | 653.2684 | 668.7488 | 0 | 0 | 0 | 0 | 217.241 | 313.7854 | 0 | 0 | 0 | 0 | 0 | 0 | 239.3982 | 189.8844 | 365.5564 | 365.5579 | 0 | 0 | 0 | 0 | 0 | 8.9427 | 3.2802 | 165.5029 | 0 | 0 | 0 | 0 | 164.7528 | 122.7894 | 284.4318 | 137.688 | 0.40942 | 0.43553 | 0.40598 | 0.39629 | 67.4536 | 53.4783 | 115.4745 | 54.5642
6 | 19 | 21 | 606.1224 | 620.0913 | 637.7429 | 652.9098 | 0 | 0 | 0 | 0 | 218.3307 | 320.9094 | 0 | 0 | 0 | 0 | 0 | 0 | 240.2449 | 171.1656 | 348.8756 | 348.8756 | 0 | 0 | 0 | 0 | 0 | 18.2532 | 67.6467 | 113.3516 | 0 | 0 | 0 | 0 | 147.5468 | 109.7632 | 221.2207 | 190.6826 | 0.4094 | 0.43476 | 0.40586 | 0.39679 | 60.4054 | 47.721 | 89.7853 | 75.6614
6 | 19 | 22 | 545.5826 | 558.6622 | 575.0791 | 589.1629 | 0 | 0 | 0 | 0 | 213.2419 | 322.4024 | 0 | 0 | 0 | 0 | 0 | 0 | 230.3991 | 159.8879 | 353.7136 | 353.7136 | 0 | 0 | 0 | 0 | 0 | 35.9173 | 311.9684 | 132.0335 | 0 | 0 | 0 | 0 | 101.9416 | 40.4546 | -90.6029 | 103.4157 | 0.40731 | 0.42231 | 0.40449 | 0.39511 | 41.5221 | 17.0844 | -36.6484 | 40.8608
6 | 19 | 23 | 495.1137 | 507.4298 | 522.7891 | 535.9412 | 0 | 0 | 0 | 0 | 206.4705 | 317.6349 | 0 | 0 | 0 | 0 | 0 | 0 | 213.0165 | 163.266 | 393.3249 | 393.3249 | 0 | 0 | 0 | 0 | 0 | 42.8767 | 152.1545 | 91.5163 | 0 | 0 | 0 | 0 | 75.6267 | -16.3478 | -22.6903 | 51.1 | 0.40299 | 0.42067 | 0.40353 | 0.39408 | 30.4764 | -6.8771 | -9.1562 | 20.1376
6 | 19 | 24 | 456.2578 | 465.8999 | 478.1056 | 488.4207 | 0 | 0 | 0 | 0 | 199.1034 | 353.6485 | 0 | 0 | 0 | 0 | 0 | 0 | 219.1843 | 154.7838 | 369.8571 | 369.8571 | 0 | 0 | 0 | 0 | 0 | 11.3494 | 145.4558 | 317.5846 | 0 | 0 | 0 | 0 | 37.97 | -53.8818 | -37.2073 | -199.021 | 0.40134 | 0.42366 | 0.4104 | 0.39542 | 15.239 | -22.8275 | -15.27 | -78.6959
6 | 20 | 1 | 427.7116 | 434.6456 | 443.675 | 451.0981 | 0 | 0 | 0 | 0 | 167.4908 | 332.1546 | 0 | 0 | 0 | 0 | 0 | 0 | 216.1744 | 147.6266 | 345.6656 | 345.6656 | 0 | 0 | 0 | 0 | 0 | 36.9502 | 144.5426 | 55.8787 | 0 | 0 | 0 | 0 | 44.0463 | -82.0858 | -46.5332 | 49.5538 | 0.4071 | 0.42843 | 0.41669 | 0.39372 | 17.9314 | -35.1683 | -19.3899 | 19.5102
6 | 20 | 2 | 410.4996 | 415.1074 | 421.5158 | 426.6402 | 0 | 0 | 0 | 0 | 156.8169 | 362.1249 | 0 | 0 | 0 | 0 | 0 | 0 | 197.5121 | 117.1613 | 298.4552 | 298.4552 | 0 | 0 | 0 | 0 | 0 | 11.649 | 45.1615 | 31.017 | 0 | 0 | 0 | 0 | 56.1705 | -75.8278 | 77.899 | 97.1679 | 0.40672 | 0.42869 | 0.41639 | 0.39335 | 22.8455 | -32.5064 | 32.436 | 38.2209
6 | 20 | 3 | 401.5154 | 404.1286 | 408.3237 | 411.5187 | 0 | 0 | 0 | 0 | 157.2799 | 356.0294 | 0 | 0 | 0 | 0 | 0 | 0 | 181.0743 | 106.5907 | 292.9057 | 292.9057 | 0 | 0 | 0 | 0 | 0 | 10.2108 | 101.2972 | 14.8042 | 0 | 0 | 0 | 0 | 63.1611 | -68.7023 | 14.1207 | 103.8087 | 0.40558 | 0.42977 | 0.41648 | 0.39426 | 25.617 | -29.5263 | 5.8811 | 40.9275
6 | 20 | 4 | 407.1763 | 408.0635 | 410.3685 | 411.8757 | 0 | 0 | 0 | 0 | 163.8353 | 320.1041 | 0 | 0 | 0 | 0 | 0 | 0 | 152.3965 | 84.6547 | 272.2914 | 272.2914 | 0 | 0 | 0 | 0 | 0 | 27.4344 | 159.7315 | 25.5469 | 0 | 0 | 0 | 0 | 90.9445 | -24.1298 | -21.6544 | 114.0375 | 0.40646 | 0.42931 | 0.41675 | 0.39303 | 36.9651 | -10.3592 | -9.0245 | 44.8198
6 | 20 | 5 | 424.5396 | 424.3726 | 425.5798 | 426.1024 | 0 | 0 | 0 | 0 | 178.4126 | 324.7482 | 0 | 0 | 0 | 0 | 0 | 0 | 137.7568 | 99.9168 | 305.581 | 305.5815 | 0 | 0 | 0 | 0 | 0 | 32.2215 | 90.1326 | 44.1456 | 0 | 0 | 0 | 0 | 108.3701 | -32.514 | 29.8662 | 76.3753 | 0.40796 | 0.42719 | 0.41626 | 0.3916 | 44.2109 | -13.8895 | 12.432 | 29.9086
6 | 20 | 6 | 446.7092 | 444.9371 | 444.5095 | 443.629 | 0 | 0 | 0 | 0 | 202.906 | 304.5766 | 0 | 0 | 0 | 0 | 0 | 0 | 144.6075 | 164.5601 | 450.7571 | 451.2071 | 0 | 0 | 0 | 0 | 0 | -8.0108 | -27.8499 | 21.6533 | 0 | 0 | 0 | 0 | 99.1957 | -16.1888 | 21.6024 | -29.2314 | 0.40606 | 0.43154 | 0.41548 | 0.38797 | 40.2796 | -6.9861 | 8.9754 | -11.3408
6 | 20 | 7 | 483.3546 | 481.1671 | 480.631 | 479.8831 | 0 | 0 | 0 | 0 | 203.1427 | 263.109 | 0 | 0 | 0 | 0 | 0 | 0 | 153.4437 | 240.0625 | 639.7215 | 642.144 | 0 | 0 | 0 | 0 | 0 | -10.7128 | -62.9311 | 18.1178 | 0 | 0 | 0 | 0 | 126.7683 | -11.2916 | -96.1594 | -180.3786 | 0.39763 | 0.41039 | 0.41696 | 0.37762 | 50.4065 | -4.634 | -40.0943 | -68.1148
6 | 20 | 8 | 520.5632 | 518.8445 | 519.3814 | 520.058 | 0 | 0 | 0 | 0 | 176.4844 | 236.8108 | 0 | 0 | 0 | 0 | 0 | 0 | 222.9983 | 367.1514 | 853.0701 | 868.4972 | 0 | 0 | 0 | 0 | 0 | -12.2582 | -116.046 | 257.5029 | 0 | 0 | 0 | 0 | 121.0806 | -72.8595 | -217.6428 | -605.9422 | 0.39542 | 0.54534 | 0.3925 | 0.14136 | 47.8772 | -39.733 | -85.4239 | -85.6584
6 | 20 | 9 | 553.7477 | 553.5301 | 556.2513 | 559.3259 | 0 | 0 | 0 | 0 | 171.1633 | 232.1638 | 0 | 0 | 0 | 0 | 0 | 0 | 298.1673 | 494.3766 | 1046.6448 | 1075.7611 | 0 | 0 | 0 | 0 | 0 | -14.0075 | -144.4886 | -333.0218 | 0 | 0 | 0 | 0 | 84.4171 | -159.0028 | -345.905 | -183.4135 | 0.3881 | 0.022118 | 0.022118 | 0.021036 | 32.7623 | -3.5168 | -7.6507 | -3.8583
6 | 20 | 10 | 587.1466 | 587.6254 | 591.1853 | 594.9148 | 0 | 0 | 0 | 0 | 187.4455 | 230.7159 | 0 | 0 | 0 | 0 | 0 | 0 | 357.3725 | 588.3387 | 1162.9915 | 1202.3564 | 0 | 0 | 0 | 0 | 0 | -17.9031 | -107.4647 | -284.3266 | 0 | 0 | 0 | 0 | 42.3286 | -213.5262 | -464.3415 | -323.115 | 0.39518 | 0.022118 | 0.022118 | 0.022118 | 16.7276 | -4.7227 | -10.2702 | -7.1466
6 | 20 | 11 | 608.0208 | 609.0613 | 613.0224 | 616.7368 | 0 | 0 | 0 | 0 | 166.7716 | 218.8795 | 0 | 0 | 0 | 0 | 0 | 0 | 367.7423 | 618.9642 | 1197.5183 | 1243.06 | 0 | 0 | 0 | 0 | 0 | -51.3912 | -243.0486 | -300.5189 | 0 | 0 | 0 | 0 | 73.507 | -177.3912 | -341.4473 | -325.8043 | 0.39679 | 0.022118 | 0.022118 | 0.022118 | 29.167 | -3.9235 | -7.5521 | -7.2061
6 | 20 | 12 | 618.3226 | 619.834 | 624.1365 | 627.8856 | 0 | 0 | 0 | 0 | 162.6225 | 216.8368 | 0 | 0 | 0 | 0 | 0 | 0 | 372.6399 | 634.3227 | 1211.8655 | 1260.7306 | 0 | 0 | 0 | 0 | 0 | -47.1716 | -346.0405 | -309.373 | 0 | 0 | 0 | 0 | 83.0601 | -184.1539 | -241.6885 | -323.4719 | 0.39234 | 0.022118 | 0.022118 | 0.022118 | 32.5881 | -4.0731 | -5.3456 | -7.1545
6 | 20 | 13 | 634.7103 | 637.4652 | 643.1135 | 647.9378 | 0 | 0 | 0 | 0 | 160.8151 | 217.636 | 0 | 0 | 0 | 0 | 0 | 0 | 393.6618 | 640.6234 | 1182.5521 | 1231.8794 | 0 | 0 | 0 | 0 | 0 | -46.5535 | -137.5279 | -333.1037 | 0 | 0 | 0 | 0 | 80.2335 | -174.2407 | -401.9107 | -250.8379 | 0.39433 | 0.022118 | 0.022118 | 0.022118 | 31.6383 | -3.8538 | -8.8894 | -5.548
6 | 20 | 14 | 650.1365 | 654.1264 | 661.2209 | 667.348 | 0 | 0 | 0 | 0 | 157.8728 | 222.9631 | 0 | 0 | 0 | 0 | 0 | 0 | 400.0973 | 635.6297 | 1183.0519 | 1230.5654 | 0 | 0 | 0 | 0 | 0 | -37.5913 | -199.2803 | -239.4618 | 0 | 0 | 0 | 0 | 92.1665 | -166.8752 | -322.5507 | -323.7556 | 0.39259 | 0.022448 | 0.022118 | 0.021917 | 36.1835 | -3.746 | -7.1341 | -7.0956
6 | 20 | 15 | 660.8481 | 666.009 | 674.4052 | 681.6425 | 0 | 0 | 0 | 0 | 162.1482 | 219.6826 | 0 | 0 | 0 | 0 | 0 | 0 | 409.153 | 618.6644 | 1180.5901 | 1223.4397 | 0 | 0 | 0 | 0 | 0 | -55.2078 | -198.5995 | -240.8088 | 0 | 0 | 0 | 0 | 89.5468 | -117.1303 | -307.5854 | -300.9885 | 0.38933 | 0.022983 | 0.021613 | 0.020742 | 34.863 | -2.6921 | -6.6478 | -6.243
6 | 20 | 16 | 662.2206 | 669.7421 | 680.7561 | 690.322 | 0 | 0 | 0 | 0 | 160.6192 | 232.9707 | 0 | 0 | 0 | 0 | 0 | 0 | 434.3673 | 576.0171 | 1132.1276 | 1166.6997 | 0 | 0 | 0 | 0 | 0 | -16.2357 | -29.4136 | -144.2022 | 0 | 0 | 0 | 0 | 67.2341 | -123.01 | -421.9579 | -332.1755 | 0.39725 | 0.023616 | 0.020937 | 0.02146 | 26.7089 | -2.905 | -8.8343 | -7.1286
6 | 20 | 17 | 650.5995 | 660.3665 | 673.7853 | 685.4557 | 0 | 0 | 0 | 0 | 165.6147 | 234.1637 | 0 | 0 | 0 | 0 | 0 | 0 | 456.8287 | 531.1588 | 1060.6188 | 1083.4279 | 0 | 0 | 0 | 0 | 0 | -9.9765 | -152.1498 | 119.7224 | 0 | 0 | 0 | 0 | 28.1561 | -94.9794 | -234.6836 | -517.6946 | 0.40602 | 0.342 | 0.42749 | 0.2585 | 11.432 | -32.4833 | -100.3244 | -133.8226
6 | 20 | 18 | 634.0393 | 646.1085 | 662.0055 | 675.8822 | 0 | 0 | 0 | 0 | 182.4408 | 236.072 | 0 | 0 | 0 | 0 | 0 | 0 | 409.503 | 408.1264 | 842.2157 | 850.7973 | 0 | 0 | 0 | 0 | 0 | -8.843 | -131.8469 | -20.497 | 0 | 0 | 0 | 0 | 42.0955 | 10.7531 | -48.3632 | -154.4181 | 0.4027 | 0.42494 | 0.41159 | 0.40375 | 16.9517 | 4.5694 | -19.9057 | -62.3461
6 | 20 | 19 | 611.1014 | 624.2713 | 641.2705 | 656.1063 | 0 | 0 | 0 | 0 | 209.2808 | 291.562 | 0 | 0 | 0 | 0 | 0 | 0 | 351.8442 | 266.3565 | 481.2392 | 481.6785 | 0 | 0 | 0 | 0 | 0 | 6.7241 | 79.8337 | 93.9539 | 0 | 0 | 0 | 0 | 49.9764 | 59.6286 | 80.1976 | 80.4739 | 0.40839 | 0.42225 | 0.40697 | 0.39265 | 20.4098 | 25.1781 | 32.638 | 31.5978
6 | 20 | 20 | 605.783 | 619.2819 | 636.5289 | 651.4734 | 0 | 0 | 0 | 0 | 217.241 | 313.7854 | 0 | 0 | 0 | 0 | 0 | 0 | 340.9786 | 184.6335 | 339.2191 | 339.2206 | 0 | 0 | 0 | 0 | 0 | 8.9427 | 3.2802 | 165.5029 | 0 | 0 | 0 | 0 | 47.5634 | 111.9203 | 294.0296 | 146.7498 | 0.40942 | 0.43553 | 0.40598 | 0.39629 | 19.4736 | 48.7445 | 119.3711 | 58.1553
6 | 20 | 21 | 596.3871 | 610.0374 | 627.3026 | 642.1352 | 0 | 0 | 0 | 0 | 218.3307 | 320.9094 | 0 | 0 | 0 | 0 | 0 | 0 | 307.4932 | 146.8477 | 327.4179 | 327.4179 | 0 | 0 | 0 | 0 | 0 | 18.2532 | 67.6467 | 113.3516 | 0 | 0 | 0 | 0 | 70.5633 | 124.0272 | 232.238 | 201.3657 | 0.4094 | 0.43476 | 0.40586 | 0.39679 | 28.8885 | 53.9224 | 94.2569 | 79.9003
6 | 20 | 22 | 543.5703 | 556.584 | 572.921 | 586.9358 | 0 | 0 | 0 | 0 | 213.2419 | 322.4024 | 0 | 0 | 0 | 0 | 0 | 0 | 279.1093 | 134.3576 | 351.1752 | 351.1752 | 0 | 0 | 0 | 0 | 0 | 35.9173 | 311.9684 | 132.0335 | 0 | 0 | 0 | 0 | 51.2191 | 63.9068 | -90.2226 | 103.727 | 0.40731 | 0.42231 | 0.40449 | 0.39511 | 20.8622 | 26.9885 | -36.4946 | 40.9838
6 | 20 | 23 | 498.0687 | 510.4816 | 525.9581 | 539.2117 | 0 | 0 | 0 | 0 | 206.4705 | 317.6349 | 0 | 0 | 0 | 0 | 0 | 0 | 243.1107 | 105.1696 | 327.7174 | 327.7174 | 0 | 0 | 0 | 0 | 0 | 42.8767 | 152.1545 | 91.5163 | 0 | 0 | 0 | 0 | 48.4875 | 44.8003 | 46.0862 | 119.978 | 0.40299 | 0.42067 | 0.40353 | 0.39408 | 19.5398 | 18.8463 | 18.5971 | 47.2811
6 | 20 | 24 | 454.2817 | 463.8592 | 475.9864 | 486.2336 | 0 | 0 | 0 | 0 | 199.1034 | 353.6485 | 0 | 0 | 0 | 0 | 0 | 0 | 234.6798 | 84.9034 | 299.6936 | 299.6936 | 0 | 0 | 0 | 0 | 0 | 11.3494 | 145.4558 | 317.5846 | 0 | 0 | 0 | 0 | 20.4984 | 13.9579 | 30.837 | -131.0446 | 0.40134 | 0.42366 | 0.4104 | 0.39542 | 8.2269 | 5.9134 | 12.6556 | -51.817
6 | 21 | 1 | 427.8566 | 434.7954 | 443.8306 | 451.2586 | 0 | 0 | 0 | 0 | 167.4908 | 332.1546 | 0 | 0 | 0 | 0 | 0 | 0 | 246.1453 | 85.3179 | 297.0995 | 297.0995 | 0 | 0 | 0 | 0 | 0 | 36.9502 | 144.5426 | 55.8787 | 0 | 0 | 0 | 0 | 14.2205 | -19.6273 | 2.1885 | 98.2804 | 0.4071 | 0.42843 | 0.41669 | 0.39372 | 5.7892 | -8.409 | 0.91192 | 38.6948
6 | 21 | 2 | 411.4241 | 416.0623 | 422.5073 | 427.6635 | 0 | 0 | 0 | 0 | 156.8169 | 362.1249 | 0 | 0 | 0 | 0 | 0 | 0 | 251.7527 | 104.4898 | 311.7921 | 311.7921 | 0 | 0 | 0 | 0 | 0 | 11.649 | 45.1615 | 31.017 | 0 | 0 | 0 | 0 | 2.8545 | -62.2014 | 65.5537 | 84.8544 | 0.40672 | 0.42869 | 0.41639 | 0.39335 | 1.161 | -26.6649 | 27.2956 | 33.3773
6 | 21 | 3 | 403.147 | 405.8136 | 410.0734 | 413.3245 | 0 | 0 | 0 | 0 | 157.2799 | 356.0294 | 0 | 0 | 0 | 0 | 0 | 0 | 256.5662 | 108.0294 | 312.3618 | 312.3618 | 0 | 0 | 0 | 0 | 0 | 10.2108 | 101.2972 | 14.8042 | 0 | 0 | 0 | 0 | -10.6992 | -68.4561 | -3.5856 | 86.1584 | 0.40558 | 0.42977 | 0.41648 | 0.39426 | -4.3394 | -29.4205 | -1.4933 | 33.9688
6 | 21 | 4 | 406.9044 | 407.7827 | 410.0769 | 411.5747 | 0 | 0 | 0 | 0 | 163.8353 | 320.1041 | 0 | 0 | 0 | 0 | 0 | 0 | 249.5558 | 112.1421 | 323.5569 | 323.5569 | 0 | 0 | 0 | 0 | 0 | 27.4344 | 159.7315 | 25.5469 | 0 | 0 | 0 | 0 | -6.4867 | -51.8981 | -73.2115 | 62.471 | 0.40646 | 0.42931 | 0.41675 | 0.39303 | -2.6366 | -22.2803 | -30.5111 | 24.5528
6 | 21 | 5 | 420.805 | 420.5158 | 421.5748 | 421.9691 | 0 | 0 | 0 | 0 | 178.4126 | 324.7482 | 0 | 0 | 0 | 0 | 0 | 0 | 221.8061 | 111.9576 | 332.3863 | 332.3868 | 0 | 0 | 0 | 0 | 0 | 32.2215 | 90.1326 | 44.1456 | 0 | 0 | 0 | 0 | 20.5862 | -48.4115 | -0.94414 | 45.4368 | 0.40796 | 0.42719 | 0.41626 | 0.3916 | 8.3984 | -20.6807 | -0.39301 | 17.793
6 | 21 | 6 | 440.6361 | 438.6651 | 437.9965 | 436.9074 | 0 | 0 | 0 | 0 | 202.906 | 304.5766 | 0 | 0 | 0 | 0 | 0 | 0 | 224.156 | 182.3341 | 498.6562 | 499.1009 | 0 | 0 | 0 | 0 | 0 | -8.0108 | -27.8499 | 21.6533 | 0 | 0 | 0 | 0 | 13.574 | -40.2347 | -32.8098 | -83.8468 | 0.40606 | 0.43154 | 0.41548 | 0.38797 | 5.5119 | -17.3628 | -13.6319 | -32.5298
6 | 21 | 7 | 475.4323 | 472.9855 | 472.1349 | 471.115 | 0 | 0 | 0 | 0 | 203.1427 | 263.109 | 0 | 0 | 0 | 0 | 0 | 0 | 213.9156 | 243.5879 | 719.8697 | 722.2184 | 0 | 0 | 0 | 0 | 0 | -10.7128 | -62.9311 | 18.1178 | 0 | 0 | 0 | 0 | 58.374 | -22.9987 | -184.8037 | -269.2212 | 0.39763 | 0.41039 | 0.41696 | 0.37762 | 23.2111 | -9.4385 | -77.0552 | -101.6636
6 | 21 | 8 | 518.569 | 516.7851 | 517.2427 | 517.8509 | 0 | 0 | 0 | 0 | 176.4844 | 236.8108 | 0 | 0 | 0 | 0 | 0 | 0 | 262.7225 | 362.5465 | 953.0072 | 968.5725 | 0 | 0 | 0 | 0 | 0 | -12.2582 | -116.046 | 257.5029 | 0 | 0 | 0 | 0 | 79.3622 | -70.3141 | -319.7184 | -708.2246 | 0.39542 | 0.54534 | 0.3925 | 0.14136 | 31.381 | -38.3448 | -125.4881 | -100.1174
6 | 21 | 9 | 548.8529 | 548.4751 | 551.002 | 553.9085 | 0 | 0 | 0 | 0 | 171.1633 | 232.1638 | 0 | 0 | 0 | 0 | 0 | 0 | 292.499 | 452.192 | 1082.0672 | 1111.3612 | 0 | 0 | 0 | 0 | 0 | -14.0075 | -144.4886 | -333.0218 | 0 | 0 | 0 | 0 | 85.1905 | -121.8733 | -386.5767 | -224.4309 | 0.3881 | 0.022118 | 0.022118 | 0.021036 | 33.0624 | -2.6956 | -8.5503 | -4.7212
6 | 21 | 10 | 587.346 | 587.8313 | 591.3991 | 595.1355 | 0 | 0 | 0 | 0 | 187.4455 | 230.7159 | 0 | 0 | 0 | 0 | 0 | 0 | 304.0431 | 506.5623 | 1139.7095 | 1178.9296 | 0 | 0 | 0 | 0 | 0 | -17.9031 | -107.4647 | -284.3266 | 0 | 0 | 0 | 0 | 95.8574 | -131.5438 | -440.8457 | -299.4675 | 0.39518 | 0.022118 | 0.022118 | 0.022118 | 37.8813 | -2.9095 | -9.7506 | -6.6235
6 | 21 | 11 | 605.2471 | 606.1968 | 610.0478 | 613.6669 | 0 | 0 | 0 | 0 | 166.7716 | 218.8795 | 0 | 0 | 0 | 0 | 0 | 0 | 318.0163 | 536.3444 | 1163.3956 | 1208.5964 | 0 | 0 | 0 | 0 | 0 | -51.3912 | -243.0486 | -300.5189 | 0 | 0 | 0 | 0 | 120.4592 | -97.6359 | -310.2993 | -294.4106 | 0.39679 | 0.022118 | 0.022118 | 0.022118 | 47.7973 | -2.1595 | -6.8632 | -6.5117
6 | 21 | 12 | 621.2051 | 622.8108 | 627.2278 | 631.0759 | 0 | 0 | 0 | 0 | 162.6225 | 216.8368 | 0 | 0 | 0 | 0 | 0 | 0 | 320.7417 | 542.9513 | 1157.7164 | 1205.8824 | 0 | 0 | 0 | 0 | 0 | -47.1716 | -346.0405 | -309.373 | 0 | 0 | 0 | 0 | 137.8408 | -89.8056 | -184.4482 | -265.4335 | 0.39234 | 0.022118 | 0.022118 | 0.022118 | 54.0809 | -1.9863 | -4.0796 | -5.8708
6 | 21 | 13 | 641.6356 | 644.6172 | 650.5403 | 655.6024 | 0 | 0 | 0 | 0 | 160.8151 | 217.636 | 0 | 0 | 0 | 0 | 0 | 0 | 322.8848 | 541.1351 | 1146.4661 | 1194.9151 | 0 | 0 | 0 | 0 | 0 | -46.5535 | -137.5279 | -333.1037 | 0 | 0 | 0 | 0 | 157.9357 | -67.6004 | -358.3979 | -206.209 | 0.39433 | 0.022118 | 0.022118 | 0.022118 | 62.2785 | -1.4952 | -7.927 | -4.5609
6 | 21 | 14 | 659.6179 | 663.9181 | 671.389 | 677.8416 | 0 | 0 | 0 | 0 | 157.8728 | 222.9631 | 0 | 0 | 0 | 0 | 0 | 0 | 345.1539 | 578.5696 | 1218.047 | 1265.0724 | 0 | 0 | 0 | 0 | 0 | -37.5913 | -199.2803 | -239.4618 | 0 | 0 | 0 | 0 | 156.5913 | -100.0233 | -347.3777 | -347.769 | 0.39259 | 0.022448 | 0.022118 | 0.021917 | 61.4759 | -2.2453 | -7.6833 | -7.6219
6 | 21 | 15 | 670.4745 | 675.9505 | 684.7289 | 692.2966 | 0 | 0 | 0 | 0 | 162.1482 | 219.6826 | 0 | 0 | 0 | 0 | 0 | 0 | 366.1076 | 581.2582 | 1248.2906 | 1290.8803 | 0 | 0 | 0 | 0 | 0 | -55.2078 | -198.5995 | -240.8088 | 0 | 0 | 0 | 0 | 142.2187 | -69.7825 | -364.9623 | -357.7748 | 0.38933 | 0.022983 | 0.021613 | 0.020742 | 55.3696 | -1.6038 | -7.8879 | -7.4208
6 | 21 | 16 | 674.3488 | 682.2673 | 693.7627 | 703.7451 | 0 | 0 | 0 | 0 | 160.6192 | 232.9707 | 0 | 0 | 0 | 0 | 0 | 0 | 358.5767 | 521.1478 | 1184.9597 | 1219.5642 | 0 | 0 | 0 | 0 | 0 | -16.2357 | -29.4136 | -144.2022 | 0 | 0 | 0 | 0 | 155.1529 | -55.6155 | -461.7833 | -371.617 | 0.39725 | 0.023616 | 0.020937 | 0.02146 | 61.6348 | -1.3134 | -9.6681 | -7.9751
6 | 21 | 17 | 664.4319 | 674.6516 | 688.6195 | 700.7648 | 0 | 0 | 0 | 0 | 165.6147 | 234.1637 | 0 | 0 | 0 | 0 | 0 | 0 | 336.5568 | 448.7145 | 1101.4997 | 1124.323 | 0 | 0 | 0 | 0 | 0 | -9.9765 | -152.1498 | 119.7224 | 0 | 0 | 0 | 0 | 162.2604 | 1.7501 | -260.7304 | -543.2805 | 0.40602 | 0.342 | 0.42749 | 0.2585 | 65.8812 | 0.59853 | -111.4591 | -140.4364
6 | 21 | 18 | 652.5489 | 665.224 | 681.8557 | 696.3679 | 0 | 0 | 0 | 0 | 182.4408 | 236.072 | 0 | 0 | 0 | 0 | 0 | 0 | 284.5942 | 315.4315 | 888.1742 | 896.7265 | 0 | 0 | 0 | 0 | 0 | -8.843 | -131.8469 | -20.497 | 0 | 0 | 0 | 0 | 185.5138 | 122.5635 | -74.4716 | -179.8615 | 0.4027 | 0.42494 | 0.41159 | 0.40375 | 74.7056 | 52.0818 | -30.6516 | -72.6188
6 | 21 | 19 | 632.1491 | 646.0079 | 663.8425 | 679.401 | 0 | 0 | 0 | 0 | 209.2808 | 291.562 | 0 | 0 | 0 | 0 | 0 | 0 | 242.5012 | 187.53 | 489.6169 | 490.1166 | 0 | 0 | 0 | 0 | 0 | 6.7241 | 79.8337 | 93.9539 | 0 | 0 | 0 | 0 | 180.367 | 160.1917 | 94.392 | 95.3306 | 0.40839 | 0.42225 | 0.40697 | 0.39265 | 73.6597 | 67.6408 | 38.4147 | 37.4312
6 | 21 | 20 | 630.8553 | 645.1749 | 663.417 | 679.2224 | 0 | 0 | 0 | 0 | 217.241 | 313.7854 | 0 | 0 | 0 | 0 | 0 | 0 | 256.367 | 145.685 | 387.8449 | 387.8466 | 0 | 0 | 0 | 0 | 0 | 8.9427 | 3.2802 | 165.5029 | 0 | 0 | 0 | 0 | 157.2472 | 176.7618 | 272.2919 | 125.8729 | 0.40942 | 0.43553 | 0.40598 | 0.39629 | 64.3807 | 76.9849 | 110.5459 | 49.882
6 | 21 | 21 | 620.1722 | 634.6011 | 652.8104 | 668.4597 | 0 | 0 | 0 | 0 | 218.3307 | 320.9094 | 0 | 0 | 0 | 0 | 0 | 0 | 257.5219 | 143.6837 | 391.7108 | 391.7108 | 0 | 0 | 0 | 0 | 0 | 18.2532 | 67.6467 | 113.3516 | 0 | 0 | 0 | 0 | 144.3196 | 151.7549 | 193.4529 | 163.3973 | 0.4094 | 0.43476 | 0.40586 | 0.39679 | 59.0842 | 65.9774 | 78.5154 | 64.8348
6 | 21 | 22 | 560.8653 | 574.4451 | 591.4686 | 606.0772 | 0 | 0 | 0 | 0 | 213.2419 | 322.4024 | 0 | 0 | 0 | 0 | 0 | 0 | 265.1776 | 135.6227 | 372.9002 | 372.9002 | 0 | 0 | 0 | 0 | 0 | 35.9173 | 311.9684 | 132.0335 | 0 | 0 | 0 | 0 | 82.4457 | 80.5028 | -93.4 | 101.1434 | 0.40731 | 0.42231 | 0.40449 | 0.39511 | 33.5812 | 33.9972 | -37.7798 | 39.9629
6 | 21 | 23 | 502.4922 | 515.0498 | 530.7019 | 544.1074 | 0 | 0 | 0 | 0 | 206.4705 | 317.6349 | 0 | 0 | 0 | 0 | 0 | 0 | 268.0124 | 128.5527 | 351.387 | 351.387 | 0 | 0 | 0 | 0 | 0 | 42.8767 | 152.1545 | 91.5163 | 0 | 0 | 0 | 0 | 28.0093 | 25.9854 | 27.1604 | 101.2041 | 0.40299 | 0.42067 | 0.40353 | 0.39408 | 11.2873 | 10.9314 | 10.96 | 39.8826
6 | 21 | 24 | 458.8864 | 468.6147 | 480.9247 | 491.33 | 0 | 0 | 0 | 0 | 199.1034 | 353.6485 | 0 | 0 | 0 | 0 | 0 | 0 | 255.029 | 111.4998 | 328.4699 | 328.4699 | 0 | 0 | 0 | 0 | 0 | 11.3494 | 145.4558 | 317.5846 | 0 | 0 | 0 | 0 | 4.754 | -7.883 | 6.999 | -154.7245 | 0.40134 | 0.42366 | 0.4104 | 0.39542 | 1.908 | -3.3397 | 2.8724 | -61.1804
6 | 22 | 1 | 432.4795 | 439.5696 | 448.7882 | 456.375 | 0 | 0 | 0 | 0 | 167.4908 | 332.1546 | 0 | 0 | 0 | 0 | 0 | 0 | 252.2672 | 113.2172 | 333.4506 | 333.4506 | 0 | 0 | 0 | 0 | 0 | 36.9502 | 144.5426 | 55.8787 | 0 | 0 | 0 | 0 | 12.7215 | -42.7524 | -29.2049 | 67.0458 | 0.4071 | 0.42843 | 0.41669 | 0.39372 | 5.179 | -18.3165 | -12.1694 | 26.3972
6 | 22 | 2 | 414.2341 | 418.9642 | 425.5208 | 430.7735 | 0 | 0 | 0 | 0 | 156.8169 | 362.1249 | 0 | 0 | 0 | 0 | 0 | 0 | 235.6719 | 108.018 | 331.5369 | 331.5369 | 0 | 0 | 0 | 0 | 0 | 11.649 | 45.1615 | 31.017 | 0 | 0 | 0 | 0 | 21.7453 | -62.8276 | 48.8224 | 68.2196 | 0.40672 | 0.42869 | 0.41639 | 0.39335 | 8.8442 | -26.9334 | 20.3289 | 26.8341
6 | 22 | 3 | 401.8961 | 404.5218 | 408.732 | 411.94 | 0 | 0 | 0 | 0 | 157.2799 | 356.0294 | 0 | 0 | 0 | 0 | 0 | 0 | 204.5292 | 79.9571 | 307.7144 | 307.7144 | 0 | 0 | 0 | 0 | 0 | 10.2108 | 101.2972 | 14.8042 | 0 | 0 | 0 | 0 | 40.087 | -41.6755 | -0.27973 | 89.4213 | 0.40558 | 0.42977 | 0.41648 | 0.39426 | 16.2585 | -17.911 | -0.1165 | 35.2552
6 | 22 | 4 | 406.288 | 407.1461 | 409.4159 | 410.8926 | 0 | 0 | 0 | 0 | 163.8353 | 320.1041 | 0 | 0 | 0 | 0 | 0 | 0 | 185.0534 | 81.6525 | 326.6811 | 326.6811 | 0 | 0 | 0 | 0 | 0 | 27.4344 | 159.7315 | 25.5469 | 0 | 0 | 0 | 0 | 57.3993 | -22.045 | -76.9967 | 58.6646 | 0.40646 | 0.42931 | 0.41675 | 0.39303 | 23.3304 | -9.4641 | -32.0886 | 23.0568
6 | 22 | 5 | 416.8892 | 416.4717 | 417.3753 | 417.6352 | 0 | 0 | 0 | 0 | 178.4126 | 324.7482 | 0 | 0 | 0 | 0 | 0 | 0 | 159.4885 | 96.2193 | 373.5107 | 373.5113 | 0 | 0 | 0 | 0 | 0 | 32.2215 | 90.1326 | 44.1456 | 0 | 0 | 0 | 0 | 78.988 | -36.7173 | -46.268 | -0.021613 | 0.40796 | 0.42719 | 0.41626 | 0.3916 | 32.2241 | -15.6851 | -19.2594 | -0.0084637
6 | 22 | 6 | 436.5208 | 434.4152 | 433.5832 | 432.3528 | 0 | 0 | 0 | 0 | 202.906 | 304.5766 | 0 | 0 | 0 | 0 | 0 | 0 | 167.2724 | 183.6795 | 581.5085 | 581.958 | 0 | 0 | 0 | 0 | 0 | -8.0108 | -27.8499 | 21.6533 | 0 | 0 | 0 | 0 | 66.3424 | -45.8301 | -120.0754 | -171.2586 | 0.40606 | 0.43154 | 0.41548 | 0.38797 | 26.9391 | -19.7775 | -49.8891 | -66.4426
6 | 22 | 7 | 480.3633 | 478.078 | 477.4231 | 476.5725 | 0 | 0 | 0 | 0 | 203.1427 | 263.109 | 0 | 0 | 0 | 0 | 0 | 0 | 164.2591 | 261.6729 | 836.181 | 838.4859 | 0 | 0 | 0 | 0 | 0 | -10.7128 | -62.9311 | 18.1178 | 0 | 0 | 0 | 0 | 112.9615 | -35.9913 | -295.8268 | -380.0311 | 0.39763 | 0.41039 | 0.41696 | 0.37762 | 44.9165 | -14.7705 | -123.3471 | -143.5078
6 | 22 | 8 | 524.2253 | 522.6264 | 523.3086 | 524.111 | 0 | 0 | 0 | 0 | 176.4844 | 236.8108 | 0 | 0 | 0 | 0 | 0 | 0 | 217.1156 | 372.4725 | 1027.3874 | 1042.6816 | 0 | 0 | 0 | 0 | 0 | -12.2582 | -116.046 | 257.5029 | 0 | 0 | 0 | 0 | 130.6253 | -74.3987 | -388.0328 | -776.0735 | 0.39542 | 0.54534 | 0.3925 | 0.14136 | 51.6513 | -40.5723 | -152.3012 | -109.7088
6 | 22 | 9 | 564.8788 | 565.0256 | 568.1886 | 571.6454 | 0 | 0 | 0 | 0 | 171.1633 | 232.1638 | 0 | 0 | 0 | 0 | 0 | 0 | 266.7976 | 452.1885 | 1105.11 | 1133.7929 | 0 | 0 | 0 | 0 | 0 | -14.0075 | -144.4886 | -333.0218 | 0 | 0 | 0 | 0 | 126.918 | -105.3192 | -392.4328 | -229.1258 | 0.3881 | 0.022118 | 0.022118 | 0.021036 | 49.2569 | -2.3294 | -8.6798 | -4.8199
6 | 22 | 10 | 597.1356 | 597.9414 | 601.8977 | 605.9703 | 0 | 0 | 0 | 0 | 187.4455 | 230.7159 | 0 | 0 | 0 | 0 | 0 | 0 | 296.9106 | 502.0812 | 1160.2394 | 1198.6151 | 0 | 0 | 0 | 0 | 0 | -17.9031 | -107.4647 | -284.3266 | 0 | 0 | 0 | 0 | 112.7795 | -116.9526 | -450.8769 | -308.3182 | 0.39518 | 0.022118 | 0.022118 | 0.022118 | 44.5686 | -2.5867 | -9.9724 | -6.8193
6 | 22 | 11 | 615.3993 | 616.6813 | 620.9352 | 624.903 | 0 | 0 | 0 | 0 | 166.7716 | 218.8795 | 0 | 0 | 0 | 0 | 0 | 0 | 322.2004 | 538.695 | 1193.1922 | 1237.5048 | 0 | 0 | 0 | 0 | 0 | -51.3912 | -243.0486 | -300.5189 | 0 | 0 | 0 | 0 | 126.4274 | -89.502 | -329.2083 | -312.0829 | 0.39679 | 0.022118 | 0.022118 | 0.022118 | 50.1654 | -1.9796 | -7.2814 | -6.9026
6 | 22 | 12 | 628.6017 | 630.4496 | 635.1601 | 639.2621 | 0 | 0 | 0 | 0 | 162.6225 | 216.8368 | 0 | 0 | 0 | 0 | 0 | 0 | 335.7959 | 568.7398 | 1230.5882 | 1277.5828 | 0 | 0 | 0 | 0 | 0 | -47.1716 | -346.0405 | -309.373 | 0 | 0 | 0 | 0 | 130.1832 | -107.9554 | -249.3877 | -328.9476 | 0.39234 | 0.022118 | 0.022118 | 0.022118 | 51.0765 | -2.3877 | -5.5159 | -7.2756
6 | 22 | 13 | 650.0655 | 653.3231 | 659.5808 | 664.9324 | 0 | 0 | 0 | 0 | 160.8151 | 217.636 | 0 | 0 | 0 | 0 | 0 | 0 | 349.8476 | 570.0634 | 1250.7899 | 1297.8096 | 0 | 0 | 0 | 0 | 0 | -46.5535 | -137.5279 | -333.1037 | 0 | 0 | 0 | 0 | 139.4029 | -87.8229 | -453.6813 | -299.7736 | 0.39433 | 0.022118 | 0.022118 | 0.022118 | 54.9705 | -1.9424 | -10.0345 | -6.6303
6 | 22 | 14 | 667.9028 | 672.4742 | 680.274 | 687.0111 | 0 | 0 | 0 | 0 | 157.8728 | 222.9631 | 0 | 0 | 0 | 0 | 0 | 0 | 354.7956 | 569.9694 | 1291.8571 | 1336.6107 | 0 | 0 | 0 | 0 | 0 | -37.5913 | -199.2803 | -239.4618 | 0 | 0 | 0 | 0 | 155.2345 | -82.867 | -412.3028 | -410.1379 | 0.39259 | 0.022448 | 0.022118 | 0.021917 | 60.9432 | -1.8602 | -9.1193 | -8.9888
6 | 22 | 15 | 679.2126 | 684.9747 | 694.0999 | 701.9677 | 0 | 0 | 0 | 0 | 162.1482 | 219.6826 | 0 | 0 | 0 | 0 | 0 | 0 | 360.5241 | 517.357 | 1221.8441 | 1261.9137 | 0 | 0 | 0 | 0 | 0 | -55.2078 | -198.5995 | -240.8088 | 0 | 0 | 0 | 0 | 156.5403 | 3.1428 | -329.1447 | -319.1373 | 0.38933 | 0.022983 | 0.021613 | 0.020742 | 60.9454 | 0.072233 | -7.1138 | -6.6194
6 | 22 | 16 | 682.0536 | 690.2243 | 702.0255 | 712.2724 | 0 | 0 | 0 | 0 | 160.6192 | 232.9707 | 0 | 0 | 0 | 0 | 0 | 0 | 358.2155 | 474.3409 | 1168.2318 | 1200.388 | 0 | 0 | 0 | 0 | 0 | -16.2357 | -29.4136 | -144.2022 | 0 | 0 | 0 | 0 | 163.2189 | -0.85156 | -436.7926 | -343.9133 | 0.39725 | 0.023616 | 0.020937 | 0.02146 | 64.8391 | -0.02011 | -9.1449 | -7.3805
6 | 22 | 17 | 672.1548 | 682.6274 | 696.9018 | 709.3123 | 0 | 0 | 0 | 0 | 165.6147 | 234.1637 | 0 | 0 | 0 | 0 | 0 | 0 | 351.4827 | 425.1697 | 1091.1813 | 1112.6036 | 0 | 0 | 0 | 0 | 0 | -9.9765 | -152.1498 | 119.7224 | 0 | 0 | 0 | 0 | 155.0574 | 33.2706 | -242.1298 | -523.0138 | 0.40602 | 0.342 | 0.42749 | 0.2585 | 62.9566 | 11.3786 | -103.5076 | -135.1975
6 | 22 | 18 | 655.939 | 668.7251 | 685.4913 | 700.12 | 0 | 0 | 0 | 0 | 182.4408 | 236.072 | 0 | 0 | 0 | 0 | 0 | 0 | 308.3032 | 300.4275 | 856.8572 | 864.5605 | 0 | 0 | 0 | 0 | 0 | -8.843 | -131.8469 | -20.497 | 0 | 0 | 0 | 0 | 165.195 | 141.0686 | -39.519 | -143.9435 | 0.4027 | 0.42494 | 0.41159 | 0.40375 | 66.5233 | 59.9454 | -16.2655 | -58.117
6 | 22 | 19 | 632.8742 | 646.7568 | 664.6202 | 680.2036 | 0 | 0 | 0 | 0 | 209.2808 | 291.562 | 0 | 0 | 0 | 0 | 0 | 0 | 276.7386 | 221.6071 | 558.3847 | 558.768 | 0 | 0 | 0 | 0 | 0 | 6.7241 | 79.8337 | 93.9539 | 0 | 0 | 0 | 0 | 146.8548 | 126.8635 | 26.4019 | 27.4817 | 0.40839 | 0.42225 | 0.40697 | 0.39265 | 59.9738 | 53.568 | 10.7448 | 10.7906
6 | 22 | 20 | 628.0272 | 642.2542 | 660.3841 | 676.0923 | 0 | 0 | 0 | 0 | 217.241 | 313.7854 | 0 | 0 | 0 | 0 | 0 | 0 | 270.3135 | 144.404 | 374.1677 | 374.1691 | 0 | 0 | 0 | 0 | 0 | 8.9427 | 3.2802 | 165.5029 | 0 | 0 | 0 | 0 | 140.4727 | 175.1221 | 282.9361 | 136.4203 | 0.40942 | 0.43553 | 0.40598 | 0.39629 | 57.5128 | 76.2707 | 114.8673 | 54.0618
6 | 22 | 21 | 611.0534 | 625.1838 | 643.0311 | 658.3673 | 0 | 0 | 0 | 0 | 218.3307 | 320.9094 | 0 | 0 | 0 | 0 | 0 | 0 | 280.5831 | 129.0753 | 336.8293 | 336.8293 | 0 | 0 | 0 | 0 | 0 | 18.2532 | 67.6467 | 113.3516 | 0 | 0 | 0 | 0 | 112.1396 | 156.9459 | 238.5552 | 208.1864 | 0.4094 | 0.43476 | 0.40586 | 0.39679 | 45.9098 | 68.2343 | 96.8208 | 82.6068
6 | 22 | 22 | 562.7507 | 576.3923 | 593.4905 | 608.1639 | 0 | 0 | 0 | 0 | 213.2419 | 322.4024 | 0 | 0 | 0 | 0 | 0 | 0 | 289.6158 | 142.4655 | 348.9484 | 348.9484 | 0 | 0 | 0 | 0 | 0 | 35.9173 | 311.9684 | 132.0335 | 0 | 0 | 0 | 0 | 59.893 | 75.6071 | -67.4262 | 127.1819 | 0.40731 | 0.42231 | 0.40449 | 0.39511 | 24.3952 | 31.9297 | -27.2736 | 50.2511
6 | 22 | 23 | 511.6654 | 524.5233 | 540.5395 | 554.26 | 0 | 0 | 0 | 0 | 206.4705 | 317.6349 | 0 | 0 | 0 | 0 | 0 | 0 | 284.7791 | 169.0283 | 396.5521 | 396.5521 | 0 | 0 | 0 | 0 | 0 | 42.8767 | 152.1545 | 91.5163 | 0 | 0 | 0 | 0 | 20.4158 | -5.0166 | -8.1671 | 66.1916 | 0.40299 | 0.42067 | 0.40353 | 0.39408 | 8.2273 | -2.1104 | -3.2956 | 26.0849
6 | 22 | 24 | 468.4766 | 478.5188 | 491.2094 | 501.944 | 0 | 0 | 0 | 0 | 199.1034 | 353.6485 | 0 | 0 | 0 | 0 | 0 | 0 | 274.9918 | 158.7453 | 372.4019 | 372.4019 | 0 | 0 | 0 | 0 | 0 | 11.3494 | 145.4558 | 317.5846 | 0 | 0 | 0 | 0 | -5.6187 | -45.2244 | -26.6483 | -188.0425 | 0.40134 | 0.42366 | 0.4104 | 0.39542 | -2.255 | -19.1597 | -10.9366 | -74.3549
6 | 23 | 1 | 435.3982 | 442.5839 | 451.9184 | 459.6054 | 0 | 0 | 0 | 0 | 167.4908 | 332.1546 | 0 | 0 | 0 | 0 | 0 | 0 | 275.4424 | 151.9603 | 352.2218 | 352.2218 | 0 | 0 | 0 | 0 | 0 | 36.9502 | 144.5426 | 55.8787 | 0 | 0 | 0 | 0 | -7.535 | -78.4813 | -44.8459 | 51.5049 | 0.4071 | 0.42843 | 0.41669 | 0.39372 | -3.0675 | -33.624 | -18.6868 | 20.2784
6 | 23 | 2 | 414.9411 | 419.6944 | 426.279 | 431.556 | 0 | 0 | 0 | 0 | 156.8169 | 362.1249 | 0 | 0 | 0 | 0 | 0 | 0 | 271.0165 | 133.8865 | 338.0405 | 338.0405 | 0 | 0 | 0 | 0 | 0 | 11.649 | 45.1615 | 31.017 | 0 | 0 | 0 | 0 | -12.8922 | -87.9659 | 43.077 | 62.4985 | 0.40672 | 0.42869 | 0.41639 | 0.39335 | -5.2435 | -37.7098 | 17.9366 | 24.5837
6 | 23 | 3 | 400.5727 | 403.1551 | 407.3127 | 410.4753 | 0 | 0 | 0 | 0 | 157.2799 | 356.0294 | 0 | 0 | 0 | 0 | 0 | 0 | 275.2706 | 131.4977 | 335.7337 | 335.7337 | 0 | 0 | 0 | 0 | 0 | 10.2108 | 101.2972 | 14.8042 | 0 | 0 | 0 | 0 | -31.9779 | -94.5829 | -29.7182 | 59.9374 | 0.40558 | 0.42977 | 0.41648 | 0.39426 | -12.9696 | -40.649 | -12.3772 | 23.6309
6 | 23 | 4 | 399.9247 | 400.5746 | 402.5918 | 403.85 | 0 | 0 | 0 | 0 | 163.8353 | 320.1041 | 0 | 0 | 0 | 0 | 0 | 0 | 250.5845 | 113.5526 | 308.026 | 308.026 | 0 | 0 | 0 | 0 | 0 | 27.4344 | 159.7315 | 25.5469 | 0 | 0 | 0 | 0 | -14.4951 | -60.5166 | -65.1657 | 70.2771 | 0.40646 | 0.42931 | 0.41675 | 0.39303 | -5.8916 | -25.9804 | -27.1581 | 27.6208
6 | 23 | 5 | 406.1569 | 405.3881 | 405.8657 | 405.7571 | 0 | 0 | 0 | 0 | 178.4126 | 324.7482 | 0 | 0 | 0 | 0 | 0 | 0 | 200.9766 | 94.8365 | 297.4285 | 297.429 | 0 | 0 | 0 | 0 | 0 | 32.2215 | 90.1326 | 44.1456 | 0 | 0 | 0 | 0 | 26.7677 | -46.4181 | 18.3046 | 64.1825 | 0.40796 | 0.42719 | 0.41626 | 0.3916 | 10.9202 | -19.8292 | 7.6194 | 25.1339
6 | 23 | 6 | 401.5502 | 398.2998 | 396.0798 | 393.6486 | 0 | 0 | 0 | 0 | 202.906 | 304.5766 | 0 | 0 | 0 | 0 | 0 | 0 | 223.2692 | 182.1531 | 432.1892 | 432.6369 | 0 | 0 | 0 | 0 | 0 | -8.0108 | -27.8499 | 21.6533 | 0 | 0 | 0 | 0 | -24.625 | -80.4191 | -8.2595 | -60.6416 | 0.40606 | 0.43154 | 0.41548 | 0.38797 | -9.9993 | -34.704 | -3.4317 | -23.5269
6 | 23 | 7 | 424.1819 | 420.0575 | 417.1727 | 414.393 | 0 | 0 | 0 | 0 | 203.1427 | 263.109 | 0 | 0 | 0 | 0 | 0 | 0 | 237.5307 | 277.1961 | 692.5524 | 694.9358 | 0 | 0 | 0 | 0 | 0 | -10.7128 | -62.9311 | 18.1178 | 0 | 0 | 0 | 0 | -16.4915 | -109.5349 | -212.4486 | -298.6606 | 0.39763 | 0.41039 | 0.41696 | 0.37762 | -6.5574 | -44.9522 | -88.5819 | -112.7805
6 | 23 | 8 | 459.8677 | 456.1622 | 454.2899 | 452.8824 | 0 | 0 | 0 | 0 | 176.4844 | 236.8108 | 0 | 0 | 0 | 0 | 0 | 0 | 275.0958 | 392.4801 | 934.9041 | 950.007 | 0 | 0 | 0 | 0 | 0 | -12.2582 | -116.046 | 257.5029 | 0 | 0 | 0 | 0 | 8.2875 | -160.8706 | -364.5682 | -754.6275 | 0.39542 | 0.54534 | 0.3925 | 0.14136 | 3.277 | -87.7286 | -143.0915 | -106.6771
6 | 23 | 9 | 494.1762 | 492.0085 | 492.3652 | 493.3943 | 0 | 0 | 0 | 0 | 171.1633 | 232.1638 | 0 | 0 | 0 | 0 | 0 | 0 | 299.995 | 469.9209 | 1038.6149 | 1066.5863 | 0 | 0 | 0 | 0 | 0 | -14.0075 | -144.4886 | -333.0218 | 0 | 0 | 0 | 0 | 23.0178 | -196.0687 | -401.7611 | -240.1702 | 0.3881 | 0.022118 | 0.022118 | 0.021036 | 8.9332 | -4.3366 | -8.8861 | -5.0523
6 | 23 | 10 | 526.4511 | 524.943 | 526.0938 | 527.7393 | 0 | 0 | 0 | 0 | 187.4455 | 230.7159 | 0 | 0 | 0 | 0 | 0 | 0 | 312.4621 | 522.3613 | 1089.1115 | 1126.8376 | 0 | 0 | 0 | 0 | 0 | -17.9031 | -107.4647 | -284.3266 | 0 | 0 | 0 | 0 | 26.5435 | -210.2312 | -455.553 | -314.7718 | 0.39518 | 0.022118 | 0.022118 | 0.022118 | 10.4896 | -4.6498 | -10.0759 | -6.962
6 | 23 | 11 | 544.5516 | 543.5145 | 544.9564 | 546.4914 | 0 | 0 | 0 | 0 | 166.7716 | 218.8795 | 0 | 0 | 0 | 0 | 0 | 0 | 322.5518 | 552.8255 | 1115.7924 | 1159.7449 | 0 | 0 | 0 | 0 | 0 | -51.3912 | -243.0486 | -300.5189 | 0 | 0 | 0 | 0 | 55.2282 | -176.7994 | -327.7874 | -312.7346 | 0.39679 | 0.022118 | 0.022118 | 0.022118 | 21.9141 | -3.9104 | -7.25 | -6.917
6 | 23 | 12 | 563.5371 | 563.2551 | 565.3831 | 567.2511 | 0 | 0 | 0 | 0 | 162.6225 | 216.8368 | 0 | 0 | 0 | 0 | 0 | 0 | 360.9829 | 586.986 | 1155.6339 | 1203.0313 | 0 | 0 | 0 | 0 | 0 | -47.1716 | -346.0405 | -309.373 | 0 | 0 | 0 | 0 | 39.9316 | -193.396 | -244.2103 | -326.4072 | 0.39234 | 0.022118 | 0.022118 | 0.022118 | 15.6669 | -4.2775 | -5.4014 | -7.2194
6 | 23 | 13 | 573.9967 | 574.7642 | 578.0026 | 580.7422 | 0 | 0 | 0 | 0 | 160.8151 | 217.636 | 0 | 0 | 0 | 0 | 0 | 0 | 411.4005 | 637.7626 | 1193.0093 | 1240.8233 | 0 | 0 | 0 | 0 | 0 | -46.5535 | -137.5279 | -333.1037 | 0 | 0 | 0 | 0 | 1.7812 | -234.0809 | -477.4789 | -326.9774 | 0.39433 | 0.022118 | 0.022118 | 0.022118 | 0.70237 | -5.1773 | -10.5608 | -7.232
6 | 23 | 14 | 579.4701 | 581.1467 | 585.4364 | 589.137 | 0 | 0 | 0 | 0 | 157.8728 | 222.9631 | 0 | 0 | 0 | 0 | 0 | 0 | 443.552 | 673.5187 | 1266.3603 | 1311.7261 | 0 | 0 | 0 | 0 | 0 | -37.5913 | -199.2803 | -239.4618 | 0 | 0 | 0 | 0 | -21.9547 | -277.7439 | -481.6436 | -483.1273 | 0.39259 | 0.022448 | 0.022118 | 0.021917 | -8.6191 | -6.2347 | -10.6529 | -10.5885
6 | 23 | 15 | 588.4594 | 591.2507 | 596.7738 | 601.5254 | 0 | 0 | 0 | 0 | 162.1482 | 219.6826 | 0 | 0 | 0 | 0 | 0 | 0 | 453.068 | 656.2001 | 1264.5993 | 1305.5466 | 0 | 0 | 0 | 0 | 0 | -55.2078 | -198.5995 | -240.8088 | 0 | 0 | 0 | 0 | -26.7568 | -229.4242 | -469.226 | -463.2124 | 0.38933 | 0.022983 | 0.021613 | 0.020742 | -10.4171 | -5.273 | -10.1414 | -9.6077
6 | 23 | 16 | 593.1495 | 598.41 | 606.6825 | 613.8767 | 0 | 0 | 0 | 0 | 160.6192 | 232.9707 | 0 | 0 | 0 | 0 | 0 | 0 | 472.7021 | 621.0993 | 1226.5074 | 1260.8878 | 0 | 0 | 0 | 0 | 0 | -16.2357 | -29.4136 | -144.2022 | 0 | 0 | 0 | 0 | -40.1717 | -239.4243 | -590.4113 | -502.8089 | 0.39725 | 0.023616 | 0.020937 | 0.02146 | -15.9583 | -5.6542 | -12.3612 | -10.7905
6 | 23 | 17 | 590.4116 | 598.2084 | 609.2383 | 618.842 | 0 | 0 | 0 | 0 | 165.6147 | 234.1637 | 0 | 0 | 0 | 0 | 0 | 0 | 474.699 | 562.5931 | 1149.695 | 1172.3514 | 0 | 0 | 0 | 0 | 0 | -9.9765 | -152.1498 | 119.7224 | 0 | 0 | 0 | 0 | -49.902 | -188.5718 | -388.3069 | -673.2319 | 0.40602 | 0.342 | 0.42749 | 0.2585 | -20.2613 | -64.4922 | -165.9966 | -174.0285
6 | 23 | 18 | 578.7462 | 589.0054 | 602.7078 | 614.6858 | 0 | 0 | 0 | 0 | 182.4408 | 236.072 | 0 | 0 | 0 | 0 | 0 | 0 | 446.6307 | 407.1455 | 863.93 | 872.5859 | 0 | 0 | 0 | 0 | 0 | -8.843 | -131.8469 | -20.497 | 0 | 0 | 0 | 0 | -50.3254 | -45.3691 | -129.3753 | -237.403 | 0.4027 | 0.42494 | 0.41159 | 0.40375 | -20.2658 | -19.279 | -53.2492 | -95.8511
6 | 23 | 19 | 558.8359 | 570.2948 | 585.2195 | 598.2606 | 0 | 0 | 0 | 0 | 209.2808 | 291.562 | 0 | 0 | 0 | 0 | 0 | 0 | 394.5313 | 261.3485 | 453.1783 | 453.6173 | 0 | 0 | 0 | 0 | 0 | 6.7241 | 79.8337 | 93.9539 | 0 | 0 | 0 | 0 | -44.9763 | 10.6601 | 52.2076 | 50.6894 | 0.40839 | 0.42225 | 0.40697 | 0.39265 | -18.3678 | 4.5012 | 21.2469 | 19.903
6 | 23 | 20 | 559.2824 | 571.2591 | 586.6605 | 600.0082 | 0 | 0 | 0 | 0 | 217.241 | 313.7854 | 0 | 0 | 0 | 0 | 0 | 0 | 370.7688 | 196.4461 | 336.3811 | 336.3828 | 0 | 0 | 0 | 0 | 0 | 8.9427 | 3.2802 | 165.5029 | 0 | 0 | 0 | 0 | -28.7274 | 52.085 | 246.9991 | 98.1225 | 0.40942 | 0.43553 | 0.40598 | 0.39629 | -11.7617 | 22.6845 | 100.2775 | 38.8848
6 | 23 | 21 | 552.7872 | 565.0102 | 580.5449 | 593.8804 | 0 | 0 | 0 | 0 | 218.3307 | 320.9094 | 0 | 0 | 0 | 0 | 0 | 0 | 346.3512 | 162.8218 | 310.991 | 310.991 | 0 | 0 | 0 | 0 | 0 | 18.2532 | 67.6467 | 113.3516 | 0 | 0 | 0 | 0 | -11.8947 | 63.0259 | 201.9072 | 169.5378 | 0.4094 | 0.43476 | 0.40586 | 0.39679 | -4.8697 | 27.4013 | 81.9467 | 67.2713
6 | 23 | 22 | 516.939 | 529.0809 | 544.3609 | 557.4612 | 0 | 0 | 0 | 0 | 213.2419 | 322.4024 | 0 | 0 | 0 | 0 | 0 | 0 | 302.3509 | 135.0897 | 310.0297 | 310.0297 | 0 | 0 | 0 | 0 | 0 | 35.9173 | 311.9684 | 132.0335 | 0 | 0 | 0 | 0 | 1.3461 | 35.6716 | -77.6372 | 115.3979 | 0.40731 | 0.42231 | 0.40449 | 0.39511 | 0.54829 | 15.0645 | -31.4038 | 45.5951
6 | 23 | 23 | 473.9754 | 485.5996 | 500.1198 | 512.5461 | 0 | 0 | 0 | 0 | 206.4705 | 317.6349 | 0 | 0 | 0 | 0 | 0 | 0 | 278.7157 | 122.6882 | 317.0052 | 317.0052 | 0 | 0 | 0 | 0 | 0 | 42.8767 | 152.1545 | 91.5163 | 0 | 0 | 0 | 0 | -11.2108 | 2.3998 | 30.9602 | 104.0247 | 0.40299 | 0.42067 | 0.40353 | 0.39408 | -4.5178 | 1.0095 | 12.4933 | 40.9942
6 | 23 | 24 | 437.4218 | 446.4474 | 457.9055 | 467.5738 | 0 | 0 | 0 | 0 | 199.1034 | 353.6485 | 0 | 0 | 0 | 0 | 0 | 0 | 275.5862 | 118.3701 | 312.4895 | 312.4895 | 0 | 0 | 0 | 0 | 0 | 11.3494 | 145.4558 | 317.5846 | 0 | 0 | 0 | 0 | -37.2678 | -36.9206 | -0.039873 | -162.5004 | 0.40134 | 0.42366 | 0.4104 | 0.39542 | -14.9572 | -15.6417 | -0.016364 | -64.2551
6 | 24 | 1 | 405.9388 | 412.1601 | 420.3253 | 427.0008 | 0 | 0 | 0 | 0 | 167.4908 | 332.1546 | 0 | 0 | 0 | 0 | 0 | 0 | 274.9543 | 119.18 | 310.3835 | 310.3835 | 0 | 0 | 0 | 0 | 0 | 36.9502 | 144.5426 | 55.8787 | 0 | 0 | 0 | 0 | -36.5063 | -76.1247 | -34.6007 | 60.7386 | 0.4071 | 0.42843 | 0.41669 | 0.39372 | -14.8619 | -32.6143 | -14.4177 | 23.9139
6 | 24 | 2 | 392.9145 | 396.9468 | 402.6571 | 407.1777 | 0 | 0 | 0 | 0 | 156.8169 | 362.1249 | 0 | 0 | 0 | 0 | 0 | 0 | 259.0036 | 125.9125 | 330.4519 | 330.4519 | 0 | 0 | 0 | 0 | 0 | 11.649 | 45.1615 | 31.017 | 0 | 0 | 0 | 0 | -22.906 | -102.7396 | 27.0437 | 45.7088 | 0.40672 | 0.42869 | 0.41639 | 0.39335 | -9.3162 | -44.0431 | 11.2606 | 17.9795
6 | 24 | 3 | 382.5707 | 384.5638 | 388.0069 | 390.5514 | 0 | 0 | 0 | 0 | 157.2799 | 356.0294 | 0 | 0 | 0 | 0 | 0 | 0 | 239.4825 | 122.0668 | 340.2082 | 340.2082 | 0 | 0 | 0 | 0 | 0 | 10.2108 | 101.2972 | 14.8042 | 0 | 0 | 0 | 0 | -14.1917 | -103.7432 | -53.4986 | 35.5389 | 0.40558 | 0.42977 | 0.41648 | 0.39426 | -5.7559 | -44.5859 | -22.2813 | 14.0115
6 | 24 | 4 | 377.9344 | 377.8644 | 379.0088 | 379.5119 | 0 | 0 | 0 | 0 | 163.8353 | 320.1041 | 0 | 0 | 0 | 0 | 0 | 0 | 243.8907 | 113.0077 | 309.9539 | 309.9539 | 0 | 0 | 0 | 0 | 0 | 27.4344 | 159.7315 | 25.5469 | 0 | 0 | 0 | 0 | -29.7917 | -82.6819 | -90.6767 | 44.0111 | 0.40646 | 0.42931 | 0.41675 | 0.39303 | -12.1091 | -35.4961 | -37.7898 | 17.2976
6 | 24 | 5 | 376.3167 | 374.5712 | 373.8644 | 372.7311 | 0 | 0 | 0 | 0 | 178.4126 | 324.7482 | 0 | 0 | 0 | 0 | 0 | 0 | 235.512 | 100.215 | 283.0834 | 283.0839 | 0 | 0 | 0 | 0 | 0 | 32.2215 | 90.1326 | 44.1456 | 0 | 0 | 0 | 0 | -37.6079 | -82.6136 | 0.64841 | 45.5016 | 0.40796 | 0.42719 | 0.41626 | 0.3916 | -15.3426 | -35.2913 | 0.26991 | 17.8184
6 | 24 | 6 | 372.9246 | 368.7372 | 365.3811 | 361.967 | 0 | 0 | 0 | 0 | 202.906 | 304.5766 | 0 | 0 | 0 | 0 | 0 | 0 | 245.5772 | 178.5153 | 461.2498 | 461.689 | 0 | 0 | 0 | 0 | 0 | -8.0108 | -27.8499 | 21.6533 | 0 | 0 | 0 | 0 | -75.5585 | -106.3438 | -68.0188 | -121.3754 | 0.40606 | 0.43154 | 0.41548 | 0.38797 | -30.6814 | -45.8915 | -28.2606 | -47.0896
6 | 24 | 7 | 388.885 | 383.6051 | 379.3193 | 375.3276 | 0 | 0 | 0 | 0 | 203.1427 | 263.109 | 0 | 0 | 0 | 0 | 0 | 0 | 263.1645 | 272.0377 | 700.7454 | 702.9573 | 0 | 0 | 0 | 0 | 0 | -10.7128 | -62.9311 | 18.1178 | 0 | 0 | 0 | 0 | -77.4222 | -140.8289 | -258.4949 | -345.7474 | 0.39763 | 0.41039 | 0.41696 | 0.37762 | -30.7851 | -57.7949 | -107.7813 | -130.5615
6 | 24 | 8 | 416.5215 | 411.3971 | 407.8044 | 404.9085 | 0 | 0 | 0 | 0 | 176.4844 | 236.8108 | 0 | 0 | 0 | 0 | 0 | 0 | 351.9812 | 415.8041 | 908.4155 | 923.4906 | 0 | 0 | 0 | 0 | 0 | -12.2582 | -116.046 | 257.5029 | 0 | 0 | 0 | 0 | -111.944 | -228.9597 | -384.5652 | -776.085 | 0.39542 | 0.54534 | 0.3925 | 0.14136 | -44.2644 | -124.8601 | -150.9402 | -109.7105
6 | 24 | 9 | 446.4428 | 442.7126 | 441.1748 | 440.5648 | 0 | 0 | 0 | 0 | 171.1633 | 232.1638 | 0 | 0 | 0 | 0 | 0 | 0 | 442.9418 | 543.8063 | 1039.6666 | 1068.0413 | 0 | 0 | 0 | 0 | 0 | -14.0075 | -144.4886 | -333.0218 | 0 | 0 | 0 | 0 | -167.6624 | -319.25 | -454.0033 | -294.4547 | 0.3881 | 0.022118 | 0.022118 | 0.021036 | -65.0698 | -7.0611 | -10.0416 | -6.1942
6 | 24 | 10 | 473.2972 | 470.0492 | 469.0902 | 468.9105 | 0 | 0 | 0 | 0 | 187.4455 | 230.7159 | 0 | 0 | 0 | 0 | 0 | 0 | 507.0219 | 640.9632 | 1121.3876 | 1160.1769 | 0 | 0 | 0 | 0 | 0 | -17.9031 | -107.4647 | -284.3266 | 0 | 0 | 0 | 0 | -221.1702 | -383.7269 | -544.8326 | -406.9398 | 0.39518 | 0.022118 | 0.022118 | 0.022118 | -87.4029 | -8.4872 | -12.0505 | -9.0006
6 | 24 | 11 | 490.0742 | 487.2539 | 486.5335 | 486.1979 | 0 | 0 | 0 | 0 | 166.7716 | 218.8795 | 0 | 0 | 0 | 0 | 0 | 0 | 552.3977 | 695.0305 | 1151.4129 | 1196.3046 | 0 | 0 | 0 | 0 | 0 | -51.3912 | -243.0486 | -300.5189 | 0 | 0 | 0 | 0 | -229.095 | -375.2649 | -421.8308 | -409.5878 | 0.39679 | 0.022118 | 0.022118 | 0.022118 | -90.9031 | -8.3 | -9.33 | -9.0592
6 | 24 | 12 | 506.3404 | 504.1862 | 504.044 | 503.9479 | 0 | 0 | 0 | 0 | 162.6225 | 216.8368 | 0 | 0 | 0 | 0 | 0 | 0 | 572.7202 | 716.4142 | 1148.7292 | 1196.7783 | 0 | 0 | 0 | 0 | 0 | -47.1716 | -346.0405 | -309.373 | 0 | 0 | 0 | 0 | -229.0024 | -381.8932 | -298.6448 | -383.4574 | 0.39234 | 0.022118 | 0.022118 | 0.022118 | -89.8476 | -8.4466 | -6.6054 | -8.4812
6 | 24 | 13 | 520.589 | 519.6082 | 520.7268 | 521.6325 | 0 | 0 | 0 | 0 | 160.8151 | 217.636 | 0 | 0 | 0 | 0 | 0 | 0 | 573.2027 | 712.2773 | 1113.7279 | 1161.962 | 0 | 0 | 0 | 0 | 0 | -46.5535 | -137.5279 | -333.1037 | 0 | 0 | 0 | 0 | -213.4288 | -363.7516 | -455.4732 | -307.2257 | 0.39433 | 0.022118 | 0.022118 | 0.022118 | -84.161 | -8.0454 | -10.0741 | -6.7951
6 | 24 | 14 | 531.7367 | 531.8508 | 534.246 | 536.3075 | 0 | 0 | 0 | 0 | 157.8728 | 222.9631 | 0 | 0 | 0 | 0 | 0 | 0 | 575.6228 | 706.647 | 1107.8206 | 1153.3309 | 0 | 0 | 0 | 0 | 0 | -37.5913 | -199.2803 | -239.4618 | 0 | 0 | 0 | 0 | -201.7589 | -360.168 | -374.2944 | -377.5617 | 0.39259 | 0.022448 | 0.022118 | 0.021917 | -79.2081 | -8.085 | -8.2786 | -8.2748
6 | 24 | 15 | 538.6593 | 539.8205 | 543.3669 | 546.4085 | 0 | 0 | 0 | 0 | 162.1482 | 219.6826 | 0 | 0 | 0 | 0 | 0 | 0 | 581.0178 | 718.0237 | 1201.7632 | 1243.8239 | 0 | 0 | 0 | 0 | 0 | -55.2078 | -198.5995 | -240.8088 | 0 | 0 | 0 | 0 | -204.5066 | -342.678 | -459.7968 | -456.6066 | 0.38933 | 0.022983 | 0.021613 | 0.020742 | -79.62 | -7.8759 | -9.9376 | -9.4707
6 | 24 | 16 | 549.4407 | 553.2705 | 559.8081 | 565.5015 | 0 | 0 | 0 | 0 | 160.6192 | 232.9707 | 0 | 0 | 0 | 0 | 0 | 0 | 560.5827 | 656.2816 | 1169.2954 | 1203.1548 | 0 | 0 | 0 | 0 | 0 | -16.2357 | -29.4136 | -144.2022 | 0 | 0 | 0 | 0 | -171.7611 | -319.7461 | -580.0737 | -493.4512 | 0.39725 | 0.023616 | 0.020937 | 0.02146 | -68.2325 | -7.551 | -12.1447 | -10.5897
6 | 24 | 17 | 553.1567 | 559.734 | 569.2852 | 577.6096 | 0 | 0 | 0 | 0 | 165.6147 | 234.1637 | 0 | 0 | 0 | 0 | 0 | 0 | 521.3301 | 554.8531 | 1048.4661 | 1070.7045 | 0 | 0 | 0 | 0 | 0 | -9.9765 | -152.1498 | 119.7224 | 0 | 0 | 0 | 0 | -133.7881 | -219.3062 | -327.0311 | -612.8172 | 0.40602 | 0.342 | 0.42749 | 0.2585 | -54.3208 | -75.0035 | -139.8019 | -158.4115
6 | 24 | 18 | 548.9241 | 558.2072 | 570.7258 | 581.6799 | 0 | 0 | 0 | 0 | 182.4408 | 236.072 | 0 | 0 | 0 | 0 | 0 | 0 | 450.8705 | 438.9885 | 876.3447 | 884.7564 | 0 | 0 | 0 | 0 | 0 | -8.843 | -131.8469 | -20.497 | 0 | 0 | 0 | 0 | -84.3872 | -108.0103 | -173.7719 | -282.5795 | 0.4027 | 0.42494 | 0.41159 | 0.40375 | -33.9823 | -45.8976 | -71.5223 | -114.0911
6 | 24 | 19 | 534.7244 | 545.3941 | 559.3618 | 571.575 | 0 | 0 | 0 | 0 | 209.2808 | 291.562 | 0 | 0 | 0 | 0 | 0 | 0 | 378.4692 | 286.8176 | 483.4729 | 483.9133 | 0 | 0 | 0 | 0 | 0 | 6.7241 | 79.8337 | 93.9539 | 0 | 0 | 0 | 0 | -53.0256 | -39.7097 | -3.9447 | -6.2922 | 0.40839 | 0.42225 | 0.40697 | 0.39265 | -21.655 | -16.7674 | -1.6054 | -2.4706
6 | 24 | 20 | 539.9933 | 551.3386 | 565.9743 | 578.6597 | 0 | 0 | 0 | 0 | 217.241 | 313.7854 | 0 | 0 | 0 | 0 | 0 | 0 | 339.7369 | 196.1264 | 345.0036 | 345.0054 | 0 | 0 | 0 | 0 | 0 | 8.9427 | 3.2802 | 165.5029 | 0 | 0 | 0 | 0 | -16.9847 | 32.4841 | 217.6905 | 68.1514 | 0.40942 | 0.43553 | 0.40598 | 0.39629 | -6.9539 | 14.1478 | 88.3787 | 27.0076
6 | 24 | 21 | 539.1724 | 550.9497 | 565.944 | 578.812 | 0 | 0 | 0 | 0 | 218.3307 | 320.9094 | 0 | 0 | 0 | 0 | 0 | 0 | 299.4466 | 176.8675 | 367.7809 | 367.7809 | 0 | 0 | 0 | 0 | 0 | 18.2532 | 67.6467 | 113.3516 | 0 | 0 | 0 | 0 | 21.3951 | 34.9197 | 130.5165 | 97.6796 | 0.4094 | 0.43476 | 0.40586 | 0.39679 | 8.7591 | 15.1818 | 52.9718 | 38.7585
6 | 24 | 22 | 505.3002 | 517.0612 | 531.8792 | 544.5798 | 0 | 0 | 0 | 0 | 213.2419 | 322.4024 | 0 | 0 | 0 | 0 | 0 | 0 | 265.6462 | 126.7707 | 305.0326 | 305.0326 | 0 | 0 | 0 | 0 | 0 | 35.9173 | 311.9684 | 132.0335 | 0 | 0 | 0 | 0 | 26.4121 | 31.9709 | -85.1218 | 107.5137 | 0.40731 | 0.42231 | 0.40449 | 0.39511 | 10.758 | 13.5017 | -34.4313 | 42.4799
6 | 24 | 23 | 456.6261 | 467.6823 | 481.5139 | 493.3445 | 0 | 0 | 0 | 0 | 206.4705 | 317.6349 | 0 | 0 | 0 | 0 | 0 | 0 | 239.0816 | 114.0224 | 306.7851 | 306.7851 | 0 | 0 | 0 | 0 | 0 | 42.8767 | 152.1545 | 91.5163 | 0 | 0 | 0 | 0 | 11.074 | -6.8517 | 22.5743 | 95.0431 | 0.40299 | 0.42067 | 0.40353 | 0.39408 | 4.4626 | -2.8823 | 9.1094 | 37.4547
6 | 24 | 24 | 421.7585 | 430.2713 | 441.1077 | 450.2381 | 0 | 0 | 0 | 0 | 199.1034 | 353.6485 | 0 | 0 | 0 | 0 | 0 | 0 | 230.4353 | 109.0919 | 285.7612 | 285.7612 | 0 | 0 | 0 | 0 | 0 | 11.3494 | 145.4558 | 317.5846 | 0 | 0 | 0 | 0 | -7.7802 | -43.8184 | 9.8907 | -153.1077 | 0.40134 | 0.42366 | 0.4104 | 0.39542 | -3.1225 | -18.5641 | 4.0592 | -60.5411
6 | 25 | 1 | 399.4305 | 405.4388 | 413.3457 | 419.7976 | 0 | 0 | 0 | 0 | 167.4908 | 332.1546 | 0 | 0 | 0 | 0 | 0 | 0 | 238.9265 | 120.3746 | 261.1363 | 261.1363 | 0 | 0 | 0 | 0 | 0 | 36.9502 | 144.5426 | 55.8787 | 0 | 0 | 0 | 0 | -6.9869 | -84.0406 | 7.6668 | 102.7827 | 0.4071 | 0.42843 | 0.41669 | 0.39372 | -2.8444 | -36.0058 | 3.1947 | 40.4674
6 | 25 | 2 | 387.8203 | 391.6858 | 397.194 | 401.5397 | 0 | 0 | 0 | 0 | 156.8169 | 362.1249 | 0 | 0 | 0 | 0 | 0 | 0 | 261.3803 | 125.0481 | 215.0927 | 215.0927 | 0 | 0 | 0 | 0 | 0 | 11.649 | 45.1615 | 31.017 | 0 | 0 | 0 | 0 | -30.3769 | -107.1361 | 136.9397 | 155.4299 | 0.40672 | 0.42869 | 0.41639 | 0.39335 | -12.3548 | -45.9279 | 57.0197 | 61.1382
6 | 25 | 3 | 383.3502 | 385.3689 | 388.8429 | 391.4141 | 0 | 0 | 0 | 0 | 157.2799 | 356.0294 | 0 | 0 | 0 | 0 | 0 | 0 | 257.3468 | 128.934 | 200.5529 | 200.5529 | 0 | 0 | 0 | 0 | 0 | 10.2108 | 101.2972 | 14.8042 | 0 | 0 | 0 | 0 | -31.2765 | -109.8054 | 86.9928 | 176.057 | 0.40558 | 0.42977 | 0.41648 | 0.39426 | -12.6851 | -47.1912 | 36.2311 | 69.4121
6 | 25 | 4 | 394.0147 | 394.4711 | 396.2537 | 397.309 | 0 | 0 | 0 | 0 | 163.8353 | 320.1041 | 0 | 0 | 0 | 0 | 0 | 0 | 208.801 | 99.217 | 170.1173 | 170.1173 | 0 | 0 | 0 | 0 | 0 | 27.4344 | 159.7315 | 25.5469 | 0 | 0 | 0 | 0 | 21.3784 | -52.2844 | 66.4049 | 201.6448 | 0.40646 | 0.42931 | 0.41675 | 0.39303 | 8.6894 | -22.4462 | 27.6745 | 79.2519
6 | 25 | 5 | 413.9523 | 413.4387 | 414.2258 | 414.3848 | 0 | 0 | 0 | 0 | 178.4126 | 324.7482 | 0 | 0 | 0 | 0 | 0 | 0 | 200.7835 | 91.2861 | 154.6113 | 154.6118 | 0 | 0 | 0 | 0 | 0 | 32.2215 | 90.1326 | 44.1456 | 0 | 0 | 0 | 0 | 34.7561 | -34.8171 | 169.4819 | 215.6274 | 0.40796 | 0.42719 | 0.41626 | 0.3916 | 14.1792 | -14.8734 | 70.5479 | 84.4397
6 | 25 | 6 | 436.4664 | 434.359 | 433.5249 | 432.2926 | 0 | 0 | 0 | 0 | 202.906 | 304.5766 | 0 | 0 | 0 | 0 | 0 | 0 | 199.8357 | 150.9165 | 350.994 | 351.4291 | 0 | 0 | 0 | 0 | 0 | -8.0108 | -27.8499 | 21.6533 | 0 | 0 | 0 | 0 | 33.7247 | -13.1232 | 110.3808 | 59.2102 | 0.40606 | 0.43154 | 0.41548 | 0.38797 | 13.6943 | -5.6632 | 45.8611 | 22.9716
6 | 25 | 7 | 479.4206 | 477.1044 | 476.4121 | 475.5291 | 0 | 0 | 0 | 0 | 203.1427 | 263.109 | 0 | 0 | 0 | 0 | 0 | 0 | 183.0208 | 229.9595 | 651.744 | 653.9842 | 0 | 0 | 0 | 0 | 0 | -10.7128 | -62.9311 | 18.1178 | 0 | 0 | 0 | 0 | 93.2572 | -5.2514 | -112.4008 | -196.5728 | 0.39763 | 0.41039 | 0.41696 | 0.37762 | 37.0816 | -2.1551 | -46.8663 | -74.23
6 | 25 | 8 | 517.2275 | 515.3996 | 515.804 | 516.3662 | 0 | 0 | 0 | 0 | 176.4844 | 236.8108 | 0 | 0 | 0 | 0 | 0 | 0 | 247.801 | 343.7411 | 887.7652 | 903.1652 | 0 | 0 | 0 | 0 | 0 | -12.2582 | -116.046 | 257.5029 | 0 | 0 | 0 | 0 | 92.9421 | -52.8941 | -255.9152 | -644.302 | 0.39542 | 0.54534 | 0.3925 | 0.14136 | 36.7508 | -28.8451 | -100.4456 | -91.0811
6 | 25 | 9 | 554.4547 | 554.2603 | 557.0095 | 560.1084 | 0 | 0 | 0 | 0 | 171.1633 | 232.1638 | 0 | 0 | 0 | 0 | 0 | 0 | 303.2901 | 442.2256 | 1043.7539 | 1073.0265 | 0 | 0 | 0 | 0 | 0 | -14.0075 | -144.4886 | -333.0218 | 0 | 0 | 0 | 0 | 80.0013 | -106.1217 | -342.2558 | -179.8963 | 0.3881 | 0.022118 | 0.022118 | 0.021036 | 31.0485 | -2.3472 | -7.57 | -3.7843
6 | 25 | 10 | 587.0922 | 587.5692 | 591.1269 | 594.8546 | 0 | 0 | 0 | 0 | 187.4455 | 230.7159 | 0 | 0 | 0 | 0 | 0 | 0 | 327.912 | 509.7188 | 1139.8906 | 1179.2394 | 0 | 0 | 0 | 0 | 0 | -17.9031 | -107.4647 | -284.3266 | 0 | 0 | 0 | 0 | 71.7347 | -134.9625 | -441.2989 | -300.0582 | 0.39518 | 0.022118 | 0.022118 | 0.022118 | 28.3484 | -2.9851 | -9.7606 | -6.6366
6 | 25 | 11 | 612.2086 | 613.3862 | 617.5135 | 621.3716 | 0 | 0 | 0 | 0 | 166.7716 | 218.8795 | 0 | 0 | 0 | 0 | 0 | 0 | 338.3946 | 551.4749 | 1191.4695 | 1237.2222 | 0 | 0 | 0 | 0 | 0 | -51.3912 | -243.0486 | -300.5189 | 0 | 0 | 0 | 0 | 107.0425 | -105.577 | -330.9074 | -315.3316 | 0.39679 | 0.022118 | 0.022118 | 0.022118 | 42.4736 | -2.3351 | -7.319 | -6.9744
6 | 25 | 12 | 619.5916 | 621.1446 | 625.4975 | 629.2901 | 0 | 0 | 0 | 0 | 162.6225 | 216.8368 | 0 | 0 | 0 | 0 | 0 | 0 | 335.1662 | 569.1303 | 1208.2565 | 1257.1693 | 0 | 0 | 0 | 0 | 0 | -47.1716 | -346.0405 | -309.373 | 0 | 0 | 0 | 0 | 121.8029 | -117.6509 | -236.7185 | -318.5062 | 0.39234 | 0.022118 | 0.022118 | 0.022118 | 47.7886 | -2.6022 | -5.2357 | -7.0446
6 | 25 | 13 | 639.1701 | 642.0709 | 647.8962 | 652.8737 | 0 | 0 | 0 | 0 | 160.8151 | 217.636 | 0 | 0 | 0 | 0 | 0 | 0 | 326.9977 | 564.788 | 1190.9927 | 1240.2168 | 0 | 0 | 0 | 0 | 0 | -46.5535 | -137.5279 | -333.1037 | 0 | 0 | 0 | 0 | 151.3573 | -93.7996 | -405.5686 | -254.2395 | 0.39433 | 0.022118 | 0.022118 | 0.022118 | 59.6845 | -2.0746 | -8.9703 | -5.6232
6 | 25 | 14 | 655.7927 | 659.9677 | 667.2868 | 673.6081 | 0 | 0 | 0 | 0 | 157.8728 | 222.9631 | 0 | 0 | 0 | 0 | 0 | 0 | 319.3846 | 555.6488 | 1181.8099 | 1229.0875 | 0 | 0 | 0 | 0 | 0 | -37.5913 | -199.2803 | -239.4618 | 0 | 0 | 0 | 0 | 178.5354 | -81.0529 | -315.2428 | -316.0177 | 0.39259 | 0.022448 | 0.022118 | 0.021917 | 70.0909 | -1.8195 | -6.9725 | -6.926
6 | 25 | 15 | 668.2084 | 673.6102 | 682.2986 | 689.7886 | 0 | 0 | 0 | 0 | 162.1482 | 219.6826 | 0 | 0 | 0 | 0 | 0 | 0 | 307.0939 | 549.7605 | 1204.1542 | 1246.8118 | 0 | 0 | 0 | 0 | 0 | -55.2078 | -198.5995 | -240.8088 | 0 | 0 | 0 | 0 | 198.9663 | -40.6251 | -323.2561 | -316.2144 | 0.38933 | 0.022983 | 0.021613 | 0.020742 | 77.463 | -0.9337 | -6.9865 | -6.5588
6 | 25 | 16 | 674.1494 | 682.0614 | 693.5489 | 703.5244 | 0 | 0 | 0 | 0 | 160.6192 | 232.9707 | 0 | 0 | 0 | 0 | 0 | 0 | 304.3082 | 526.6139 | 1199.1234 | 1233.582 | 0 | 0 | 0 | 0 | 0 | -16.2357 | -29.4136 | -144.2022 | 0 | 0 | 0 | 0 | 209.222 | -61.2875 | -476.1609 | -385.8554 | 0.39725 | 0.023616 | 0.020937 | 0.02146 | 83.1139 | -1.4473 | -9.9692 | -8.2806
6 | 25 | 17 | 667.3869 | 677.7034 | 691.7885 | 704.0353 | 0 | 0 | 0 | 0 | 165.6147 | 234.1637 | 0 | 0 | 0 | 0 | 0 | 0 | 288.103 | 457.688 | 1107.0025 | 1130.0064 | 0 | 0 | 0 | 0 | 0 | -9.9765 | -152.1498 | 119.7224 | 0 | 0 | 0 | 0 | 213.6692 | -4.1717 | -263.0641 | -545.6934 | 0.40602 | 0.342 | 0.42749 | 0.2585 | 86.7542 | -1.4268 | -112.4568 | -141.0602
6 | 25 | 18 | 650.4822 | 663.0897 | 679.6393 | 694.0806 | 0 | 0 | 0 | 0 | 182.4408 | 236.072 | 0 | 0 | 0 | 0 | 0 | 0 | 256.8625 | 321.7995 | 856.7377 | 865.6467 | 0 | 0 | 0 | 0 | 0 | -8.843 | -131.8469 | -20.497 | 0 | 0 | 0 | 0 | 211.1788 | 114.0612 | -45.2514 | -151.069 | 0.4027 | 0.42494 | 0.41159 | 0.40375 | 85.0408 | 48.4689 | -18.6249 | -60.9939
6 | 25 | 19 | 628.7952 | 642.5443 | 660.2458 | 675.6891 | 0 | 0 | 0 | 0 | 209.2808 | 291.562 | 0 | 0 | 0 | 0 | 0 | 0 | 213.4283 | 191.2603 | 463.4152 | 463.9086 | 0 | 0 | 0 | 0 | 0 | 6.7241 | 79.8337 | 93.9539 | 0 | 0 | 0 | 0 | 206.0861 | 152.9979 | 116.9969 | 117.8266 | 0.40839 | 0.42225 | 0.40697 | 0.39265 | 84.1631 | 64.6032 | 47.6142 | 46.2642
6 | 25 | 20 | 625.5979 | 639.7454 | 657.7789 | 673.4037 | 0 | 0 | 0 | 0 | 217.241 | 313.7854 | 0 | 0 | 0 | 0 | 0 | 0 | 216.5133 | 135.8221 | 334.3352 | 334.3369 | 0 | 0 | 0 | 0 | 0 | 8.9427 | 3.2802 | 165.5029 | 0 | 0 | 0 | 0 | 191.8436 | 181.1952 | 320.1635 | 173.5639 | 0.40942 | 0.43553 | 0.40598 | 0.39629 | 78.5452 | 78.9157 | 129.981 | 68.7814
6 | 25 | 21 | 611.7242 | 625.8765 | 643.7505 | 659.1097 | 0 | 0 | 0 | 0 | 218.3307 | 320.9094 | 0 | 0 | 0 | 0 | 0 | 0 | 234.6269 | 157.7878 | 362.925 | 362.925 | 0 | 0 | 0 | 0 | 0 | 18.2532 | 67.6467 | 113.3516 | 0 | 0 | 0 | 0 | 158.7666 | 128.9262 | 213.1788 | 182.8331 | 0.4094 | 0.43476 | 0.40586 | 0.39679 | 64.9988 | 56.0523 | 86.5214 | 72.5468
6 | 25 | 22 | 557.1489 | 570.6071 | 587.483 | 601.964 | 0 | 0 | 0 | 0 | 213.2419 | 322.4024 | 0 | 0 | 0 | 0 | 0 | 0 | 234.3156 | 137.034 | 326.4436 | 326.4436 | 0 | 0 | 0 | 0 | 0 | 35.9173 | 311.9684 | 132.0335 | 0 | 0 | 0 | 0 | 109.5913 | 75.2534 | -50.929 | 143.4868 | 0.40731 | 0.42231 | 0.40449 | 0.39511 | 44.6379 | 31.7804 | -20.6005 | 56.6933
6 | 25 | 23 | 504.1419 | 516.7535 | 532.4711 | 545.9332 | 0 | 0 | 0 | 0 | 206.4705 | 317.6349 | 0 | 0 | 0 | 0 | 0 | 0 | 230.9328 | 130.3478 | 312.1226 | 312.1226 | 0 | 0 | 0 | 0 | 0 | 42.8767 | 152.1545 | 91.5163 | 0 | 0 | 0 | 0 | 66.7386 | 25.8941 | 68.194 | 142.2944 | 0.40299 | 0.42067 | 0.40353 | 0.39408 | 26.8947 | 10.893 | 27.5182 | 56.0756
6 | 25 | 24 | 463.3462 | 473.2203 | 485.7074 | 496.2658 | 0 | 0 | 0 | 0 | 199.1034 | 353.6485 | 0 | 0 | 0 | 0 | 0 | 0 | 207.664 | 126.6556 | 323.6424 | 323.6424 | 0 | 0 | 0 | 0 | 0 | 11.3494 | 145.4558 | 317.5846 | 0 | 0 | 0 | 0 | 56.5787 | -18.4332 | 16.6092 | -144.9611 | 0.40134 | 0.42366 | 0.4104 | 0.39542 | 22.7075 | -7.8094 | 6.8165 | -57.3198
6 | 26 | 1 | 430.6847 | 437.7161 | 446.8635 | 454.3886 | 0 | 0 | 0 | 0 | 167.4908 | 332.1546 | 0 | 0 | 0 | 0 | 0 | 0 | 186.5832 | 104.5306 | 292.2496 | 292.2496 | 0 | 0 | 0 | 0 | 0 | 36.9502 | 144.5426 | 55.8787 | 0 | 0 | 0 | 0 | 76.6107 | -35.9193 | 10.0713 | 106.2603 | 0.4071 | 0.42843 | 0.41669 | 0.39372 | 31.1885 | -15.389 | 4.1966 | 41.8366
6 | 26 | 2 | 412.385 | 417.0545 | 423.5377 | 428.7269 | 0 | 0 | 0 | 0 | 156.8169 | 362.1249 | 0 | 0 | 0 | 0 | 0 | 0 | 189.6484 | 105.1905 | 274.416 | 274.416 | 0 | 0 | 0 | 0 | 0 | 11.649 | 45.1615 | 31.017 | 0 | 0 | 0 | 0 | 65.9196 | -61.9098 | 103.9602 | 123.2939 | 0.40672 | 0.42869 | 0.41639 | 0.39335 | 26.8106 | -26.5399 | 43.2875 | 48.4975
6 | 26 | 3 | 404.271 | 406.9744 | 411.2788 | 414.5684 | 0 | 0 | 0 | 0 | 157.2799 | 356.0294 | 0 | 0 | 0 | 0 | 0 | 0 | 182.8559 | 116.2533 | 292.1285 | 292.1285 | 0 | 0 | 0 | 0 | 0 | 10.2108 | 101.2972 | 14.8042 | 0 | 0 | 0 | 0 | 64.1351 | -75.5191 | 17.8531 | 107.6357 | 0.40558 | 0.42977 | 0.41648 | 0.39426 | 26.012 | -32.456 | 7.4355 | 42.4364
6 | 26 | 4 | 407.9196 | 408.8311 | 411.1656 | 412.6983 | 0 | 0 | 0 | 0 | 163.8353 | 320.1041 | 0 | 0 | 0 | 0 | 0 | 0 | 150.3268 | 114.2753 | 306.308 | 306.308 | 0 | 0 | 0 | 0 | 0 | 27.4344 | 159.7315 | 25.5469 | 0 | 0 | 0 | 0 | 93.7575 | -52.9827 | -54.8738 | 80.8435 | 0.40646 | 0.42931 | 0.41675 | 0.39303 | 38.1085 | -22.746 | -22.8689 | 31.7737
6 | 26 | 5 | 428.0022 | 427.9485 | 429.2932 | 429.9347 | 0 | 0 | 0 | 0 | 178.4126 | 324.7482 | 0 | 0 | 0 | 0 | 0 | 0 | 127.7488 | 82.1373 | 253.4239 | 253.4244 | 0 | 0 | 0 | 0 | 0 | 32.2215 | 90.1326 | 44.1456 | 0 | 0 | 0 | 0 | 121.8407 | -11.1585 | 85.7367 | 132.3647 | 0.40796 | 0.42719 | 0.41626 | 0.3916 | 49.7064 | -4.7668 | 35.6884 | 51.834
6 | 26 | 6 | 454.2509 | 452.7256 | 452.5974 | 451.9758 | 0 | 0 | 0 | 0 | 202.906 | 304.5766 | 0 | 0 | 0 | 0 | 0 | 0 | 133.9339 | 131.3895 | 401.5737 | 402.0063 | 0 | 0 | 0 | 0 | 0 | -8.0108 | -27.8499 | 21.6533 | 0 | 0 | 0 | 0 | 117.4109 | 24.7704 | 78.8736 | 28.3161 | 0.40606 | 0.43154 | 0.41548 | 0.38797 | 47.6761 | 10.6894 | 32.7705 | 10.9857
6 | 26 | 7 | 494.5583 | 492.7375 | 492.6461 | 492.2829 | 0 | 0 | 0 | 0 | 203.1427 | 263.109 | 0 | 0 | 0 | 0 | 0 | 0 | 132.0601 | 234.3007 | 688.6118 | 690.8671 | 0 | 0 | 0 | 0 | 0 | -10.7128 | -62.9311 | 18.1178 | 0 | 0 | 0 | 0 | 159.3555 | 6.0406 | -133.0346 | -216.7019 | 0.39763 | 0.41039 | 0.41696 | 0.37762 | 63.364 | 2.479 | -55.4697 | -81.8312
6 | 26 | 8 | 537.5137 | 536.3499 | 537.5595 | 538.8182 | 0 | 0 | 0 | 0 | 176.4844 | 236.8108 | 0 | 0 | 0 | 0 | 0 | 0 | 186.915 | 355.1271 | 909.4162 | 924.7257 | 0 | 0 | 0 | 0 | 0 | -12.2582 | -116.046 | 257.5029 | 0 | 0 | 0 | 0 | 174.1144 | -43.3299 | -255.8107 | -643.4105 | 0.39542 | 0.54534 | 0.3925 | 0.14136 | 68.8475 | -23.6294 | -100.4046 | -90.9551
6 | 26 | 9 | 572.8555 | 573.2634 | 576.743 | 580.4737 | 0 | 0 | 0 | 0 | 171.1633 | 232.1638 | 0 | 0 | 0 | 0 | 0 | 0 | 236.9892 | 445.8371 | 1048.4042 | 1077.2249 | 0 | 0 | 0 | 0 | 0 | -14.0075 | -144.4886 | -333.0218 | 0 | 0 | 0 | 0 | 164.7031 | -90.73 | -327.1726 | -163.7294 | 0.3881 | 0.022118 | 0.022118 | 0.021036 | 63.9212 | -2.0067 | -7.2364 | -3.4442
6 | 26 | 10 | 605.0398 | 606.1043 | 610.3744 | 614.7184 | 0 | 0 | 0 | 0 | 187.4455 | 230.7159 | 0 | 0 | 0 | 0 | 0 | 0 | 279.0145 | 509.9682 | 1138.2119 | 1177.0128 | 0 | 0 | 0 | 0 | 0 | -17.9031 | -107.4647 | -284.3266 | 0 | 0 | 0 | 0 | 138.5798 | -116.6768 | -420.3728 | -277.9679 | 0.39518 | 0.022118 | 0.022118 | 0.022118 | 54.7645 | -2.5806 | -9.2977 | -6.148
6 | 26 | 11 | 629.1954 | 630.929 | 635.7305 | 640.172 | 0 | 0 | 0 | 0 | 166.7716 | 218.8795 | 0 | 0 | 0 | 0 | 0 | 0 | 306.7082 | 538.725 | 1166.8802 | 1211.7393 | 0 | 0 | 0 | 0 | 0 | -51.3912 | -243.0486 | -300.5189 | 0 | 0 | 0 | 0 | 155.7156 | -75.2843 | -288.1011 | -271.0484 | 0.39679 | 0.022118 | 0.022118 | 0.022118 | 61.7867 | -1.6651 | -6.3722 | -5.995
6 | 26 | 12 | 643.0866 | 645.4087 | 650.6941 | 655.2936 | 0 | 0 | 0 | 0 | 162.6225 | 216.8368 | 0 | 0 | 0 | 0 | 0 | 0 | 323.2544 | 549.2179 | 1165.9867 | 1213.9909 | 0 | 0 | 0 | 0 | 0 | -47.1716 | -346.0405 | -309.373 | 0 | 0 | 0 | 0 | 157.2097 | -73.4744 | -169.2521 | -249.3244 | 0.39234 | 0.022118 | 0.022118 | 0.022118 | 61.6802 | -1.6251 | -3.7435 | -5.5145
6 | 26 | 13 | 660.0727 | 663.6578 | 670.3127 | 676.0079 | 0 | 0 | 0 | 0 | 160.8151 | 217.636 | 0 | 0 | 0 | 0 | 0 | 0 | 320.8548 | 550.748 | 1155.8743 | 1204.3517 | 0 | 0 | 0 | 0 | 0 | -46.5535 | -137.5279 | -333.1037 | 0 | 0 | 0 | 0 | 178.4028 | -58.1727 | -348.0338 | -195.2401 | 0.39433 | 0.022118 | 0.022118 | 0.022118 | 70.3492 | -1.2867 | -7.6978 | -4.3183
6 | 26 | 14 | 676.6591 | 681.5171 | 689.6644 | 696.7022 | 0 | 0 | 0 | 0 | 157.8728 | 222.9631 | 0 | 0 | 0 | 0 | 0 | 0 | 326.2938 | 566.9174 | 1207.9444 | 1254.4196 | 0 | 0 | 0 | 0 | 0 | -37.5913 | -199.2803 | -239.4618 | 0 | 0 | 0 | 0 | 192.4925 | -70.7722 | -318.9997 | -318.2556 | 0.39259 | 0.022448 | 0.022118 | 0.021917 | 75.5702 | -1.5887 | -7.0556 | -6.9751
6 | 26 | 15 | 686.4823 | 692.4823 | 701.8961 | 710.0135 | 0 | 0 | 0 | 0 | 162.1482 | 219.6826 | 0 | 0 | 0 | 0 | 0 | 0 | 338.4666 | 572.3133 | 1242.2743 | 1284.3357 | 0 | 0 | 0 | 0 | 0 | -55.2078 | -198.5995 | -240.8088 | 0 | 0 | 0 | 0 | 185.8675 | -44.3058 | -341.7787 | -333.5135 | 0.38933 | 0.022983 | 0.021613 | 0.020742 | 72.3632 | -1.0183 | -7.3869 | -6.9176
6 | 26 | 16 | 688.5437 | 696.9269 | 708.9857 | 719.4555 | 0 | 0 | 0 | 0 | 160.6192 | 232.9707 | 0 | 0 | 0 | 0 | 0 | 0 | 334.6745 | 525.4609 | 1184.9442 | 1218.9444 | 0 | 0 | 0 | 0 | 0 | -16.2357 | -29.4136 | -144.2022 | 0 | 0 | 0 | 0 | 193.25 | -45.269 | -446.5449 | -355.2867 | 0.39725 | 0.023616 | 0.020937 | 0.02146 | 76.769 | -1.0691 | -9.3491 | -7.6246
6 | 26 | 17 | 677.7022 | 688.3564 | 702.851 | 715.452 | 0 | 0 | 0 | 0 | 165.6147 | 234.1637 | 0 | 0 | 0 | 0 | 0 | 0 | 346.2092 | 505.7844 | 1122.8304 | 1145.4323 | 0 | 0 | 0 | 0 | 0 | -9.9765 | -152.1498 | 119.7224 | 0 | 0 | 0 | 0 | 165.8784 | -41.6152 | -267.8297 | -549.7028 | 0.40602 | 0.342 | 0.42749 | 0.2585 | 67.3501 | -14.2325 | -114.494 | -142.0966
6 | 26 | 18 | 656.6641 | 669.474 | 686.269 | 700.9225 | 0 | 0 | 0 | 0 | 182.4408 | 236.072 | 0 | 0 | 0 | 0 | 0 | 0 | 325.2764 | 402.5407 | 888.1946 | 896.946 | 0 | 0 | 0 | 0 | 0 | -8.843 | -131.8469 | -20.497 | 0 | 0 | 0 | 0 | 148.9469 | 39.7043 | -70.0787 | -175.5265 | 0.4027 | 0.42494 | 0.41159 | 0.40375 | 59.9802 | 16.8719 | -28.8435 | -70.8686
6 | 26 | 19 | 632.1128 | 645.9704 | 663.8036 | 679.3609 | 0 | 0 | 0 | 0 | 209.2808 | 291.562 | 0 | 0 | 0 | 0 | 0 | 0 | 279.6657 | 261.0065 | 475.0892 | 475.5737 | 0 | 0 | 0 | 0 | 0 | 6.7241 | 79.8337 | 93.9539 | 0 | 0 | 0 | 0 | 143.1663 | 86.6778 | 108.8808 | 109.8333 | 0.40839 | 0.42225 | 0.40697 | 0.39265 | 58.4674 | 36.5996 | 44.3112 | 43.1257
6 | 26 | 20 | 626.8669 | 641.0559 | 659.1398 | 674.8082 | 0 | 0 | 0 | 0 | 217.241 | 313.7854 | 0 | 0 | 0 | 0 | 0 | 0 | 266.6984 | 201.819 | 382.7595 | 382.7613 | 0 | 0 | 0 | 0 | 0 | 8.9427 | 3.2802 | 165.5029 | 0 | 0 | 0 | 0 | 142.9275 | 116.5089 | 273.1001 | 126.5441 | 0.40942 | 0.43553 | 0.40598 | 0.39629 | 58.5178 | 50.743 | 110.874 | 50.148
6 | 26 | 21 | 611.3797 | 625.5208 | 643.3811 | 658.7285 | 0 | 0 | 0 | 0 | 218.3307 | 320.9094 | 0 | 0 | 0 | 0 | 0 | 0 | 245.6474 | 188.6457 | 407.4785 | 407.4785 | 0 | 0 | 0 | 0 | 0 | 18.2532 | 67.6467 | 113.3516 | 0 | 0 | 0 | 0 | 147.4017 | 97.7125 | 168.2559 | 137.8984 | 0.4094 | 0.43476 | 0.40586 | 0.39679 | 60.346 | 42.4818 | 68.2889 | 54.717
6 | 26 | 22 | 554.212 | 567.5741 | 584.3334 | 598.7135 | 0 | 0 | 0 | 0 | 213.2419 | 322.4024 | 0 | 0 | 0 | 0 | 0 | 0 | 217.4426 | 156.6579 | 387.0688 | 387.0688 | 0 | 0 | 0 | 0 | 0 | 35.9173 | 311.9684 | 132.0335 | 0 | 0 | 0 | 0 | 123.5275 | 52.5965 | -114.7037 | 79.6112 | 0.40731 | 0.42231 | 0.40449 | 0.39511 | 50.3143 | 22.2121 | -46.3971 | 31.4553
6 | 26 | 23 | 499.4103 | 511.867 | 527.3968 | 540.6964 | 0 | 0 | 0 | 0 | 206.4705 | 317.6349 | 0 | 0 | 0 | 0 | 0 | 0 | 179.5223 | 123.259 | 373.2743 | 373.2743 | 0 | 0 | 0 | 0 | 0 | 42.8767 | 152.1545 | 91.5163 | 0 | 0 | 0 | 0 | 113.4174 | 28.0964 | 1.9681 | 75.9059 | 0.40299 | 0.42067 | 0.40353 | 0.39408 | 45.7056 | 11.8194 | 0.79417 | 29.9131
6 | 26 | 24 | 459.5572 | 469.3074 | 481.644 | 492.0724 | 0 | 0 | 0 | 0 | 199.1034 | 353.6485 | 0 | 0 | 0 | 0 | 0 | 0 | 168.7311 | 115.5117 | 377.3662 | 377.3662 | 0 | 0 | 0 | 0 | 0 | 11.3494 | 145.4558 | 317.5846 | 0 | 0 | 0 | 0 | 91.7226 | -11.2022 | -41.178 | -202.8785 | 0.40134 | 0.42366 | 0.4104 | 0.39542 | 36.8124 | -4.7459 | -16.8996 | -80.2212
6 | 27 | 1 | 429.2344 | 436.2183 | 445.3082 | 452.7835 | 0 | 0 | 0 | 0 | 167.4908 | 332.1546 | 0 | 0 | 0 | 0 | 0 | 0 | 194.4731 | 99.9892 | 337.994 | 337.994 | 0 | 0 | 0 | 0 | 0 | 36.9502 | 144.5426 | 55.8787 | 0 | 0 | 0 | 0 | 67.2705 | -32.8758 | -37.2284 | 58.9108 | 0.4071 | 0.42843 | 0.41669 | 0.39372 | 27.3861 | -14.0851 | -15.5127 | 23.1943
6 | 27 | 2 | 413.3639 | 418.0655 | 424.5876 | 429.8104 | 0 | 0 | 0 | 0 | 156.8169 | 362.1249 | 0 | 0 | 0 | 0 | 0 | 0 | 210.9924 | 81.1151 | 287.0902 | 287.0902 | 0 | 0 | 0 | 0 | 0 | 11.649 | 45.1615 | 31.017 | 0 | 0 | 0 | 0 | 45.5546 | -36.8234 | 92.3359 | 111.7032 | 0.40672 | 0.42869 | 0.41639 | 0.39335 | 18.5278 | -15.7857 | 38.4473 | 43.9383
6 | 27 | 3 | 404.6698 | 407.3863 | 411.7066 | 415.0099 | 0 | 0 | 0 | 0 | 157.2799 | 356.0294 | 0 | 0 | 0 | 0 | 0 | 0 | 235.3671 | 96.7005 | 277.7215 | 277.7215 | 0 | 0 | 0 | 0 | 0 | 10.2108 | 101.2972 | 14.8042 | 0 | 0 | 0 | 0 | 12.0227 | -55.5544 | 32.6878 | 122.4841 | 0.40558 | 0.42977 | 0.41648 | 0.39426 | 4.8762 | -23.8757 | 13.614 | 48.2905
6 | 27 | 4 | 410.1676 | 411.1527 | 413.5764 | 415.1863 | 0 | 0 | 0 | 0 | 163.8353 | 320.1041 | 0 | 0 | 0 | 0 | 0 | 0 | 234.6302 | 108.2339 | 295.0201 | 295.0201 | 0 | 0 | 0 | 0 | 0 | 27.4344 | 159.7315 | 25.5469 | 0 | 0 | 0 | 0 | 11.7021 | -44.6197 | -41.1752 | 94.6194 | 0.40646 | 0.42931 | 0.41675 | 0.39303 | 4.7564 | -19.1557 | -17.1599 | 37.188
6 | 27 | 5 | 427.1864 | 427.106 | 428.4183 | 429.0318 | 0 | 0 | 0 | 0 | 178.4126 | 324.7482 | 0 | 0 | 0 | 0 | 0 | 0 | 235.5897 | 101.1132 | 288.9436 | 288.9441 | 0 | 0 | 0 | 0 | 0 | 32.2215 | 90.1326 | 44.1456 | 0 | 0 | 0 | 0 | 13.184 | -30.9769 | 49.3421 | 95.9421 | 0.40796 | 0.42719 | 0.41626 | 0.3916 | 5.3786 | -13.2329 | 20.539 | 37.5709
6 | 27 | 6 | 444.9689 | 443.1398 | 442.6431 | 441.7028 | 0 | 0 | 0 | 0 | 202.906 | 304.5766 | 0 | 0 | 0 | 0 | 0 | 0 | 234.4474 | 165.6655 | 449.6679 | 450.0861 | 0 | 0 | 0 | 0 | 0 | -8.0108 | -27.8499 | 21.6533 | 0 | 0 | 0 | 0 | 7.6155 | -19.0915 | 20.8251 | -30.0366 | 0.40606 | 0.43154 | 0.41548 | 0.38797 | 3.0923 | -8.2387 | 8.6525 | -11.6532
6 | 27 | 7 | 488.4851 | 486.4656 | 486.133 | 485.5613 | 0 | 0 | 0 | 0 | 203.1427 | 263.109 | 0 | 0 | 0 | 0 | 0 | 0 | 236.537 | 258.4329 | 708.4512 | 710.7006 | 0 | 0 | 0 | 0 | 0 | -10.7128 | -62.9311 | 18.1178 | 0 | 0 | 0 | 0 | 48.8054 | -24.3636 | -159.3871 | -243.257 | 0.39763 | 0.41039 | 0.41696 | 0.37762 | 19.4063 | -9.9986 | -66.4576 | -91.859
6 | 27 | 8 | 528.0686 | 526.5956 | 527.4303 | 528.3647 | 0 | 0 | 0 | 0 | 176.4844 | 236.8108 | 0 | 0 | 0 | 0 | 0 | 0 | 278.7531 | 381.3015 | 939.6381 | 954.8538 | 0 | 0 | 0 | 0 | 0 | -12.2582 | -116.046 | 257.5029 | 0 | 0 | 0 | 0 | 72.8311 | -79.2586 | -296.1618 | -683.9921 | 0.39542 | 0.54534 | 0.3925 | 0.14136 | 28.7986 | -43.2226 | -116.2423 | -96.6918
6 | 27 | 9 | 565.1326 | 565.2877 | 568.4608 | 571.9263 | 0 | 0 | 0 | 0 | 171.1633 | 232.1638 | 0 | 0 | 0 | 0 | 0 | 0 | 315.2488 | 481.5372 | 1103.8275 | 1132.7419 | 0 | 0 | 0 | 0 | 0 | -14.0075 | -144.4886 | -333.0218 | 0 | 0 | 0 | 0 | 78.7205 | -134.4058 | -390.8781 | -227.7938 | 0.3881 | 0.022118 | 0.022118 | 0.021036 | 30.5514 | -2.9728 | -8.6454 | -4.7919
6 | 27 | 10 | 598.0602 | 598.8962 | 602.8893 | 606.9936 | 0 | 0 | 0 | 0 | 187.4455 | 230.7159 | 0 | 0 | 0 | 0 | 0 | 0 | 326.6594 | 543.3383 | 1194.8268 | 1233.8294 | 0 | 0 | 0 | 0 | 0 | -17.9031 | -107.4647 | -284.3266 | 0 | 0 | 0 | 0 | 83.9552 | -157.2549 | -484.4728 | -342.5093 | 0.39518 | 0.022118 | 0.022118 | 0.022118 | 33.1778 | -3.4781 | -10.7155 | -7.5755
6 | 27 | 11 | 623.7567 | 625.3123 | 629.898 | 634.1526 | 0 | 0 | 0 | 0 | 166.7716 | 218.8795 | 0 | 0 | 0 | 0 | 0 | 0 | 327.3217 | 574.4267 | 1236.0729 | 1281.5235 | 0 | 0 | 0 | 0 | 0 | -51.3912 | -243.0486 | -300.5189 | 0 | 0 | 0 | 0 | 129.6634 | -116.6027 | -363.1264 | -346.852 | 0.39679 | 0.022118 | 0.022118 | 0.022118 | 51.4494 | -2.579 | -8.0316 | -7.6716
6 | 27 | 12 | 634.8561 | 636.9088 | 641.8675 | 646.1843 | 0 | 0 | 0 | 0 | 162.6225 | 216.8368 | 0 | 0 | 0 | 0 | 0 | 0 | 331.8576 | 582.8835 | 1243.7354 | 1292.2312 | 0 | 0 | 0 | 0 | 0 | -47.1716 | -346.0405 | -309.373 | 0 | 0 | 0 | 0 | 140.376 | -115.6399 | -255.8274 | -336.6739 | 0.39234 | 0.022118 | 0.022118 | 0.022118 | 55.0756 | -2.5577 | -5.6584 | -7.4465
6 | 27 | 13 | 654.8515 | 658.2658 | 664.7134 | 670.2294 | 0 | 0 | 0 | 0 | 160.8151 | 217.636 | 0 | 0 | 0 | 0 | 0 | 0 | 360.7187 | 600.5881 | 1254.2787 | 1303.5134 | 0 | 0 | 0 | 0 | 0 | -46.5535 | -137.5279 | -333.1037 | 0 | 0 | 0 | 0 | 133.3178 | -113.4049 | -452.0374 | -300.1804 | 0.39433 | 0.022118 | 0.022118 | 0.022118 | 52.571 | -2.5083 | -9.9981 | -6.6393
6 | 27 | 14 | 667.087 | 671.6317 | 679.3991 | 686.1082 | 0 | 0 | 0 | 0 | 157.8728 | 222.9631 | 0 | 0 | 0 | 0 | 0 | 0 | 410.4804 | 633.6861 | 1291.1173 | 1338.5626 | 0 | 0 | 0 | 0 | 0 | -37.5913 | -199.2803 | -239.4618 | 0 | 0 | 0 | 0 | 98.7339 | -147.4262 | -412.4379 | -412.9926 | 0.39259 | 0.022448 | 0.022118 | 0.021917 | 38.7617 | -3.3094 | -9.1222 | -9.0514
6 | 27 | 15 | 677.3454 | 683.0463 | 692.0974 | 699.9011 | 0 | 0 | 0 | 0 | 162.1482 | 219.6826 | 0 | 0 | 0 | 0 | 0 | 0 | 416.2509 | 616.8335 | 1288.7866 | 1331.5662 | 0 | 0 | 0 | 0 | 0 | -55.2078 | -198.5995 | -240.8088 | 0 | 0 | 0 | 0 | 98.9463 | -98.262 | -398.0897 | -390.8564 | 0.38933 | 0.022983 | 0.021613 | 0.020742 | 38.5225 | -2.2584 | -8.6039 | -8.107
6 | 27 | 16 | 681.7454 | 689.906 | 701.695 | 711.9313 | 0 | 0 | 0 | 0 | 160.6192 | 232.9707 | 0 | 0 | 0 | 0 | 0 | 0 | 406.6981 | 571.0687 | 1232.9094 | 1267.7065 | 0 | 0 | 0 | 0 | 0 | -16.2357 | -29.4136 | -144.2022 | 0 | 0 | 0 | 0 | 114.4281 | -97.8977 | -501.8008 | -411.5729 | 0.39725 | 0.023616 | 0.020937 | 0.02146 | 45.4568 | -2.3119 | -10.506 | -8.8326
6 | 27 | 17 | 672.6624 | 683.1516 | 697.4461 | 709.8741 | 0 | 0 | 0 | 0 | 165.6147 | 234.1637 | 0 | 0 | 0 | 0 | 0 | 0 | 393.7821 | 521.0467 | 1167.2572 | 1190.27 | 0 | 0 | 0 | 0 | 0 | -9.9765 | -152.1498 | 119.7224 | 0 | 0 | 0 | 0 | 113.2656 | -62.0822 | -317.6613 | -600.1183 | 0.40602 | 0.342 | 0.42749 | 0.2585 | 45.9882 | -21.2323 | -135.7964 | -155.1288
6 | 27 | 18 | 661.9578 | 674.9409 | 691.946 | 706.7813 | 0 | 0 | 0 | 0 | 182.4408 | 236.072 | 0 | 0 | 0 | 0 | 0 | 0 | 367.9406 | 388.9882 | 922.458 | 931.3625 | 0 | 0 | 0 | 0 | 0 | -8.843 | -131.8469 | -20.497 | 0 | 0 | 0 | 0 | 111.5763 | 58.7237 | -98.665 | -204.0842 | 0.4027 | 0.42494 | 0.41159 | 0.40375 | 44.9313 | 24.9539 | -40.6093 | -82.3987
6 | 27 | 19 | 639.0562 | 653.1411 | 671.2499 | 687.0455 | 0 | 0 | 0 | 0 | 209.2808 | 291.562 | 0 | 0 | 0 | 0 | 0 | 0 | 360.1708 | 247.9965 | 500.1685 | 500.6151 | 0 | 0 | 0 | 0 | 0 | 6.7241 | 79.8337 | 93.9539 | 0 | 0 | 0 | 0 | 69.6046 | 106.8584 | 91.2477 | 92.4766 | 0.40839 | 0.42225 | 0.40697 | 0.39265 | 28.4257 | 45.1209 | 37.1351 | 36.3106
6 | 27 | 20 | 635.1337 | 649.5933 | 668.0053 | 683.9576 | 0 | 0 | 0 | 0 | 217.241 | 313.7854 | 0 | 0 | 0 | 0 | 0 | 0 | 375.9196 | 191.2701 | 356.855 | 356.8565 | 0 | 0 | 0 | 0 | 0 | 8.9427 | 3.2802 | 165.5029 | 0 | 0 | 0 | 0 | 41.9731 | 135.5952 | 307.8701 | 161.5982 | 0.40942 | 0.43553 | 0.40598 | 0.39629 | 17.1847 | 59.0556 | 124.9901 | 64.0395
6 | 27 | 21 | 627.9677 | 642.6517 | 661.1704 | 677.0874 | 0 | 0 | 0 | 0 | 218.3307 | 320.9094 | 0 | 0 | 0 | 0 | 0 | 0 | 361.9019 | 177.5786 | 362.6207 | 362.6207 | 0 | 0 | 0 | 0 | 0 | 18.2532 | 67.6467 | 113.3516 | 0 | 0 | 0 | 0 | 47.7351 | 125.9105 | 230.903 | 201.1151 | 0.4094 | 0.43476 | 0.40586 | 0.39679 | 19.5427 | 54.7413 | 93.715 | 79.8009
6 | 27 | 22 | 567.5911 | 581.3911 | 598.6815 | 613.5211 | 0 | 0 | 0 | 0 | 213.2419 | 322.4024 | 0 | 0 | 0 | 0 | 0 | 0 | 342.826 | 182.5806 | 395.5636 | 395.5636 | 0 | 0 | 0 | 0 | 0 | 35.9173 | 311.9684 | 132.0335 | 0 | 0 | 0 | 0 | 11.5232 | 40.4909 | -108.8504 | 85.9239 | 0.40731 | 0.42231 | 0.40449 | 0.39511 | 4.6935 | 17.0998 | -44.0294 | 33.9496
6 | 27 | 23 | 503.8156 | 516.4165 | 532.1212 | 545.5721 | 0 | 0 | 0 | 0 | 206.4705 | 317.6349 | 0 | 0 | 0 | 0 | 0 | 0 | 321.7706 | 158.2477 | 362.8392 | 362.8392 | 0 | 0 | 0 | 0 | 0 | 42.8767 | 152.1545 | 91.5163 | 0 | 0 | 0 | 0 | -24.4256 | -2.3428 | 17.1275 | 91.2166 | 0.40299 | 0.42067 | 0.40353 | 0.39408 | -9.8431 | -0.98555 | 6.9114 | 35.9468
6 | 27 | 24 | 461.1163 | 470.9175 | 483.316 | 493.7979 | 0 | 0 | 0 | 0 | 199.1034 | 353.6485 | 0 | 0 | 0 | 0 | 0 | 0 | 314.3082 | 169.1161 | 384.7136 | 384.7136 | 0 | 0 | 0 | 0 | 0 | 11.3494 | 145.4558 | 317.5846 | 0 | 0 | 0 | 0 | -52.2953 | -63.1965 | -46.8534 | -208.5002 | 0.40134 | 0.42366 | 0.4104 | 0.39542 | -20.9884 | -26.7737 | -19.2288 | -82.4442
6 | 28 | 1 | 432.135 | 439.2139 | 448.4189 | 455.9938 | 0 | 0 | 0 | 0 | 167.4908 | 332.1546 | 0 | 0 | 0 | 0 | 0 | 0 | 300.805 | 155.8926 | 368.0126 | 368.0126 | 0 | 0 | 0 | 0 | 0 | 36.9502 | 144.5426 | 55.8787 | 0 | 0 | 0 | 0 | -36.1608 | -85.7836 | -64.1363 | 32.1026 | 0.4071 | 0.42843 | 0.41669 | 0.39372 | -14.7212 | -36.7525 | -26.7249 | 12.6394
6 | 28 | 2 | 417.0441 | 421.8662 | 428.5343 | 433.8834 | 0 | 0 | 0 | 0 | 156.8169 | 362.1249 | 0 | 0 | 0 | 0 | 0 | 0 | 271.2197 | 113.3551 | 319.6322 | 319.6322 | 0 | 0 | 0 | 0 | 0 | 11.649 | 45.1615 | 31.017 | 0 | 0 | 0 | 0 | -10.9925 | -65.2628 | 63.7406 | 83.2343 | 0.40672 | 0.42869 | 0.41639 | 0.39335 | -4.4708 | -27.9773 | 26.5406 | 32.7401
6 | 28 | 3 | 409.5465 | 412.4226 | 416.9364 | 420.4072 | 0 | 0 | 0 | 0 | 157.2799 | 356.0294 | 0 | 0 | 0 | 0 | 0 | 0 | 269.8372 | 114.9904 | 308.6781 | 308.6781 | 0 | 0 | 0 | 0 | 0 | 10.2108 | 101.2972 | 14.8042 | 0 | 0 | 0 | 0 | -17.5707 | -68.808 | 6.9611 | 96.9249 | 0.40558 | 0.42977 | 0.41648 | 0.39426 | -7.1263 | -29.5717 | 2.8992 | 38.2135
6 | 28 | 4 | 412.9957 | 414.0734 | 416.6094 | 418.3164 | 0 | 0 | 0 | 0 | 163.8353 | 320.1041 | 0 | 0 | 0 | 0 | 0 | 0 | 258.345 | 115.3184 | 307.1305 | 307.1305 | 0 | 0 | 0 | 0 | 0 | 27.4344 | 159.7315 | 25.5469 | 0 | 0 | 0 | 0 | -9.1847 | -48.7836 | -50.2526 | 85.639 | 0.40646 | 0.42931 | 0.41675 | 0.39303 | -3.7332 | -20.9433 | -20.943 | 33.6585
6 | 28 | 5 | 429.7063 | 429.7084 | 431.1208 | 431.8207 | 0 | 0 | 0 | 0 | 178.4126 | 324.7482 | 0 | 0 | 0 | 0 | 0 | 0 | 245.4235 | 114.8965 | 308.7591 | 308.7597 | 0 | 0 | 0 | 0 | 0 | 32.2215 | 90.1326 | 44.1456 | 0 | 0 | 0 | 0 | 5.8702 | -42.1578 | 32.229 | 78.9155 | 0.40796 | 0.42719 | 0.41626 | 0.3916 | 2.3948 | -18.0092 | 13.4155 | 30.9033
6 | 28 | 6 | 451.6765 | 450.067 | 449.8366 | 449.1267 | 0 | 0 | 0 | 0 | 202.906 | 304.5766 | 0 | 0 | 0 | 0 | 0 | 0 | 242.8767 | 178.0334 | 475.3211 | 475.7406 | 0 | 0 | 0 | 0 | 0 | -8.0108 | -27.8499 | 21.6533 | 0 | 0 | 0 | 0 | 5.8939 | -24.5322 | 2.3654 | -48.2673 | 0.40606 | 0.43154 | 0.41548 | 0.38797 | 2.3933 | -10.5866 | 0.9828 | -18.7261
6 | 28 | 7 | 493.1442 | 491.2772 | 491.1296 | 490.7179 | 0 | 0 | 0 | 0 | 203.1427 | 263.109 | 0 | 0 | 0 | 0 | 0 | 0 | 244.9026 | 269.1279 | 755.924 | 758.1244 | 0 | 0 | 0 | 0 | 0 | -10.7128 | -62.9311 | 18.1178 | 0 | 0 | 0 | 0 | 45.099 | -30.247 | -201.8633 | -285.5242 | 0.39763 | 0.41039 | 0.41696 | 0.37762 | 17.9326 | -12.4131 | -84.1683 | -107.82
6 | 28 | 8 | 536.2991 | 535.0955 | 536.2569 | 537.4739 | 0 | 0 | 0 | 0 | 176.4844 | 236.8108 | 0 | 0 | 0 | 0 | 0 | 0 | 285.7254 | 388.3354 | 994.7847 | 1009.9544 | 0 | 0 | 0 | 0 | 0 | -12.2582 | -116.046 | 257.5029 | 0 | 0 | 0 | 0 | 74.0893 | -77.7926 | -342.4818 | -729.9834 | 0.39542 | 0.54534 | 0.3925 | 0.14136 | 29.2961 | -42.4231 | -134.4227 | -103.1934
6 | 28 | 9 | 571.097 | 571.4474 | 574.8572 | 578.5275 | 0 | 0 | 0 | 0 | 171.1633 | 232.1638 | 0 | 0 | 0 | 0 | 0 | 0 | 321.3927 | 486.1985 | 1148.8203 | 1177.7035 | 0 | 0 | 0 | 0 | 0 | -14.0075 | -144.4886 | -333.0218 | 0 | 0 | 0 | 0 | 78.5411 | -132.9075 | -429.4745 | -266.1542 | 0.3881 | 0.022118 | 0.022118 | 0.021036 | 30.4818 | -2.9396 | -9.4991 | -5.5989
6 | 28 | 10 | 602.7737 | 603.764 | 607.9442 | 612.2103 | 0 | 0 | 0 | 0 | 187.4455 | 230.7159 | 0 | 0 | 0 | 0 | 0 | 0 | 341.9693 | 547.4373 | 1236.5708 | 1275.4282 | 0 | 0 | 0 | 0 | 0 | -17.9031 | -107.4647 | -284.3266 | 0 | 0 | 0 | 0 | 73.3589 | -156.4861 | -521.1619 | -378.8913 | 0.39518 | 0.022118 | 0.022118 | 0.022118 | 28.9903 | -3.4611 | -11.527 | -8.3802
6 | 28 | 11 | 628.0351 | 629.7308 | 634.4862 | 638.8878 | 0 | 0 | 0 | 0 | 166.7716 | 218.8795 | 0 | 0 | 0 | 0 | 0 | 0 | 347.4462 | 566.168 | 1263.9019 | 1308.7899 | 0 | 0 | 0 | 0 | 0 | -51.3912 | -243.0486 | -300.5189 | 0 | 0 | 0 | 0 | 113.8174 | -103.9255 | -386.3671 | -369.3831 | 0.39679 | 0.022118 | 0.022118 | 0.022118 | 45.1618 | -2.2986 | -8.5456 | -8.1699
6 | 28 | 12 | 643.2498 | 645.5772 | 650.8691 | 655.4742 | 0 | 0 | 0 | 0 | 162.6225 | 216.8368 | 0 | 0 | 0 | 0 | 0 | 0 | 355.7829 | 572.5633 | 1226.6209 | 1273.708 | 0 | 0 | 0 | 0 | 0 | -47.1716 | -346.0405 | -309.373 | 0 | 0 | 0 | 0 | 124.8443 | -96.6512 | -229.7113 | -308.8608 | 0.39234 | 0.022118 | 0.022118 | 0.022118 | 48.9819 | -2.1377 | -5.0807 | -6.8313
6 | 28 | 13 | 661.4505 | 665.0807 | 671.7903 | 677.5328 | 0 | 0 | 0 | 0 | 160.8151 | 217.636 | 0 | 0 | 0 | 0 | 0 | 0 | 421.399 | 626.2509 | 1296.5071 | 1345.517 | 0 | 0 | 0 | 0 | 0 | -46.5535 | -137.5279 | -333.1037 | 0 | 0 | 0 | 0 | 79.2364 | -132.2527 | -487.189 | -334.8805 | 0.39433 | 0.022118 | 0.022118 | 0.022118 | 31.2451 | -2.9251 | -10.7756 | -7.4068
6 | 28 | 14 | 674.5017 | 679.2892 | 687.3508 | 694.3145 | 0 | 0 | 0 | 0 | 157.8728 | 222.9631 | 0 | 0 | 0 | 0 | 0 | 0 | 458.3435 | 655.6089 | 1347.6545 | 1394.4865 | 0 | 0 | 0 | 0 | 0 | -37.5913 | -199.2803 | -239.4618 | 0 | 0 | 0 | 0 | 58.2855 | -161.6916 | -461.0235 | -460.7102 | 0.39259 | 0.022448 | 0.022118 | 0.021917 | 22.8822 | -3.6296 | -10.1969 | -10.0972
6 | 28 | 15 | 683.9261 | 689.8425 | 699.1548 | 707.1844 | 0 | 0 | 0 | 0 | 162.1482 | 219.6826 | 0 | 0 | 0 | 0 | 0 | 0 | 458.4807 | 619.5634 | 1310.5705 | 1352.7903 | 0 | 0 | 0 | 0 | 0 | -55.2078 | -198.5995 | -240.8088 | 0 | 0 | 0 | 0 | 63.2972 | -94.1957 | -412.8163 | -404.7971 | 0.38933 | 0.022983 | 0.021613 | 0.020742 | 24.6433 | -2.1649 | -8.9222 | -8.3961
6 | 28 | 16 | 688.2536 | 696.6274 | 708.6747 | 719.1345 | 0 | 0 | 0 | 0 | 160.6192 | 232.9707 | 0 | 0 | 0 | 0 | 0 | 0 | 459.3471 | 565.137 | 1228.6413 | 1263.0455 | 0 | 0 | 0 | 0 | 0 | -16.2357 | -29.4136 | -144.2022 | 0 | 0 | 0 | 0 | 68.2874 | -85.2447 | -490.553 | -399.7088 | 0.39725 | 0.023616 | 0.020937 | 0.02146 | 27.1273 | -2.0131 | -10.2705 | -8.5779
6 | 28 | 17 | 678.0648 | 688.7308 | 703.2398 | 715.8533 | 0 | 0 | 0 | 0 | 165.6147 | 234.1637 | 0 | 0 | 0 | 0 | 0 | 0 | 442.2663 | 493.4028 | 1107.2121 | 1130.0246 | 0 | 0 | 0 | 0 | 0 | -9.9765 | -152.1498 | 119.7224 | 0 | 0 | 0 | 0 | 70.1838 | -28.8591 | -251.8225 | -533.8937 | 0.40602 | 0.342 | 0.42749 | 0.2585 | 28.4961 | -9.8699 | -107.6511 | -138.01
6 | 28 | 18 | 657.4618 | 670.2978 | 687.1244 | 701.8054 | 0 | 0 | 0 | 0 | 182.4408 | 236.072 | 0 | 0 | 0 | 0 | 0 | 0 | 422.1859 | 376.7257 | 886.1748 | 895.0575 | 0 | 0 | 0 | 0 | 0 | -8.843 | -131.8469 | -20.497 | 0 | 0 | 0 | 0 | 52.8351 | 66.3431 | -67.2034 | -172.7551 | 0.4027 | 0.42494 | 0.41159 | 0.40375 | 21.2764 | 28.1917 | -27.6601 | -69.7497
6 | 28 | 19 | 637.5152 | 651.5497 | 669.5973 | 685.3401 | 0 | 0 | 0 | 0 | 209.2808 | 291.562 | 0 | 0 | 0 | 0 | 0 | 0 | 359.186 | 233.7072 | 521.8235 | 522.227 | 0 | 0 | 0 | 0 | 0 | 6.7241 | 79.8337 | 93.9539 | 0 | 0 | 0 | 0 | 69.0484 | 119.5563 | 67.9402 | 69.1592 | 0.40839 | 0.42225 | 0.40697 | 0.39265 | 28.1986 | 50.4826 | 27.6496 | 27.1551
6 | 28 | 20 | 633.6834 | 648.0955 | 666.45 | 682.3524 | 0 | 0 | 0 | 0 | 217.241 | 313.7854 | 0 | 0 | 0 | 0 | 0 | 0 | 337.0643 | 186.9383 | 349.7371 | 349.7385 | 0 | 0 | 0 | 0 | 0 | 8.9427 | 3.2802 | 165.5029 | 0 | 0 | 0 | 0 | 79.3781 | 138.4292 | 313.4327 | 167.111 | 0.40942 | 0.43553 | 0.40598 | 0.39629 | 32.4992 | 60.2899 | 127.2484 | 66.2242
6 | 28 | 21 | 620.7705 | 635.2189 | 653.452 | 669.1218 | 0 | 0 | 0 | 0 | 218.3307 | 320.9094 | 0 | 0 | 0 | 0 | 0 | 0 | 340.6913 | 168.3071 | 325.6995 | 325.6995 | 0 | 0 | 0 | 0 | 0 | 18.2532 | 67.6467 | 113.3516 | 0 | 0 | 0 | 0 | 61.7485 | 127.7493 | 260.1058 | 230.0708 | 0.4094 | 0.43476 | 0.40586 | 0.39679 | 25.2798 | 55.5407 | 105.5674 | 91.2903
6 | 28 | 22 | 567.6455 | 581.4473 | 598.7398 | 613.5813 | 0 | 0 | 0 | 0 | 213.2419 | 322.4024 | 0 | 0 | 0 | 0 | 0 | 0 | 304.6059 | 134.9764 | 290.1137 | 290.1137 | 0 | 0 | 0 | 0 | 0 | 35.9173 | 311.9684 | 132.0335 | 0 | 0 | 0 | 0 | 49.7976 | 88.1513 | -3.3422 | 191.434 | 0.40731 | 0.42231 | 0.40449 | 0.39511 | 20.2832 | 37.2273 | -1.3519 | 75.6378
6 | 28 | 23 | 510.9765 | 523.8119 | 539.8007 | 553.4975 | 0 | 0 | 0 | 0 | 206.4705 | 317.6349 | 0 | 0 | 0 | 0 | 0 | 0 | 261.7609 | 109.7456 | 278.4805 | 278.4805 | 0 | 0 | 0 | 0 | 0 | 42.8767 | 152.1545 | 91.5163 | 0 | 0 | 0 | 0 | 42.745 | 53.5546 | 109.1657 | 183.5007 | 0.40299 | 0.42067 | 0.40353 | 0.39408 | 17.2256 | 22.529 | 44.0515 | 72.3142
6 | 28 | 24 | 467.8602 | 477.8822 | 490.5484 | 501.2619 | 0 | 0 | 0 | 0 | 199.1034 | 353.6485 | 0 | 0 | 0 | 0 | 0 | 0 | 242.5666 | 112.997 | 288.7424 | 288.7424 | 0 | 0 | 0 | 0 | 0 | 11.3494 | 145.4558 | 317.5846 | 0 | 0 | 0 | 0 | 26.1902 | -0.11264 | 56.3502 | -105.0651 | 0.40134 | 0.42366 | 0.4104 | 0.39542 | 10.5113 | -0.047723 | 23.1263 | -41.5443
6 | 29 | 1 | 440.2749 | 447.6202 | 457.1483 | 465.0027 | 0 | 0 | 0 | 0 | 167.4908 | 332.1546 | 0 | 0 | 0 | 0 | 0 | 0 | 220.3927 | 117.8523 | 298.1868 | 298.1868 | 0 | 0 | 0 | 0 | 0 | 36.9502 | 144.5426 | 55.8787 | 0 | 0 | 0 | 0 | 52.3914 | -39.337 | 14.4189 | 110.9372 | 0.4071 | 0.42843 | 0.41669 | 0.39372 | 21.3287 | -16.8533 | 6.0082 | 43.678
6 | 29 | 2 | 422.519 | 427.5203 | 434.4057 | 439.9429 | 0 | 0 | 0 | 0 | 156.8169 | 362.1249 | 0 | 0 | 0 | 0 | 0 | 0 | 202.6541 | 114.7033 | 292.1765 | 292.1765 | 0 | 0 | 0 | 0 | 0 | 11.649 | 45.1615 | 31.017 | 0 | 0 | 0 | 0 | 63.048 | -60.9568 | 97.0677 | 116.7493 | 0.40672 | 0.42869 | 0.41639 | 0.39335 | 25.6426 | -26.1314 | 40.4175 | 45.9232
6 | 29 | 3 | 414.0787 | 417.1032 | 421.7969 | 425.4233 | 0 | 0 | 0 | 0 | 157.2799 | 356.0294 | 0 | 0 | 0 | 0 | 0 | 0 | 197.5887 | 111.1619 | 278.0331 | 278.0331 | 0 | 0 | 0 | 0 | 0 | 10.2108 | 101.2972 | 14.8042 | 0 | 0 | 0 | 0 | 59.2101 | -60.299 | 42.4666 | 132.586 | 0.40558 | 0.42977 | 0.41648 | 0.39426 | 24.0145 | -25.9148 | 17.6867 | 52.2732
6 | 29 | 4 | 418.6519 | 419.9147 | 422.6752 | 424.5765 | 0 | 0 | 0 | 0 | 163.8353 | 320.1041 | 0 | 0 | 0 | 0 | 0 | 0 | 205.5736 | 116.8801 | 270.3546 | 270.3546 | 0 | 0 | 0 | 0 | 0 | 27.4344 | 159.7315 | 25.5469 | 0 | 0 | 0 | 0 | 49.2429 | -44.5039 | -7.4109 | 128.675 | 0.40646 | 0.42931 | 0.41675 | 0.39303 | 20.0152 | -19.106 | -3.0885 | 50.5728
6 | 29 | 5 | 436.8491 | 437.085 | 438.7809 | 439.7261 | 0 | 0 | 0 | 0 | 178.4126 | 324.7482 | 0 | 0 | 0 | 0 | 0 | 0 | 206.3171 | 121.6835 | 262.0784 | 262.0789 | 0 | 0 | 0 | 0 | 0 | 32.2215 | 90.1326 | 44.1456 | 0 | 0 | 0 | 0 | 52.1193 | -41.5682 | 86.5698 | 133.5016 | 0.40796 | 0.42719 | 0.41626 | 0.3916 | 21.2627 | -17.7573 | 36.0352 | 52.2792
6 | 29 | 6 | 460.2153 | 458.8852 | 458.9937 | 458.577 | 0 | 0 | 0 | 0 | 202.906 | 304.5766 | 0 | 0 | 0 | 0 | 0 | 0 | 209.0561 | 181.8362 | 443.8593 | 444.2593 | 0 | 0 | 0 | 0 | 0 | -8.0108 | -27.8499 | 21.6533 | 0 | 0 | 0 | 0 | 48.2531 | -19.5167 | 42.9844 | -7.3357 | 0.40606 | 0.43154 | 0.41548 | 0.38797 | 19.5938 | -8.4222 | 17.8592 | -2.846
6 | 29 | 7 | 503.7134 | 502.1923 | 502.4642 | 502.4154 | 0 | 0 | 0 | 0 | 203.1427 | 263.109 | 0 | 0 | 0 | 0 | 0 | 0 | 213.1164 | 265.8078 | 732.105 | 734.3005 | 0 | 0 | 0 | 0 | 0 | -10.7128 | -62.9311 | 18.1178 | 0 | 0 | 0 | 0 | 87.4543 | -16.0117 | -166.7097 | -250.0029 | 0.39763 | 0.41039 | 0.41696 | 0.37762 | 34.7742 | -6.5711 | -69.5108 | -94.4064
6 | 29 | 8 | 545.3998 | 544.4941 | 546.0167 | 547.5462 | 0 | 0 | 0 | 0 | 176.4844 | 236.8108 | 0 | 0 | 0 | 0 | 0 | 0 | 269.5606 | 392.6322 | 950.4525 | 965.5903 | 0 | 0 | 0 | 0 | 0 | -12.2582 | -116.046 | 257.5029 | 0 | 0 | 0 | 0 | 99.3549 | -72.6908 | -288.3898 | -675.547 | 0.39542 | 0.54534 | 0.3925 | 0.14136 | 39.2865 | -39.6409 | -113.1918 | -95.498
6 | 29 | 9 | 582.4276 | 583.1488 | 587.0083 | 591.0677 | 0 | 0 | 0 | 0 | 171.1633 | 232.1638 | 0 | 0 | 0 | 0 | 0 | 0 | 319.7314 | 494.457 | 1102.823 | 1131.5046 | 0 | 0 | 0 | 0 | 0 | -14.0075 | -144.4886 | -333.0218 | 0 | 0 | 0 | 0 | 91.5329 | -129.4645 | -371.3261 | -207.4151 | 0.3881 | 0.022118 | 0.022118 | 0.021036 | 35.5239 | -2.8635 | -8.2129 | -4.3632
6 | 29 | 10 | 613.3066 | 614.6417 | 619.2399 | 623.8677 | 0 | 0 | 0 | 0 | 187.4455 | 230.7159 | 0 | 0 | 0 | 0 | 0 | 0 | 355.4691 | 563.615 | 1180.6135 | 1219.3302 | 0 | 0 | 0 | 0 | 0 | -17.9031 | -107.4647 | -284.3266 | 0 | 0 | 0 | 0 | 70.3919 | -161.7861 | -453.9089 | -311.1359 | 0.39518 | 0.022118 | 0.022118 | 0.022118 | 27.8178 | -3.5783 | -10.0395 | -6.8816
6 | 29 | 11 | 634.3621 | 636.2649 | 641.2715 | 645.8903 | 0 | 0 | 0 | 0 | 166.7716 | 218.8795 | 0 | 0 | 0 | 0 | 0 | 0 | 371.7146 | 600.3001 | 1210.8793 | 1256.0085 | 0 | 0 | 0 | 0 | 0 | -51.3912 | -243.0486 | -300.5189 | 0 | 0 | 0 | 0 | 95.8759 | -131.5235 | -326.5593 | -309.5992 | 0.39679 | 0.022118 | 0.022118 | 0.022118 | 38.0428 | -2.909 | -7.2228 | -6.8476
6 | 29 | 12 | 648.3984 | 650.8943 | 656.3906 | 661.1724 | 0 | 0 | 0 | 0 | 162.6225 | 216.8368 | 0 | 0 | 0 | 0 | 0 | 0 | 418.7877 | 640.1746 | 1207.2335 | 1255.2627 | 0 | 0 | 0 | 0 | 0 | -47.1716 | -346.0405 | -309.373 | 0 | 0 | 0 | 0 | 66.9882 | -158.9454 | -204.8024 | -284.7172 | 0.39234 | 0.022118 | 0.022118 | 0.022118 | 26.2824 | -3.5155 | -4.5298 | -6.2973
6 | 29 | 13 | 665.2757 | 669.0311 | 675.8925 | 681.7664 | 0 | 0 | 0 | 0 | 160.8151 | 217.636 | 0 | 0 | 0 | 0 | 0 | 0 | 443.4271 | 678.5811 | 1240.7176 | 1289.2821 | 0 | 0 | 0 | 0 | 0 | -46.5535 | -137.5279 | -333.1037 | 0 | 0 | 0 | 0 | 61.0335 | -180.6325 | -427.2972 | -274.412 | 0.39433 | 0.022118 | 0.022118 | 0.022118 | 24.0672 | -3.9952 | -9.4509 | -6.0694
6 | 29 | 14 | 677.7287 | 682.6217 | 690.8115 | 697.886 | 0 | 0 | 0 | 0 | 157.8728 | 222.9631 | 0 | 0 | 0 | 0 | 0 | 0 | 464.7372 | 661.9679 | 1215.9811 | 1262.709 | 0 | 0 | 0 | 0 | 0 | -37.5913 | -199.2803 | -239.4618 | 0 | 0 | 0 | 0 | 55.1187 | -164.718 | -325.8894 | -325.3613 | 0.39259 | 0.022448 | 0.022118 | 0.021917 | 21.639 | -3.6976 | -7.208 | -7.1308
6 | 29 | 15 | 684.5788 | 690.5165 | 699.8547 | 707.9067 | 0 | 0 | 0 | 0 | 162.1482 | 219.6826 | 0 | 0 | 0 | 0 | 0 | 0 | 475.4845 | 655.0186 | 1237.8903 | 1279.9782 | 0 | 0 | 0 | 0 | 0 | -55.2078 | -198.5995 | -240.8088 | 0 | 0 | 0 | 0 | 46.9461 | -128.9769 | -339.4361 | -331.2627 | 0.38933 | 0.022983 | 0.021613 | 0.020742 | 18.2774 | -2.9643 | -7.3362 | -6.8709
6 | 29 | 16 | 686.9846 | 695.3168 | 707.3137 | 717.7299 | 0 | 0 | 0 | 0 | 160.6192 | 232.9707 | 0 | 0 | 0 | 0 | 0 | 0 | 473.9843 | 594.4912 | 1167.4899 | 1201.5233 | 0 | 0 | 0 | 0 | 0 | -16.2357 | -29.4136 | -144.2022 | 0 | 0 | 0 | 0 | 52.3812 | -115.9094 | -430.7625 | -339.5912 | 0.39725 | 0.023616 | 0.020937 | 0.02146 | 20.8085 | -2.7373 | -9.0187 | -7.2878
6 | 29 | 17 | 674.9285 | 685.4919 | 699.8764 | 712.3821 | 0 | 0 | 0 | 0 | 165.6147 | 234.1637 | 0 | 0 | 0 | 0 | 0 | 0 | 462.8074 | 494.7035 | 1016.5204 | 1038.9509 | 0 | 0 | 0 | 0 | 0 | -9.9765 | -152.1498 | 119.7224 | 0 | 0 | 0 | 0 | 46.5064 | -33.3988 | -164.4942 | -446.2912 | 0.40602 | 0.342 | 0.42749 | 0.2585 | 18.8826 | -11.4225 | -70.3193 | -115.365
6 | 29 | 18 | 651.9869 | 664.6436 | 681.253 | 695.7459 | 0 | 0 | 0 | 0 | 182.4408 | 236.072 | 0 | 0 | 0 | 0 | 0 | 0 | 405.2229 | 362.6063 | 793.3159 | 801.9312 | 0 | 0 | 0 | 0 | 0 | -8.843 | -131.8469 | -20.497 | 0 | 0 | 0 | 0 | 64.3231 | 74.8083 | 19.784 | -85.6882 | 0.4027 | 0.42494 | 0.41159 | 0.40375 | 25.9026 | 31.7889 | 8.1428 | -34.5965
6 | 29 | 19 | 625.4958 | 639.1368 | 656.7074 | 672.0374 | 0 | 0 | 0 | 0 | 209.2808 | 291.562 | 0 | 0 | 0 | 0 | 0 | 0 | 334.2176 | 258.3477 | 500.3624 | 500.8181 | 0 | 0 | 0 | 0 | 0 | 6.7241 | 79.8337 | 93.9539 | 0 | 0 | 0 | 0 | 81.9973 | 82.503 | 76.5113 | 77.2654 | 0.40839 | 0.42225 | 0.40697 | 0.39265 | 33.4867 | 34.8368 | 31.1378 | 30.338
6 | 29 | 20 | 623.8756 | 637.9668 | 655.9319 | 671.4976 | 0 | 0 | 0 | 0 | 217.241 | 313.7854 | 0 | 0 | 0 | 0 | 0 | 0 | 300.8493 | 188.5502 | 351.2934 | 351.2949 | 0 | 0 | 0 | 0 | 0 | 8.9427 | 3.2802 | 165.5029 | 0 | 0 | 0 | 0 | 105.7853 | 126.6885 | 301.3583 | 154.6998 | 0.40942 | 0.43553 | 0.40598 | 0.39629 | 43.3109 | 55.1765 | 122.3464 | 61.3058
6 | 29 | 21 | 613.0838 | 627.2807 | 645.2086 | 660.6145 | 0 | 0 | 0 | 0 | 218.3307 | 320.9094 | 0 | 0 | 0 | 0 | 0 | 0 | 256.6816 | 123.373 | 299.9254 | 299.9254 | 0 | 0 | 0 | 0 | 0 | 18.2532 | 67.6467 | 113.3516 | 0 | 0 | 0 | 0 | 138.0715 | 164.7451 | 277.6366 | 247.3376 | 0.4094 | 0.43476 | 0.40586 | 0.39679 | 56.5263 | 71.6251 | 112.6825 | 98.1416
6 | 29 | 22 | 567.0835 | 580.8669 | 598.1371 | 612.9593 | 0 | 0 | 0 | 0 | 213.2419 | 322.4024 | 0 | 0 | 0 | 0 | 0 | 0 | 221.6211 | 104.3693 | 311.2238 | 311.2238 | 0 | 0 | 0 | 0 | 0 | 35.9173 | 311.9684 | 132.0335 | 0 | 0 | 0 | 0 | 132.2205 | 118.1779 | -25.0551 | 169.7019 | 0.40731 | 0.42231 | 0.40449 | 0.39511 | 53.855 | 49.9079 | -10.1346 | 67.0512
6 | 29 | 23 | 512.9707 | 525.8713 | 541.9393 | 555.7046 | 0 | 0 | 0 | 0 | 206.4705 | 317.6349 | 0 | 0 | 0 | 0 | 0 | 0 | 211.7626 | 91.6177 | 297.3915 | 297.3915 | 0 | 0 | 0 | 0 | 0 | 42.8767 | 152.1545 | 91.5163 | 0 | 0 | 0 | 0 | 94.7376 | 73.7419 | 92.3933 | 166.7968 | 0.40299 | 0.42067 | 0.40353 | 0.39408 | 38.1779 | 31.0213 | 37.2833 | 65.7315
6 | 29 | 24 | 470.1445 | 480.2412 | 492.9981 | 503.79 | 0 | 0 | 0 | 0 | 199.1034 | 353.6485 | 0 | 0 | 0 | 0 | 0 | 0 | 207.0144 | 82.5645 | 289.6186 | 289.6186 | 0 | 0 | 0 | 0 | 0 | 11.3494 | 145.4558 | 317.5846 | 0 | 0 | 0 | 0 | 64.0267 | 32.6789 | 57.9236 | -103.4133 | 0.40134 | 0.42366 | 0.4104 | 0.39542 | 25.6967 | 13.8447 | 23.7721 | -40.8912
6 | 30 | 1 | 441.0544 | 448.4252 | 457.9843 | 465.8655 | 0 | 0 | 0 | 0 | 167.4908 | 332.1546 | 0 | 0 | 0 | 0 | 0 | 0 | 192.0888 | 88.7227 | 308.1939 | 308.1939 | 0 | 0 | 0 | 0 | 0 | 36.9502 | 144.5426 | 55.8787 | 0 | 0 | 0 | 0 | 81.4748 | -9.4023 | 5.2478 | 101.7929 | 0.4071 | 0.42843 | 0.41669 | 0.39372 | 33.1687 | -4.0283 | 2.1867 | 40.0777
6 | 30 | 2 | 420.9237 | 425.8728 | 432.6948 | 438.1772 | 0 | 0 | 0 | 0 | 156.8169 | 362.1249 | 0 | 0 | 0 | 0 | 0 | 0 | 203.2186 | 82.8097 | 283.9555 | 283.9555 | 0 | 0 | 0 | 0 | 0 | 11.649 | 45.1615 | 31.017 | 0 | 0 | 0 | 0 | 60.8882 | -30.7108 | 103.5778 | 123.2047 | 0.40672 | 0.42869 | 0.41639 | 0.39335 | 24.7642 | -13.1653 | 43.1282 | 48.4624
6 | 30 | 3 | 409.5465 | 412.4226 | 416.9364 | 420.4072 | 0 | 0 | 0 | 0 | 157.2799 | 356.0294 | 0 | 0 | 0 | 0 | 0 | 0 | 208.7825 | 89.6615 | 272.474 | 272.474 | 0 | 0 | 0 | 0 | 0 | 10.2108 | 101.2972 | 14.8042 | 0 | 0 | 0 | 0 | 43.484 | -43.4792 | 43.1652 | 133.1289 | 0.40558 | 0.42977 | 0.41648 | 0.39426 | 17.6363 | -18.6861 | 17.9776 | 52.4873
6 | 30 | 4 | 404.1306 | 404.9181 | 407.1023 | 408.5049 | 0 | 0 | 0 | 0 | 163.8353 | 320.1041 | 0 | 0 | 0 | 0 | 0 | 0 | 206.4172 | 92.1246 | 268.7952 | 268.7952 | 0 | 0 | 0 | 0 | 0 | 27.4344 | 159.7315 | 25.5469 | 0 | 0 | 0 | 0 | 33.8781 | -34.745 | -21.4244 | 114.1628 | 0.40646 | 0.42931 | 0.41675 | 0.39303 | 13.77 | -14.9164 | -8.9287 | 44.8691
6 | 30 | 5 | 405.6311 | 404.8452 | 405.3019 | 405.1752 | 0 | 0 | 0 | 0 | 178.4126 | 324.7482 | 0 | 0 | 0 | 0 | 0 | 0 | 204.9533 | 102.9272 | 280.5119 | 280.5124 | 0 | 0 | 0 | 0 | 0 | 32.2215 | 90.1326 | 44.1456 | 0 | 0 | 0 | 0 | 22.2652 | -55.0517 | 34.6574 | 80.5173 | 0.40796 | 0.42719 | 0.41626 | 0.3916 | 9.0834 | -23.5173 | 14.4264 | 31.5306
6 | 30 | 6 | 400.8431 | 397.5696 | 395.3216 | 392.8661 | 0 | 0 | 0 | 0 | 202.906 | 304.5766 | 0 | 0 | 0 | 0 | 0 | 0 | 212.2366 | 174.4115 | 460.5845 | 460.9809 | 0 | 0 | 0 | 0 | 0 | -8.0108 | -27.8499 | 21.6533 | 0 | 0 | 0 | 0 | -14.2995 | -73.4076 | -37.413 | -89.7681 | 0.40606 | 0.43154 | 0.41548 | 0.38797 | -5.8065 | -31.6782 | -15.5444 | -34.827
6 | 30 | 7 | 425.7954 | 421.7237 | 418.903 | 416.1787 | 0 | 0 | 0 | 0 | 203.1427 | 263.109 | 0 | 0 | 0 | 0 | 0 | 0 | 227.4174 | 272.6165 | 733.5714 | 735.7518 | 0 | 0 | 0 | 0 | 0 | -10.7128 | -62.9311 | 18.1178 | 0 | 0 | 0 | 0 | -4.7647 | -103.2891 | -251.7373 | -337.6909 | 0.39763 | 0.41039 | 0.41696 | 0.37762 | -1.8946 | -42.3889 | -104.9636 | -127.5192
6 | 30 | 8 | 463.3484 | 459.7568 | 458.0228 | 456.7348 | 0 | 0 | 0 | 0 | 176.4844 | 236.8108 | 0 | 0 | 0 | 0 | 0 | 0 | 301.0855 | 415.0079 | 945.7042 | 960.8923 | 0 | 0 | 0 | 0 | 0 | -12.2582 | -116.046 | 257.5029 | 0 | 0 | 0 | 0 | -14.2214 | -179.8037 | -371.6355 | -761.6604 | 0.39542 | 0.54534 | 0.3925 | 0.14136 | -5.6234 | -98.0536 | -145.8654 | -107.6713
6 | 30 | 9 | 502.1347 | 500.2276 | 500.9002 | 502.2026 | 0 | 0 | 0 | 0 | 171.1633 | 232.1638 | 0 | 0 | 0 | 0 | 0 | 0 | 361.1343 | 530.7793 | 1083.9949 | 1112.7034 | 0 | 0 | 0 | 0 | 0 | -14.0075 | -144.4886 | -333.0218 | 0 | 0 | 0 | 0 | -30.1629 | -248.7079 | -438.6061 | -277.4791 | 0.3881 | 0.022118 | 0.022118 | 0.021036 | -11.7062 | -5.5009 | -9.701 | -5.8371
6 | 30 | 10 | 534.9717 | 533.7425 | 535.2315 | 537.1695 | 0 | 0 | 0 | 0 | 187.4455 | 230.7159 | 0 | 0 | 0 | 0 | 0 | 0 | 377.3675 | 588.8435 | 1175.1159 | 1213.9652 | 0 | 0 | 0 | 0 | 0 | -17.9031 | -107.4647 | -284.3266 | 0 | 0 | 0 | 0 | -29.8414 | -267.9138 | -532.4196 | -392.4691 | 0.39518 | 0.022118 | 0.022118 | 0.022118 | -11.7928 | -5.9257 | -11.776 | -8.6805
6 | 30 | 11 | 559.8886 | 559.3535 | 561.4042 | 563.4658 | 0 | 0 | 0 | 0 | 166.7716 | 218.8795 | 0 | 0 | 0 | 0 | 0 | 0 | 371.4857 | 605.4954 | 1198.2388 | 1243.2722 | 0 | 0 | 0 | 0 | 0 | -51.3912 | -243.0486 | -300.5189 | 0 | 0 | 0 | 0 | 21.6313 | -213.6302 | -393.7861 | -379.2874 | 0.39679 | 0.022118 | 0.022118 | 0.022118 | 8.5831 | -4.725 | -8.7097 | -8.389
6 | 30 | 12 | 578.3846 | 578.5887 | 581.306 | 583.6838 | 0 | 0 | 0 | 0 | 162.6225 | 216.8368 | 0 | 0 | 0 | 0 | 0 | 0 | 385.4915 | 622.3416 | 1200.5412 | 1248.6651 | 0 | 0 | 0 | 0 | 0 | -47.1716 | -346.0405 | -309.373 | 0 | 0 | 0 | 0 | 30.2706 | -213.418 | -273.1947 | -355.6083 | 0.39234 | 0.022118 | 0.022118 | 0.022118 | 11.8765 | -4.7203 | -6.0425 | -7.8653
6 | 30 | 13 | 593.5578 | 594.9656 | 598.9804 | 602.3917 | 0 | 0 | 0 | 0 | 160.8151 | 217.636 | 0 | 0 | 0 | 0 | 0 | 0 | 402.1027 | 637.9989 | 1213.6616 | 1262.3345 | 0 | 0 | 0 | 0 | 0 | -46.5535 | -137.5279 | -333.1037 | 0 | 0 | 0 | 0 | 30.64 | -214.1159 | -477.1533 | -326.8391 | 0.39433 | 0.022118 | 0.022118 | 0.022118 | 12.0822 | -4.7358 | -10.5536 | -7.2289
6 | 30 | 14 | 602.4031 | 604.8305 | 610.0304 | 614.5184 | 0 | 0 | 0 | 0 | 157.8728 | 222.9631 | 0 | 0 | 0 | 0 | 0 | 0 | 408.0706 | 650.7827 | 1255.7446 | 1302.7095 | 0 | 0 | 0 | 0 | 0 | -37.5913 | -199.2803 | -239.4618 | 0 | 0 | 0 | 0 | 36.4598 | -231.3241 | -446.4339 | -448.7293 | 0.39259 | 0.022448 | 0.022118 | 0.021917 | 14.3137 | -5.1927 | -9.8742 | -9.8346
6 | 30 | 15 | 615.2539 | 618.9223 | 625.5089 | 631.1805 | 0 | 0 | 0 | 0 | 162.1482 | 219.6826 | 0 | 0 | 0 | 0 | 0 | 0 | 405.5977 | 640.5849 | 1280.5005 | 1322.7987 | 0 | 0 | 0 | 0 | 0 | -55.2078 | -198.5995 | -240.8088 | 0 | 0 | 0 | 0 | 47.508 | -186.1375 | -456.3921 | -450.8094 | 0.38933 | 0.022983 | 0.021613 | 0.020742 | 18.4962 | -4.2781 | -9.864 | -9.3505
6 | 30 | 16 | 622.3733 | 628.5904 | 638.0228 | 646.2205 | 0 | 0 | 0 | 0 | 160.6192 | 232.9707 | 0 | 0 | 0 | 0 | 0 | 0 | 391.1908 | 598.2765 | 1234.6483 | 1268.3394 | 0 | 0 | 0 | 0 | 0 | -16.2357 | -29.4136 | -144.2022 | 0 | 0 | 0 | 0 | 70.5633 | -186.421 | -567.2119 | -477.9167 | 0.39725 | 0.023616 | 0.020937 | 0.02146 | 28.0314 | -4.4025 | -11.8755 | -10.2563
6 | 30 | 17 | 620.1793 | 628.9504 | 641.1619 | 651.7877 | 0 | 0 | 0 | 0 | 165.6147 | 234.1637 | 0 | 0 | 0 | 0 | 0 | 0 | 346.7117 | 475.5112 | 1021.543 | 1043.5802 | 0 | 0 | 0 | 0 | 0 | -9.9765 | -152.1498 | 119.7224 | 0 | 0 | 0 | 0 | 107.8529 | -70.7479 | -228.2313 | -511.5149 | 0.40602 | 0.342 | 0.42749 | 0.2585 | 43.7906 | -24.196 | -97.5662 | -132.2251
6 | 30 | 18 | 610.3267 | 621.6197 | 636.5755 | 649.638 | 0 | 0 | 0 | 0 | 182.4408 | 236.072 | 0 | 0 | 0 | 0 | 0 | 0 | 289.0889 | 335.0816 | 746.0154 | 754.4231 | 0 | 0 | 0 | 0 | 0 | -8.843 | -131.8469 | -20.497 | 0 | 0 | 0 | 0 | 138.797 | 59.3091 | 22.407 | -84.2881 | 0.4027 | 0.42494 | 0.41159 | 0.40375 | 55.8929 | 25.2027 | 9.2224 | -34.0312
6 | 30 | 19 | 588.9117 | 601.3551 | 617.4736 | 631.5475 | 0 | 0 | 0 | 0 | 209.2808 | 291.562 | 0 | 0 | 0 | 0 | 0 | 0 | 235.1289 | 233.0574 | 451.252 | 451.7697 | 0 | 0 | 0 | 0 | 0 | 6.7241 | 79.8337 | 93.9539 | 0 | 0 | 0 | 0 | 144.502 | 70.0116 | 86.388 | 85.8239 | 0.40839 | 0.42225 | 0.40697 | 0.39265 | 59.0129 | 29.5623 | 35.1573 | 33.6985
6 | 30 | 20 | 588.4337 | 601.3646 | 617.923 | 632.2717 | 0 | 0 | 0 | 0 | 217.241 | 313.7854 | 0 | 0 | 0 | 0 | 0 | 0 | 229.9787 | 176.4965 | 351.7421 | 351.744 | 0 | 0 | 0 | 0 | 0 | 8.9427 | 3.2802 | 165.5029 | 0 | 0 | 0 | 0 | 141.214 | 102.14 | 262.9007 | 115.0249 | 0.40942 | 0.43553 | 0.40598 | 0.39629 | 57.8163 | 44.4849 | 106.7333 | 45.583
6 | 30 | 21 | 584.6577 | 597.9241 | 614.7237 | 629.1536 | 0 | 0 | 0 | 0 | 218.3307 | 320.9094 | 0 | 0 | 0 | 0 | 0 | 0 | 219.038 | 139.2198 | 304.2374 | 304.2374 | 0 | 0 | 0 | 0 | 0 | 18.2532 | 67.6467 | 113.3516 | 0 | 0 | 0 | 0 | 147.289 | 119.5418 | 242.8397 | 211.5646 | 0.4094 | 0.43476 | 0.40586 | 0.39679 | 60.2999 | 51.9724 | 98.5597 | 83.9472
6 | 30 | 22 | 546.1446 | 559.2426 | 575.6818 | 589.7849 | 0 | 0 | 0 | 0 | 213.2419 | 322.4024 | 0 | 0 | 0 | 0 | 0 | 0 | 182.0924 | 119.7241 | 315.4099 | 315.4099 | 0 | 0 | 0 | 0 | 0 | 35.9173 | 311.9684 | 132.0335 | 0 | 0 | 0 | 0 | 150.8103 | 81.1988 | -51.6965 | 142.3414 | 0.40731 | 0.42231 | 0.40449 | 0.39511 | 61.4269 | 34.2912 | -20.911 | 56.2408
6 | 30 | 23 | 495.1137 | 507.4298 | 522.7891 | 535.9412 | 0 | 0 | 0 | 0 | 206.4705 | 317.6349 | 0 | 0 | 0 | 0 | 0 | 0 | 162.1219 | 112.1917 | 320.7471 | 320.7471 | 0 | 0 | 0 | 0 | 0 | 42.8767 | 152.1545 | 91.5163 | 0 | 0 | 0 | 0 | 126.5213 | 34.7265 | 49.8875 | 123.6778 | 0.40299 | 0.42067 | 0.40353 | 0.39408 | 50.9863 | 14.6085 | 20.131 | 48.7391
6 | 30 | 24 | 455.6776 | 465.3008 | 477.4835 | 487.7786 | 0 | 0 | 0 | 0 | 199.1034 | 353.6485 | 0 | 0 | 0 | 0 | 0 | 0 | 166.44 | 127.184 | 338.5872 | 338.5872 | 0 | 0 | 0 | 0 | 0 | 11.3494 | 145.4558 | 317.5846 | 0 | 0 | 0 | 0 | 90.1342 | -26.8811 | -6.5596 | -168.3932 | 0.40134 | 0.42366 | 0.4104 | 0.39542 | 36.1748 | -11.3884 | -2.6921 | -66.5852
7 | 1 | 1 | 428.3911 | 435.0447 | 443.761 | 450.8981 | 0 | 0 | 0 | 0 | 119.5959 | 414.9385 | 0 | 0 | 0 | 0 | 0 | 0 | 170.0171 | 126.0203 | 325.3479 | 325.3479 | 0 | 0 | 0 | 0 | 0 | 13.0833 | 93.1762 | 22.5214 | 0 | 0 | 0 | 0 | 138.7781 | -118.9974 | 25.237 | 103.0288 | 0.3644 | 0.37066 | 0.38218 | 0.36382 | 50.5711 | -44.1074 | 9.645 | 37.4841
7 | 1 | 2 | 408.9303 | 413.2981 | 419.4399 | 424.3335 | 0 | 0 | 0 | 0 | 115.6957 | 417.9437 | 0 | 0 | 0 | 0 | 0 | 0 | 162.4795 | 120.6995 | 322.6221 | 322.6221 | 0 | 0 | 0 | 0 | 0 | 25.5046 | 161.6101 | 0 | 0 | 0 | 0 | 0 | 130.7552 | -150.8496 | -64.7923 | 101.7114 | 0.3644 | 0.36878 | 0.38135 | 0.36382 | 47.6476 | -55.6301 | -24.7088 | 37.0048
7 | 1 | 3 | 396.532 | 398.6864 | 402.3579 | 405.0925 | 0 | 0 | 0 | 0 | 111.5354 | 407.315 | 0 | 0 | 0 | 0 | 0 | 0 | 161.0009 | 122.2112 | 325.1276 | 325.1276 | 0 | 0 | 0 | 0 | 0 | 43.2455 | 178.5773 | 0 | 0 | 0 | 0 | 0 | 123.9957 | -174.0852 | -101.3471 | 79.9649 | 0.36651 | 0.3648 | 0.37847 | 0.36382 | 45.4452 | -63.5067 | -38.3568 | 29.093
7 | 1 | 4 | 391.3085 | 391.4868 | 392.9536 | 393.7315 | 0 | 0 | 0 | 0 | 127.7964 | 335.1935 | 0 | 0 | 0 | 0 | 0 | 0 | 142.8289 | 104.0985 | 312.1802 | 312.1802 | 0 | 0 | 0 | 0 | 0 | 65.4166 | 178.6965 | 0 | 0 | 0 | 0 | 0 | 120.6833 | -113.2217 | -97.9231 | 81.5513 | 0.36512 | 0.37056 | 0.38415 | 0.36382 | 44.0643 | -41.9557 | -37.617 | 29.6701
7 | 1 | 5 | 389.467 | 387.7397 | 387.0966 | 386.0035 | 0 | 0 | 0 | 0 | 184.2764 | 286.2915 | 0 | 0 | 0 | 0 | 0 | 0 | 131.9911 | 90.6649 | 298.1212 | 298.1217 | 0 | 0 | 0 | 0 | 0 | 15.3137 | -68.509 | 179.8886 | 0 | 0 | 0 | 0 | 73.1994 | -4.5304 | 157.4844 | -92.0068 | 0.36404 | 0.37803 | 0.38589 | 0.36382 | 26.6478 | -1.7126 | 60.7714 | -33.4741
7 | 1 | 6 | 384.726 | 380.8937 | 377.9693 | 374.925 | 0 | 0 | 0 | 0 | 201.9347 | 282.6992 | 0 | 0 | 0 | 0 | 0 | 0 | 149.1721 | 136.3961 | 407.5492 | 407.9414 | 0 | 0 | 0 | 0 | 0 | 43.8886 | 175.5177 | -77.9088 | 0 | 0 | 0 | 0 | 33.6192 | -82.0901 | -205.0976 | 44.8923 | 0.36811 | 0.37383 | 0.38312 | 0.36387 | 12.3754 | -30.6879 | -78.5762 | 16.3349
7 | 1 | 7 | 405.3299 | 400.3803 | 396.5079 | 392.8562 | 0 | 0 | 0 | 0 | 198.1185 | 272.5677 | 0 | 0 | 0 | 0 | 0 | 0 | 170.1481 | 233.5421 | 706.4453 | 708.8282 | 0 | 0 | 0 | 0 | 0 | -16.3404 | -53.7317 | 0 | 0 | 0 | 0 | 0 | 37.0633 | -89.389 | -256.2058 | -315.972 | 0.37184 | 0.3586 | 0.37474 | 0.37002 | 13.7816 | -32.0546 | -96.0094 | -116.9147
7 | 1 | 8 | 439.9775 | 435.4655 | 432.6122 | 430.3274 | 0 | 0 | 0 | 0 | 159.7789 | 216.7182 | 0 | 0 | 0 | 0 | 0 | 0 | 216.4102 | 344.2344 | 930.3843 | 945.1976 | 0 | 0 | 0 | 0 | 0 | -13.6726 | -46.4954 | 0 | 0 | 0 | 0 | 0 | 63.7884 | -111.8145 | -451.2767 | -514.8702 | 0.37003 | 0.38103 | 0.36475 | 0.38586 | 23.6034 | -42.6044 | -164.6037 | -198.6699
7 | 1 | 9 | 475.1297 | 471.9657 | 471.1204 | 471.0576 | 0 | 0 | 0 | 0 | 191.8485 | 156.5316 | 0 | 0 | 0 | 0 | 0 | 0 | 261.4039 | 452.8931 | 1110.8434 | 1138.832 | 0 | 0 | 0 | 0 | 0 | -64.4815 | -266.1728 | -3.51 | 0 | 0 | 0 | 0 | 21.8773 | -72.9775 | -373.5503 | -664.2644 | 0.36691 | 0.38398 | 0.38398 | 0 | 8.0271 | -28.0215 | -143.434 | 0
7 | 1 | 10 | 509.6338 | 507.184 | 507.2039 | 507.8222 | 0 | 0 | 0 | 0 | 176.7012 | 127.0234 | 0 | 0 | 0 | 0 | 0 | 0 | 288.8683 | 519.0778 | 1201.3014 | 1239.1072 | 0 | 0 | 0 | 0 | 0 | -61.3591 | -351 | -258.4817 | 0 | 0 | 0 | 0 | 44.0643 | -77.5582 | -343.0975 | -472.8033 | 0.36691 | 0.38398 | 0.38398 | 0 | 16.1678 | -29.7804 | -131.7409 | 0
7 | 1 | 11 | 541.4707 | 539.7833 | 540.4755 | 541.3218 | 0 | 0 | 0 | 0 | 177.6487 | 128.7359 | 0 | 0 | 0 | 0 | 0 | 0 | 306.9525 | 550.1939 | 1220.604 | 1264.2823 | 0 | 0 | 0 | 0 | 0 | -60 | -351 | -351 | 0 | 0 | 0 | 0 | 56.8695 | -79.1464 | -329.1285 | -371.9606 | 0.36691 | 0.38398 | 0.38398 | 0 | 20.8662 | -30.3903 | -126.3771 | 0
7 | 1 | 12 | 565.1411 | 564.1858 | 565.561 | 566.7399 | 0 | 0 | 0 | 0 | 172.3026 | 133.2241 | 0 | 0 | 0 | 0 | 0 | 0 | 321.5078 | 570.7141 | 1227.0228 | 1274.0104 | 0 | 0 | 0 | 0 | 0 | -60 | -351 | -351 | 0 | 0 | 0 | 0 | 71.3307 | -79.7524 | -310.4618 | -356.2705 | 0.36691 | 0.38398 | 0.38398 | 0 | 26.1722 | -30.623 | -119.2096 | 0
7 | 1 | 13 | 588.6766 | 589.0757 | 591.9487 | 594.3359 | 0 | 0 | 0 | 0 | 159.8293 | 138.1092 | 0 | 0 | 0 | 0 | 0 | 0 | 335.2243 | 597.6618 | 1255.0635 | 1302.4515 | 0 | 0 | 0 | 0 | 0 | -43.1691 | -194.8028 | -351 | 0 | 0 | 0 | 0 | 93.6231 | -103.5261 | -468.312 | -357.1156 | 0.36382 | 0.38398 | 0.38398 | 0 | 34.0621 | -39.7514 | -179.8201 | 0
7 | 1 | 14 | 606.433 | 607.872 | 611.9809 | 615.4775 | 0 | 0 | 0 | 0 | 192.7942 | 139.6667 | 0 | 0 | 0 | 0 | 0 | 0 | 348.2501 | 613.6785 | 1289.7566 | 1335.549 | 0 | 0 | 0 | 0 | 0 | -32.1042 | -205.7875 | -229.6026 | 0 | 0 | 0 | 0 | 65.3887 | -113.369 | -471.9882 | -490.4689 | 0.36561 | 0.38398 | 0.38398 | 0 | 23.9066 | -43.5309 | -181.2317 | 0
7 | 1 | 15 | 622.5883 | 625.1271 | 630.4773 | 635.0239 | 0 | 0 | 0 | 0 | 169.6641 | 163.5469 | 0 | 0 | 0 | 0 | 0 | 0 | 350.3524 | 577.311 | 1240.8288 | 1282.0982 | 0 | 0 | 0 | 0 | 0 | -3.0002 | 0 | 1.1435 | 0 | 0 | 0 | 0 | 102.5718 | -112.7305 | -610.3515 | -648.2179 | 0.36533 | 0.38398 | 0.38025 | 0 | 37.4721 | -43.2857 | -232.0856 | 0
7 | 1 | 16 | 635.5699 | 640.7096 | 648.9839 | 656.1205 | 0 | 0 | 0 | 0 | 160.0651 | 185.4641 | 0 | 0 | 0 | 0 | 0 | 0 | 340.2668 | 535.4521 | 1191.0038 | 1224.9735 | 0 | 0 | 0 | 0 | 0 | -3.0002 | -35.1 | 5.1612 | 0 | 0 | 0 | 0 | 135.2381 | -77.2064 | -506.9199 | -574.0142 | 0.37414 | 0.38398 | 0.38398 | 0.38586 | 50.5975 | -29.6454 | -194.6446 | -221.4908
7 | 1 | 17 | 639.3426 | 647.3489 | 658.7711 | 668.6614 | 0 | 0 | 0 | 0 | 172.8091 | 252.4118 | 0 | 0 | 0 | 0 | 0 | 0 | 324.1571 | 459.8374 | 1079.1434 | 1101.5523 | 0 | 0 | 0 | 0 | 0 | -6.9167 | -25.4398 | -17.55 | 0 | 0 | 0 | 0 | 142.3764 | -57.9837 | -394.9326 | -415.3409 | 0.38366 | 0.35923 | 0.36981 | 0.37601 | 54.6235 | -20.8292 | -146.0489 | -156.1741
7 | 1 | 18 | 632.5821 | 643.3209 | 657.7326 | 670.2766 | 0 | 0 | 0 | 0 | 186.3065 | 255.4801 | 0 | 0 | 0 | 0 | 0 | 0 | 309.5245 | 384.532 | 921.7546 | 930.7138 | 0 | 0 | 0 | 0 | 0 | -5.9951 | -6.5697 | 0 | 0 | 0 | 0 | 0 | 136.7511 | 9.3038 | -257.4523 | -260.4372 | 0.38585 | 0.38166 | 0.38652 | 0.37341 | 52.7659 | 3.5509 | -99.5117 | -97.2499
7 | 1 | 19 | 615.5506 | 627.8256 | 643.8462 | 657.8 | 0 | 0 | 0 | 0 | 203.2487 | 291.8334 | 0 | 0 | 0 | 0 | 0 | 0 | 318.0811 | 269.7458 | 541.7908 | 542.255 | 0 | 0 | 0 | 0 | 0 | -17.0609 | -24.1417 | 161.2525 | 0 | 0 | 0 | 0 | 94.2209 | 83.3072 | 126.1971 | -45.7075 | 0.38793 | 0.39411 | 0.38919 | 0.38458 | 36.5516 | 32.8321 | 49.1145 | -17.5781
7 | 1 | 20 | 612.6146 | 625.3229 | 641.7182 | 655.8949 | 0 | 0 | 0 | 0 | 194.4771 | 304.9252 | 0 | 0 | 0 | 0 | 0 | 0 | 322.994 | 184.0008 | 347.0384 | 347.0401 | 0 | 0 | 0 | 0 | 0 | 50.9382 | 185.6856 | 214.0835 | 0 | 0 | 0 | 0 | 95.1435 | 85.4587 | 108.9941 | 94.7713 | 0.38829 | 0.40541 | 0.3998 | 0.38892 | 36.9435 | 34.6454 | 43.576 | 36.8581
7 | 1 | 21 | 603.6551 | 616.7045 | 633.3355 | 647.6012 | 0 | 0 | 0 | 0 | 195.6206 | 344.8632 | 0 | 0 | 0 | 0 | 0 | 0 | 283.4436 | 143.9661 | 327.157 | 327.157 | 0 | 0 | 0 | 0 | 0 | 0 | 192.0654 | 117 | 0 | 0 | 0 | 0 | 124.5909 | 127.8753 | 114.1131 | 203.4443 | 0.38736 | 0.40087 | 0.39574 | 0.38805 | 48.2619 | 51.2614 | 45.1587 | 78.9471
7 | 1 | 22 | 556.1911 | 569.1454 | 585.4687 | 599.4677 | 0 | 0 | 0 | 0 | 197.2381 | 339.4599 | 0 | 0 | 0 | 0 | 0 | 0 | 246.5218 | 117.0415 | 324.2944 | 324.2944 | 0 | 0 | 0 | 0 | 0 | 5.6124 | 97.8208 | 101.7105 | 0 | 0 | 0 | 0 | 112.4312 | 107.0316 | 163.3534 | 173.4627 | 0.38147 | 0.39646 | 0.3914 | 0.38267 | 42.8888 | 42.434 | 63.9358 | 66.3792
7 | 1 | 23 | 505.3357 | 517.4793 | 532.6899 | 545.7065 | 0 | 0 | 0 | 0 | 189.5149 | 360.6666 | 0 | 0 | 0 | 0 | 0 | 0 | 233.19 | 102.5516 | 314.2036 | 314.2036 | 0 | 0 | 0 | 0 | 0 | 13.0833 | 13.3733 | 137.0092 | 0 | 0 | 0 | 0 | 82.6308 | 41.1777 | 205.113 | 94.4937 | 0.37334 | 0.38975 | 0.38502 | 0.37572 | 30.8492 | 16.049 | 78.9721 | 35.5032
7 | 1 | 24 | 459.8091 | 469.2967 | 481.3518 | 491.5384 | 0 | 0 | 0 | 0 | 172.2759 | 393.3846 | 0 | 0 | 0 | 0 | 0 | 0 | 225.6886 | 102.2554 | 321.9475 | 321.9475 | 0 | 0 | 0 | 0 | 0 | 4.689 | 92.1563 | 117 | 0 | 0 | 0 | 0 | 61.8447 | -31.0323 | 67.248 | 52.5909 | 0.36396 | 0.38033 | 0.38357 | 0.36382 | 22.5089 | -11.8025 | 25.7942 | 19.1337
7 | 2 | 1 | 427.6297 | 434.2583 | 442.9445 | 450.0554 | 0 | 0 | 0 | 0 | 119.5959 | 414.9385 | 0 | 0 | 0 | 0 | 0 | 0 | 222.2385 | 97.7549 | 308.8954 | 308.8954 | 0 | 0 | 0 | 0 | 0 | 13.0833 | 93.1762 | 22.5214 | 0 | 0 | 0 | 0 | 85.7954 | -91.5183 | 40.8729 | 118.6385 | 0.3644 | 0.37066 | 0.38218 | 0.36382 | 31.2641 | -33.922 | 15.6206 | 43.1633
7 | 2 | 2 | 411.1964 | 415.6384 | 421.8701 | 426.8415 | 0 | 0 | 0 | 0 | 115.6957 | 417.9437 | 0 | 0 | 0 | 0 | 0 | 0 | 212.813 | 95.6803 | 307.9361 | 307.9361 | 0 | 0 | 0 | 0 | 0 | 25.5046 | 161.6101 | 0 | 0 | 0 | 0 | 0 | 82.6878 | -123.4901 | -47.6761 | 118.9054 | 0.3644 | 0.36878 | 0.38135 | 0.36382 | 30.1317 | -45.5405 | -18.1815 | 43.2604
7 | 2 | 3 | 403.0946 | 405.4639 | 409.3958 | 412.3558 | 0 | 0 | 0 | 0 | 111.5354 | 407.315 | 0 | 0 | 0 | 0 | 0 | 0 | 216.1787 | 95.7408 | 303.8758 | 303.8758 | 0 | 0 | 0 | 0 | 0 | 43.2455 | 178.5773 | 0 | 0 | 0 | 0 | 0 | 75.3806 | -140.8373 | -73.0573 | 108.48 | 0.36651 | 0.3648 | 0.37847 | 0.36382 | 27.6274 | -51.3778 | -27.65 | 39.4674
7 | 2 | 4 | 409.1655 | 409.9283 | 412.1038 | 413.4949 | 0 | 0 | 0 | 0 | 127.7964 | 335.1935 | 0 | 0 | 0 | 0 | 0 | 0 | 209.3304 | 84.9017 | 285.8211 | 285.8211 | 0 | 0 | 0 | 0 | 0 | 65.4166 | 178.6965 | 0 | 0 | 0 | 0 | 0 | 72.0388 | -75.5835 | -52.4138 | 127.6738 | 0.36512 | 0.37056 | 0.38415 | 0.36382 | 26.303 | -28.0084 | -20.1346 | 46.4505
7 | 2 | 5 | 428.426 | 427.974 | 428.8772 | 429.1219 | 0 | 0 | 0 | 0 | 184.2764 | 286.2915 | 0 | 0 | 0 | 0 | 0 | 0 | 197.0489 | 81.3282 | 273.6975 | 273.6979 | 0 | 0 | 0 | 0 | 0 | 15.3137 | -68.509 | 179.8886 | 0 | 0 | 0 | 0 | 47.1007 | 45.0405 | 223.6888 | -24.4647 | 0.36404 | 0.37803 | 0.38589 | 0.36382 | 17.1467 | 17.0267 | 86.3188 | -8.9008
7 | 2 | 6 | 457.8398 | 456.4009 | 456.3784 | 455.8446 | 0 | 0 | 0 | 0 | 201.9347 | 282.6992 | 0 | 0 | 0 | 0 | 0 | 0 | 215.8739 | 152.6276 | 442.7426 | 443.1133 | 0 | 0 | 0 | 0 | 0 | 43.8886 | 175.5177 | -77.9088 | 0 | 0 | 0 | 0 | 40.0312 | -22.8145 | -161.8818 | 90.6401 | 0.36811 | 0.37383 | 0.38312 | 0.36387 | 14.7357 | -8.5288 | -62.0196 | 32.9811
7 | 2 | 7 | 509.009 | 507.4533 | 507.696 | 507.6044 | 0 | 0 | 0 | 0 | 198.1185 | 272.5677 | 0 | 0 | 0 | 0 | 0 | 0 | 232.6235 | 251.9029 | 691.236 | 693.2145 | 0 | 0 | 0 | 0 | 0 | -16.3404 | -53.7317 | 0 | 0 | 0 | 0 | 0 | 78.267 | -0.67686 | -129.8083 | -185.6101 | 0.37184 | 0.3586 | 0.37474 | 0.37002 | 29.1027 | -0.24272 | -48.6438 | -68.6787
7 | 2 | 8 | 559.2294 | 558.621 | 560.501 | 562.3109 | 0 | 0 | 0 | 0 | 159.7789 | 216.7182 | 0 | 0 | 0 | 0 | 0 | 0 | 279.3518 | 367.1731 | 876.5505 | 891.126 | 0 | 0 | 0 | 0 | 0 | -13.6726 | -46.4954 | 0 | 0 | 0 | 0 | 0 | 120.0987 | -11.5977 | -269.5542 | -328.8151 | 0.37003 | 0.38103 | 0.36475 | 0.38586 | 44.4397 | -4.4191 | -98.3202 | -126.8779
7 | 2 | 9 | 598.4968 | 599.3711 | 603.4224 | 607.5957 | 0 | 0 | 0 | 0 | 191.8485 | 156.5316 | 0 | 0 | 0 | 0 | 0 | 0 | 340.008 | 477.2979 | 1024.948 | 1052.731 | 0 | 0 | 0 | 0 | 0 | -64.4815 | -266.1728 | -3.51 | 0 | 0 | 0 | 0 | 66.6402 | 30.0231 | -155.3528 | -441.6252 | 0.36691 | 0.38398 | 0.38398 | 0 | 24.4512 | 11.5281 | -59.6516 | 0
7 | 2 | 10 | 637.4425 | 639.1764 | 644.2692 | 649.2761 | 0 | 0 | 0 | 0 | 176.7012 | 127.0234 | 0 | 0 | 0 | 0 | 0 | 0 | 387.4013 | 556.8676 | 1107.3183 | 1145.0549 | 0 | 0 | 0 | 0 | 0 | -61.3591 | -351 | -258.4817 | 0 | 0 | 0 | 0 | 73.34 | 16.6445 | -112.0491 | -237.2971 | 0.36691 | 0.38398 | 0.38398 | 0 | 26.9095 | 6.3911 | -43.024 | 0
7 | 2 | 11 | 666.7413 | 669.1546 | 674.8189 | 679.9666 | 0 | 0 | 0 | 0 | 177.6487 | 128.7359 | 0 | 0 | 0 | 0 | 0 | 0 | 397.2471 | 588.5915 | 1145.0202 | 1188.871 | 0 | 0 | 0 | 0 | 0 | -60 | -351 | -351 | 0 | 0 | 0 | 0 | 91.8455 | 11.8272 | -119.2012 | -157.9043 | 0.36691 | 0.38398 | 0.38398 | 0 | 33.6994 | 4.5414 | -45.7703 | 0
7 | 2 | 12 | 687.1667 | 690.2057 | 696.4243 | 701.7932 | 0 | 0 | 0 | 0 | 172.3026 | 133.2241 | 0 | 0 | 0 | 0 | 0 | 0 | 412.1593 | 605.4326 | 1145.3461 | 1192.3457 | 0 | 0 | 0 | 0 | 0 | -60 | -351 | -351 | 0 | 0 | 0 | 0 | 102.7048 | 11.549 | -97.9218 | -139.5525 | 0.36691 | 0.38398 | 0.38398 | 0 | 37.6838 | 4.4345 | -37.5995 | 0
7 | 2 | 13 | 712.3701 | 716.8182 | 724.6007 | 731.2352 | 0 | 0 | 0 | 0 | 159.8293 | 138.1092 | 0 | 0 | 0 | 0 | 0 | 0 | 446.287 | 622.8862 | 1130.9683 | 1178.8206 | 0 | 0 | 0 | 0 | 0 | -43.1691 | -194.8028 | -351 | 0 | 0 | 0 | 0 | 106.2538 | -1.008 | -211.5649 | -96.5853 | 0.36382 | 0.38398 | 0.38398 | 0 | 38.6574 | -0.38706 | -81.2356 | 0
7 | 2 | 14 | 729.0387 | 734.4911 | 743.4663 | 751.1729 | 0 | 0 | 0 | 0 | 192.7942 | 139.6667 | 0 | 0 | 0 | 0 | 0 | 0 | 469.8548 | 637.1059 | 1146.2097 | 1192.1788 | 0 | 0 | 0 | 0 | 0 | -32.1042 | -205.7875 | -229.6026 | 0 | 0 | 0 | 0 | 66.3897 | -10.1773 | -196.9559 | -211.4033 | 0.36561 | 0.38398 | 0.38398 | 0 | 24.2726 | -3.9078 | -75.6261 | 0
7 | 2 | 15 | 743.2905 | 749.7804 | 759.9214 | 768.6125 | 0 | 0 | 0 | 0 | 169.6641 | 163.5469 | 0 | 0 | 0 | 0 | 0 | 0 | 467.9874 | 646.6085 | 1184.8679 | 1226.4838 | 0 | 0 | 0 | 0 | 0 | -3.0002 | 0 | 1.1435 | 0 | 0 | 0 | 0 | 105.6389 | -57.3748 | -424.9465 | -459.0147 | 0.36533 | 0.38398 | 0.38025 | 0 | 38.5926 | -22.0305 | -161.5855 | 0
7 | 2 | 16 | 752.5738 | 761.5435 | 774.4618 | 785.6161 | 0 | 0 | 0 | 0 | 160.0651 | 185.4641 | 0 | 0 | 0 | 0 | 0 | 0 | 461.59 | 592.0613 | 1111.8196 | 1145.6513 | 0 | 0 | 0 | 0 | 0 | -3.0002 | -35.1 | 5.1612 | 0 | 0 | 0 | 0 | 130.9187 | -12.9816 | -302.2578 | -365.1964 | 0.37414 | 0.38398 | 0.38398 | 0.38586 | 48.9815 | -4.9846 | -116.0594 | -140.9158
7 | 2 | 17 | 747.1188 | 758.6531 | 774.3531 | 787.9441 | 0 | 0 | 0 | 0 | 172.8091 | 252.4118 | 0 | 0 | 0 | 0 | 0 | 0 | 426.2576 | 503.696 | 1017.2228 | 1039.6084 | 0 | 0 | 0 | 0 | 0 | -6.9167 | -25.4398 | -17.55 | 0 | 0 | 0 | 0 | 148.0521 | 9.4621 | -217.43 | -234.1143 | 0.38366 | 0.35923 | 0.36981 | 0.37601 | 56.801 | 3.399 | -80.4072 | -88.0303
7 | 2 | 18 | 728.919 | 742.8113 | 761.0468 | 776.8987 | 0 | 0 | 0 | 0 | 186.3065 | 255.4801 | 0 | 0 | 0 | 0 | 0 | 0 | 369.7688 | 390.4391 | 857.3618 | 865.9987 | 0 | 0 | 0 | 0 | 0 | -5.9951 | -6.5697 | 0 | 0 | 0 | 0 | 0 | 172.8437 | 102.8872 | -89.7454 | -89.0999 | 0.38585 | 0.38166 | 0.38652 | 0.37341 | 66.6923 | 39.2678 | -34.6888 | -33.2708
7 | 2 | 19 | 703.4032 | 718.554 | 738.0615 | 755.032 | 0 | 0 | 0 | 0 | 203.2487 | 291.8334 | 0 | 0 | 0 | 0 | 0 | 0 | 316.2546 | 259.2556 | 485.5131 | 485.9528 | 0 | 0 | 0 | 0 | 0 | -17.0609 | -24.1417 | 161.2525 | 0 | 0 | 0 | 0 | 183.8999 | 184.5258 | 276.6902 | 107.8267 | 0.38793 | 0.39411 | 0.38919 | 0.38458 | 71.3412 | 72.7233 | 107.6848 | 41.4678
7 | 2 | 20 | 690.0431 | 705.286 | 724.7545 | 741.5899 | 0 | 0 | 0 | 0 | 194.4771 | 304.9252 | 0 | 0 | 0 | 0 | 0 | 0 | 279.8205 | 188.7842 | 375.2471 | 375.2487 | 0 | 0 | 0 | 0 | 0 | 50.9382 | 185.6856 | 214.0835 | 0 | 0 | 0 | 0 | 215.7455 | 160.6383 | 163.8217 | 152.2577 | 0.38829 | 0.40541 | 0.3998 | 0.38892 | 83.7724 | 65.1236 | 65.4962 | 59.2156
7 | 2 | 21 | 670.8589 | 686.1082 | 705.4066 | 721.9799 | 0 | 0 | 0 | 0 | 195.6206 | 344.8632 | 0 | 0 | 0 | 0 | 0 | 0 | 258.5528 | 177.3209 | 396.9924 | 396.9924 | 0 | 0 | 0 | 0 | 0 | 0 | 192.0654 | 117 | 0 | 0 | 0 | 0 | 216.6856 | 163.9241 | 116.3488 | 207.9875 | 0.38736 | 0.40087 | 0.39574 | 0.38805 | 83.9359 | 65.7123 | 46.0435 | 80.7101
7 | 2 | 22 | 608.8555 | 623.5338 | 641.9473 | 657.7547 | 0 | 0 | 0 | 0 | 197.2381 | 339.4599 | 0 | 0 | 0 | 0 | 0 | 0 | 226.6963 | 111.9617 | 310.6169 | 310.6169 | 0 | 0 | 0 | 0 | 0 | 5.6124 | 97.8208 | 101.7105 | 0 | 0 | 0 | 0 | 184.921 | 166.4997 | 233.5096 | 245.4273 | 0.38147 | 0.39646 | 0.3914 | 0.38267 | 70.5414 | 66.0109 | 91.3946 | 93.918
7 | 2 | 23 | 543.2795 | 556.6652 | 573.3817 | 587.7013 | 0 | 0 | 0 | 0 | 189.5149 | 360.6666 | 0 | 0 | 0 | 0 | 0 | 0 | 191.7617 | 113.4514 | 359.2518 | 359.2518 | 0 | 0 | 0 | 0 | 0 | 13.0833 | 13.3733 | 137.0092 | 0 | 0 | 0 | 0 | 162.0029 | 69.4639 | 200.7566 | 91.4403 | 0.37334 | 0.38975 | 0.38502 | 0.37572 | 60.4818 | 27.0735 | 77.2948 | 34.3559
7 | 2 | 24 | 488.1265 | 498.541 | 511.72 | 522.879 | 0 | 0 | 0 | 0 | 172.2759 | 393.3846 | 0 | 0 | 0 | 0 | 0 | 0 | 194.7214 | 104.357 | 352.5693 | 352.5693 | 0 | 0 | 0 | 0 | 0 | 4.689 | 92.1563 | 117 | 0 | 0 | 0 | 0 | 121.1292 | -3.8897 | 66.9944 | 53.3096 | 0.36396 | 0.38033 | 0.38357 | 0.36382 | 44.0861 | -1.4794 | 25.6969 | 19.3952
7 | 3 | 1 | 455.095 | 462.6226 | 472.3989 | 480.4529 | 0 | 0 | 0 | 0 | 119.5959 | 414.9385 | 0 | 0 | 0 | 0 | 0 | 0 | 196.8053 | 94.5177 | 327.2521 | 327.2521 | 0 | 0 | 0 | 0 | 0 | 13.0833 | 93.1762 | 22.5214 | 0 | 0 | 0 | 0 | 138.6938 | -59.9168 | 51.9707 | 130.6794 | 0.3644 | 0.37066 | 0.38218 | 0.36382 | 50.5404 | -22.2086 | 19.8619 | 47.544
7 | 3 | 2 | 434.4376 | 439.6404 | 446.7946 | 452.5641 | 0 | 0 | 0 | 0 | 115.6957 | 417.9437 | 0 | 0 | 0 | 0 | 0 | 0 | 193.1478 | 109.4674 | 348.325 | 348.325 | 0 | 0 | 0 | 0 | 0 | 25.5046 | 161.6101 | 0 | 0 | 0 | 0 | 0 | 125.5942 | -113.2752 | -63.1405 | 104.239 | 0.3644 | 0.36878 | 0.38135 | 0.36382 | 45.7669 | -41.7735 | -24.0789 | 37.9244
7 | 3 | 3 | 423.4534 | 426.4891 | 431.2291 | 434.8881 | 0 | 0 | 0 | 0 | 111.5354 | 407.315 | 0 | 0 | 0 | 0 | 0 | 0 | 175.2005 | 79.5728 | 299.8836 | 299.8836 | 0 | 0 | 0 | 0 | 0 | 43.2455 | 178.5773 | 0 | 0 | 0 | 0 | 0 | 136.7175 | -103.6442 | -47.2318 | 135.0046 | 0.36651 | 0.3648 | 0.37847 | 0.36382 | 50.1078 | -37.8097 | -17.8758 | 49.1176
7 | 3 | 4 | 426.9137 | 428.2574 | 431.1374 | 433.1379 | 0 | 0 | 0 | 0 | 127.7964 | 335.1935 | 0 | 0 | 0 | 0 | 0 | 0 | 158.7441 | 68.9316 | 289.1124 | 289.1124 | 0 | 0 | 0 | 0 | 0 | 65.4166 | 178.6965 | 0 | 0 | 0 | 0 | 0 | 140.3733 | -41.2842 | -36.6715 | 144.0255 | 0.36512 | 0.37056 | 0.38415 | 0.36382 | 51.2536 | -15.2984 | -14.0873 | 52.3996
7 | 3 | 5 | 443.4186 | 443.4574 | 444.9557 | 445.7151 | 0 | 0 | 0 | 0 | 184.2764 | 286.2915 | 0 | 0 | 0 | 0 | 0 | 0 | 163.1586 | 66.4584 | 279.6854 | 279.6858 | 0 | 0 | 0 | 0 | 0 | 15.3137 | -68.509 | 179.8886 | 0 | 0 | 0 | 0 | 95.9836 | 75.3938 | 233.7793 | -13.8593 | 0.36404 | 0.37803 | 0.38589 | 0.36382 | 34.9422 | 28.5011 | 90.2126 | -5.0423
7 | 3 | 6 | 471.4184 | 470.4239 | 470.9404 | 470.8728 | 0 | 0 | 0 | 0 | 201.9347 | 282.6992 | 0 | 0 | 0 | 0 | 0 | 0 | 165.394 | 133.3369 | 457.4491 | 457.8142 | 0 | 0 | 0 | 0 | 0 | 43.8886 | 175.5177 | -77.9088 | 0 | 0 | 0 | 0 | 104.0896 | 10.4992 | -162.0264 | 90.9674 | 0.36811 | 0.37383 | 0.38312 | 0.36387 | 38.316 | 3.9249 | -62.075 | 33.1002
7 | 3 | 7 | 519.4331 | 518.2186 | 518.8751 | 519.1414 | 0 | 0 | 0 | 0 | 198.1185 | 272.5677 | 0 | 0 | 0 | 0 | 0 | 0 | 169.6718 | 228.6067 | 723.4715 | 725.422 | 0 | 0 | 0 | 0 | 0 | -16.3404 | -53.7317 | 0 | 0 | 0 | 0 | 0 | 151.6429 | 33.3847 | -150.8647 | -206.2806 | 0.37184 | 0.3586 | 0.37474 | 0.37002 | 56.3867 | 11.9716 | -56.5344 | -76.3271
7 | 3 | 8 | 565.9733 | 565.5857 | 567.7333 | 569.7749 | 0 | 0 | 0 | 0 | 159.7789 | 216.7182 | 0 | 0 | 0 | 0 | 0 | 0 | 199.0222 | 337.4567 | 921.3455 | 935.8847 | 0 | 0 | 0 | 0 | 0 | -13.6726 | -46.4954 | 0 | 0 | 0 | 0 | 0 | 207.1723 | 25.0833 | -307.1168 | -366.1098 | 0.37003 | 0.38103 | 0.36475 | 0.38586 | 76.6593 | 9.5575 | -112.0212 | -141.2686
7 | 3 | 9 | 610.5888 | 611.8589 | 616.3901 | 620.9787 | 0 | 0 | 0 | 0 | 191.8485 | 156.5316 | 0 | 0 | 0 | 0 | 0 | 0 | 232.4668 | 430.9921 | 1058.6626 | 1086.5229 | 0 | 0 | 0 | 0 | 0 | -64.4815 | -266.1728 | -3.51 | 0 | 0 | 0 | 0 | 186.2735 | 88.8168 | -176.0996 | -462.0342 | 0.36691 | 0.38398 | 0.38398 | 0 | 68.3463 | 34.1034 | -67.6179 | 0
7 | 3 | 10 | 646.6701 | 648.7061 | 654.1651 | 659.4889 | 0 | 0 | 0 | 0 | 176.7012 | 127.0234 | 0 | 0 | 0 | 0 | 0 | 0 | 257.0383 | 493.7583 | 1129.1126 | 1166.9866 | 0 | 0 | 0 | 0 | 0 | -61.3591 | -351 | -258.4817 | 0 | 0 | 0 | 0 | 212.9307 | 89.2834 | -123.9475 | -249.016 | 0.36691 | 0.38398 | 0.38398 | 0 | 78.1272 | 34.2826 | -47.5927 | 0
7 | 3 | 11 | 681.8246 | 684.7316 | 690.9946 | 696.6602 | 0 | 0 | 0 | 0 | 177.6487 | 128.7359 | 0 | 0 | 0 | 0 | 0 | 0 | 271.179 | 526.704 | 1155.2859 | 1199.1637 | 0 | 0 | 0 | 0 | 0 | -60 | -351 | -351 | 0 | 0 | 0 | 0 | 232.9968 | 89.2917 | -113.2913 | -151.5035 | 0.36691 | 0.38398 | 0.38398 | 0 | 85.4898 | 34.2858 | -43.501 | 0
7 | 3 | 12 | 705.2775 | 708.9094 | 715.8467 | 721.8375 | 0 | 0 | 0 | 0 | 172.3026 | 133.2241 | 0 | 0 | 0 | 0 | 0 | 0 | 277.7097 | 536.5706 | 1147.3808 | 1194.2204 | 0 | 0 | 0 | 0 | 0 | -60 | -351 | -351 | 0 | 0 | 0 | 0 | 255.2651 | 99.1146 | -80.5341 | -121.3829 | 0.36691 | 0.38398 | 0.38398 | 0 | 93.6603 | 38.0575 | -30.9231 | 0
7 | 3 | 13 | 731.8586 | 736.9447 | 745.5007 | 752.8044 | 0 | 0 | 0 | 0 | 159.8293 | 138.1092 | 0 | 0 | 0 | 0 | 0 | 0 | 276.1573 | 533.6404 | 1130.7645 | 1177.9454 | 0 | 0 | 0 | 0 | 0 | -43.1691 | -194.8028 | -351 | 0 | 0 | 0 | 0 | 295.872 | 108.3642 | -190.461 | -74.1409 | 0.36382 | 0.38398 | 0.38398 | 0 | 107.6447 | 41.6092 | -73.1323 | 0
7 | 3 | 14 | 751.9717 | 758.1748 | 768.0603 | 776.5544 | 0 | 0 | 0 | 0 | 192.7942 | 139.6667 | 0 | 0 | 0 | 0 | 0 | 0 | 271.5411 | 525.4659 | 1127.0097 | 1172.5116 | 0 | 0 | 0 | 0 | 0 | -32.1042 | -205.7875 | -229.6026 | 0 | 0 | 0 | 0 | 287.6364 | 125.1464 | -153.1618 | -166.3546 | 0.36561 | 0.38398 | 0.38398 | 0 | 105.162 | 48.0531 | -58.8103 | 0
7 | 3 | 15 | 764.8638 | 772.06 | 783.0572 | 792.4892 | 0 | 0 | 0 | 0 | 169.6641 | 163.5469 | 0 | 0 | 0 | 0 | 0 | 0 | 259.102 | 510.5763 | 1125.9493 | 1167.1186 | 0 | 0 | 0 | 0 | 0 | -3.0002 | 0 | 1.1435 | 0 | 0 | 0 | 0 | 336.0977 | 100.937 | -342.8921 | -375.773 | 0.36533 | 0.38398 | 0.38025 | 0 | 122.7852 | 38.7573 | -130.3844 | 0
7 | 3 | 16 | 770.8477 | 780.4156 | 794.0593 | 805.841 | 0 | 0 | 0 | 0 | 160.0651 | 185.4641 | 0 | 0 | 0 | 0 | 0 | 0 | 250.5198 | 506.2659 | 1143.728 | 1177.1745 | 0 | 0 | 0 | 0 | 0 | -3.0002 | -35.1 | 5.1612 | 0 | 0 | 0 | 0 | 360.2628 | 91.6858 | -314.5687 | -376.4948 | 0.37414 | 0.38398 | 0.38398 | 0.38586 | 134.7876 | 35.2051 | -120.7865 | -145.2754
7 | 3 | 17 | 763.9968 | 776.0836 | 792.4535 | 806.6241 | 0 | 0 | 0 | 0 | 172.8091 | 252.4118 | 0 | 0 | 0 | 0 | 0 | 0 | 237.9069 | 434.9957 | 1031.2876 | 1053.4476 | 0 | 0 | 0 | 0 | 0 | -6.9167 | -25.4398 | -17.55 | 0 | 0 | 0 | 0 | 353.2808 | 95.5928 | -213.3944 | -229.2735 | 0.38366 | 0.35923 | 0.36981 | 0.37601 | 135.5382 | 34.3394 | -78.9148 | -86.2101
7 | 3 | 18 | 741.8811 | 756.1978 | 774.9477 | 791.2448 | 0 | 0 | 0 | 0 | 186.3065 | 255.4801 | 0 | 0 | 0 | 0 | 0 | 0 | 208.0218 | 317.1499 | 833.9855 | 842.6236 | 0 | 0 | 0 | 0 | 0 | -5.9951 | -6.5697 | 0 | 0 | 0 | 0 | 0 | 347.5529 | 189.5629 | -52.4681 | -51.3789 | 0.38585 | 0.38166 | 0.38652 | 0.37341 | 134.1045 | 72.3483 | -20.2802 | -19.1854
7 | 3 | 19 | 713.2472 | 728.7202 | 748.6185 | 765.9269 | 0 | 0 | 0 | 0 | 203.2487 | 291.8334 | 0 | 0 | 0 | 0 | 0 | 0 | 180.5415 | 179.0426 | 427.9749 | 428.4266 | 0 | 0 | 0 | 0 | 0 | -17.0609 | -24.1417 | 161.2525 | 0 | 0 | 0 | 0 | 329.4571 | 274.905 | 344.7853 | 176.2478 | 0.38793 | 0.39411 | 0.38919 | 0.38458 | 127.8079 | 108.3425 | 134.1867 | 67.7811
7 | 3 | 20 | 693.8139 | 709.1803 | 728.7984 | 745.7633 | 0 | 0 | 0 | 0 | 194.4771 | 304.9252 | 0 | 0 | 0 | 0 | 0 | 0 | 212.3748 | 138.2243 | 338.4542 | 338.4558 | 0 | 0 | 0 | 0 | 0 | 50.9382 | 185.6856 | 214.0835 | 0 | 0 | 0 | 0 | 286.962 | 215.0925 | 204.6585 | 193.224 | 0.38829 | 0.40541 | 0.3998 | 0.38892 | 111.4253 | 87.1996 | 81.8228 | 75.148
7 | 3 | 21 | 670.877 | 686.1269 | 705.426 | 722 | 0 | 0 | 0 | 0 | 195.6206 | 344.8632 | 0 | 0 | 0 | 0 | 0 | 0 | 229.2927 | 160.8625 | 393.8734 | 393.8734 | 0 | 0 | 0 | 0 | 0 | 0 | 192.0654 | 117 | 0 | 0 | 0 | 0 | 245.9637 | 180.4013 | 119.4872 | 211.1266 | 0.38736 | 0.40087 | 0.39574 | 0.38805 | 95.2771 | 72.3175 | 47.2854 | 81.9282
7 | 3 | 22 | 611.6111 | 626.3796 | 644.9025 | 660.8045 | 0 | 0 | 0 | 0 | 197.2381 | 339.4599 | 0 | 0 | 0 | 0 | 0 | 0 | 251.6972 | 144.159 | 327.6737 | 327.6737 | 0 | 0 | 0 | 0 | 0 | 5.6124 | 97.8208 | 101.7105 | 0 | 0 | 0 | 0 | 162.6757 | 137.1482 | 219.408 | 231.4203 | 0.38147 | 0.39646 | 0.3914 | 0.38267 | 62.0555 | 54.3741 | 85.8753 | 88.5579
7 | 3 | 23 | 550.5129 | 564.1354 | 581.1391 | 595.707 | 0 | 0 | 0 | 0 | 189.5149 | 360.6666 | 0 | 0 | 0 | 0 | 0 | 0 | 214.3905 | 113.1734 | 311.0297 | 311.0297 | 0 | 0 | 0 | 0 | 0 | 13.0833 | 13.3733 | 137.0092 | 0 | 0 | 0 | 0 | 146.6076 | 77.212 | 256.7361 | 147.6681 | 0.37334 | 0.38975 | 0.38502 | 0.37572 | 54.7342 | 30.0933 | 98.8478 | 55.4818
7 | 3 | 24 | 499.4933 | 510.2799 | 523.9101 | 535.4593 | 0 | 0 | 0 | 0 | 172.2759 | 393.3846 | 0 | 0 | 0 | 0 | 0 | 0 | 176.1055 | 124.9067 | 369.4664 | 369.4664 | 0 | 0 | 0 | 0 | 0 | 4.689 | 92.1563 | 117 | 0 | 0 | 0 | 0 | 151.1119 | -12.7004 | 62.2874 | 48.9929 | 0.36396 | 0.38033 | 0.38357 | 0.36382 | 54.9985 | -4.8304 | 23.8915 | 17.8247
7 | 4 | 1 | 462.5097 | 470.2801 | 480.3506 | 488.6592 | 0 | 0 | 0 | 0 | 119.5959 | 414.9385 | 0 | 0 | 0 | 0 | 0 | 0 | 143.8271 | 130.5631 | 394.8244 | 394.8244 | 0 | 0 | 0 | 0 | 0 | 13.0833 | 93.1762 | 22.5214 | 0 | 0 | 0 | 0 | 199.0868 | -88.3048 | -7.6499 | 71.3134 | 0.3644 | 0.37066 | 0.38218 | 0.36382 | 72.5477 | -32.7309 | -2.9236 | 25.9454
7 | 4 | 2 | 439.7313 | 445.1074 | 452.4716 | 458.4229 | 0 | 0 | 0 | 0 | 115.6957 | 417.9437 | 0 | 0 | 0 | 0 | 0 | 0 | 124.7811 | 108.4796 | 354.5467 | 354.5467 | 0 | 0 | 0 | 0 | 0 | 25.5046 | 161.6101 | 0 | 0 | 0 | 0 | 0 | 199.2545 | -106.8205 | -63.6851 | 103.8762 | 0.3644 | 0.36878 | 0.38135 | 0.36382 | 72.6089 | -39.3931 | -24.2866 | 37.7924
7 | 4 | 3 | 422.9458 | 425.9649 | 430.6847 | 434.3263 | 0 | 0 | 0 | 0 | 111.5354 | 407.315 | 0 | 0 | 0 | 0 | 0 | 0 | 117.3754 | 88.0139 | 312.8325 | 312.8325 | 0 | 0 | 0 | 0 | 0 | 43.2455 | 178.5773 | 0 | 0 | 0 | 0 | 0 | 194.035 | -112.6094 | -60.7252 | 121.4938 | 0.36651 | 0.3648 | 0.37847 | 0.36382 | 71.115 | -41.0802 | -22.9826 | 44.2021
7 | 4 | 4 | 416.0545 | 417.0428 | 419.4918 | 421.1193 | 0 | 0 | 0 | 0 | 127.7964 | 335.1935 | 0 | 0 | 0 | 0 | 0 | 0 | 104.2162 | 72.2799 | 291.2824 | 291.2824 | 0 | 0 | 0 | 0 | 0 | 65.4166 | 178.6965 | 0 | 0 | 0 | 0 | 0 | 184.0419 | -55.8472 | -50.4871 | 129.837 | 0.36512 | 0.37056 | 0.38415 | 0.36382 | 67.198 | -20.6949 | -19.3945 | 47.2375
7 | 4 | 5 | 413.9229 | 412.9961 | 413.3237 | 413.0704 | 0 | 0 | 0 | 0 | 184.2764 | 286.2915 | 0 | 0 | 0 | 0 | 0 | 0 | 87.2817 | 52.7137 | 258.4349 | 258.4353 | 0 | 0 | 0 | 0 | 0 | 15.3137 | -68.509 | 179.8886 | 0 | 0 | 0 | 0 | 142.3648 | 58.6772 | 223.3978 | -25.2535 | 0.36404 | 0.37803 | 0.38589 | 0.36382 | 51.827 | 22.1818 | 86.2066 | -9.1878
7 | 4 | 6 | 414.5843 | 411.7294 | 409.9901 | 407.971 | 0 | 0 | 0 | 0 | 201.9347 | 282.6992 | 0 | 0 | 0 | 0 | 0 | 0 | 86.3162 | 101.5889 | 384.253 | 384.6214 | 0 | 0 | 0 | 0 | 0 | 43.8886 | 175.5177 | -77.9088 | 0 | 0 | 0 | 0 | 126.3334 | -16.4473 | -149.7806 | 101.2583 | 0.36811 | 0.37383 | 0.38312 | 0.36387 | 46.504 | -6.1485 | -57.3834 | 36.8447
7 | 4 | 7 | 440.1555 | 436.3459 | 433.8557 | 431.3999 | 0 | 0 | 0 | 0 | 198.1185 | 272.5677 | 0 | 0 | 0 | 0 | 0 | 0 | 111.2497 | 204.6207 | 676.0695 | 678.0313 | 0 | 0 | 0 | 0 | 0 | -16.3404 | -53.7317 | 0 | 0 | 0 | 0 | 0 | 130.7873 | -24.502 | -188.4821 | -246.6315 | 0.37184 | 0.3586 | 0.37474 | 0.37002 | 48.6318 | -8.7863 | -70.6309 | -91.2576
7 | 4 | 8 | 481.6014 | 478.452 | 477.2508 | 476.3952 | 0 | 0 | 0 | 0 | 159.7789 | 216.7182 | 0 | 0 | 0 | 0 | 0 | 0 | 166.167 | 330.3695 | 886.8384 | 901.145 | 0 | 0 | 0 | 0 | 0 | -13.6726 | -46.4954 | 0 | 0 | 0 | 0 | 0 | 155.6556 | -54.9631 | -363.0922 | -424.7498 | 0.37003 | 0.38103 | 0.36475 | 0.38586 | 57.5967 | -20.9425 | -132.4383 | -163.8957
7 | 4 | 9 | 528.1023 | 526.6723 | 527.9295 | 529.6857 | 0 | 0 | 0 | 0 | 191.8485 | 156.5316 | 0 | 0 | 0 | 0 | 0 | 0 | 219.1245 | 428.1148 | 1020.1043 | 1047.4026 | 0 | 0 | 0 | 0 | 0 | -64.4815 | -266.1728 | -3.51 | 0 | 0 | 0 | 0 | 117.1293 | 6.5074 | -226.0019 | -514.2068 | 0.36691 | 0.38398 | 0.38398 | 0 | 42.9764 | 2.4987 | -86.7791 | 0
7 | 4 | 10 | 575.2967 | 574.9962 | 577.6224 | 580.4954 | 0 | 0 | 0 | 0 | 176.7012 | 127.0234 | 0 | 0 | 0 | 0 | 0 | 0 | 256.1437 | 501.639 | 1115.7613 | 1152.8573 | 0 | 0 | 0 | 0 | 0 | -61.3591 | -351 | -258.4817 | 0 | 0 | 0 | 0 | 142.4518 | 7.6929 | -187.1389 | -313.8802 | 0.36691 | 0.38398 | 0.38398 | 0 | 52.2675 | 2.9539 | -71.8567 | 0
7 | 4 | 11 | 615.4184 | 616.1517 | 619.779 | 623.1644 | 0 | 0 | 0 | 0 | 177.6487 | 128.7359 | 0 | 0 | 0 | 0 | 0 | 0 | 275.9925 | 535.9377 | 1152.0484 | 1194.332 | 0 | 0 | 0 | 0 | 0 | -60 | -351 | -351 | 0 | 0 | 0 | 0 | 161.7772 | 11.4781 | -181.2695 | -220.1676 | 0.36691 | 0.38398 | 0.38398 | 0 | 59.3583 | 4.4073 | -69.603 | 0
7 | 4 | 12 | 646.9387 | 648.6609 | 653.2827 | 657.2703 | 0 | 0 | 0 | 0 | 172.3026 | 133.2241 | 0 | 0 | 0 | 0 | 0 | 0 | 285.9338 | 543.0111 | 1139.0086 | 1184.1248 | 0 | 0 | 0 | 0 | 0 | -60 | -351 | -351 | 0 | 0 | 0 | 0 | 188.7023 | 32.4257 | -134.7258 | -175.8544 | 0.36691 | 0.38398 | 0.38398 | 0 | 69.2375 | 12.4507 | -51.7313 | 0
7 | 4 | 13 | 675.1514 | 678.3812 | 684.6865 | 690.0431 | 0 | 0 | 0 | 0 | 159.8293 | 138.1092 | 0 | 0 | 0 | 0 | 0 | 0 | 286.1309 | 537.1614 | 1116.6728 | 1161.9748 | 0 | 0 | 0 | 0 | 0 | -43.1691 | -194.8028 | -351 | 0 | 0 | 0 | 0 | 229.1912 | 46.2798 | -237.1835 | -120.9318 | 0.36382 | 0.38398 | 0.38398 | 0 | 83.3848 | 17.7703 | -91.0725 | 0
7 | 4 | 14 | 694.2312 | 698.5442 | 706.1379 | 712.6493 | 0 | 0 | 0 | 0 | 192.7942 | 139.6667 | 0 | 0 | 0 | 0 | 0 | 0 | 278.5211 | 531.6065 | 1121.0432 | 1164.7328 | 0 | 0 | 0 | 0 | 0 | -32.1042 | -205.7875 | -229.6026 | 0 | 0 | 0 | 0 | 222.9159 | 59.3752 | -209.1178 | -222.4809 | 0.36561 | 0.38398 | 0.38398 | 0 | 81.4997 | 22.7986 | -80.296 | 0
7 | 4 | 15 | 707.8303 | 713.1595 | 721.893 | 729.3666 | 0 | 0 | 0 | 0 | 169.6641 | 163.5469 | 0 | 0 | 0 | 0 | 0 | 0 | 263.2525 | 513.8458 | 1118.8156 | 1157.5576 | 0 | 0 | 0 | 0 | 0 | -3.0002 | 0 | 1.1435 | 0 | 0 | 0 | 0 | 274.9137 | 38.7671 | -396.9226 | -429.3345 | 0.36533 | 0.38398 | 0.38025 | 0 | 100.4331 | 14.8856 | -150.9295 | 0
7 | 4 | 16 | 713.361 | 721.0471 | 732.409 | 742.2168 | 0 | 0 | 0 | 0 | 160.0651 | 185.4641 | 0 | 0 | 0 | 0 | 0 | 0 | 240.0223 | 467.64 | 1052.2196 | 1083.3291 | 0 | 0 | 0 | 0 | 0 | -3.0002 | -35.1 | 5.1612 | 0 | 0 | 0 | 0 | 313.2736 | 70.9432 | -284.7106 | -346.2736 | 0.37414 | 0.38398 | 0.38398 | 0.38586 | 117.2072 | 27.2404 | -109.3217 | -133.6141
7 | 4 | 17 | 708.3049 | 718.5686 | 732.728 | 744.9863 | 0 | 0 | 0 | 0 | 172.8091 | 252.4118 | 0 | 0 | 0 | 0 | 0 | 0 | 211.2984 | 377.1789 | 894.4912 | 915.836 | 0 | 0 | 0 | 0 | 0 | -6.9167 | -25.4398 | -17.55 | 0 | 0 | 0 | 0 | 324.1974 | 95.8946 | -136.3234 | -153.2997 | 0.38366 | 0.35923 | 0.36981 | 0.37601 | 124.3802 | 34.4478 | -50.4134 | -57.6429
7 | 4 | 18 | 690.1232 | 702.7455 | 719.4412 | 733.961 | 0 | 0 | 0 | 0 | 186.3065 | 255.4801 | 0 | 0 | 0 | 0 | 0 | 0 | 182.3241 | 291.1251 | 723.625 | 731.7075 | 0 | 0 | 0 | 0 | 0 | -5.9951 | -6.5697 | 0 | 0 | 0 | 0 | 0 | 321.4926 | 162.1354 | 2.3858 | 2.2535 | 0.38585 | 0.38166 | 0.38652 | 0.37341 | 124.0491 | 61.8804 | 0.92217 | 0.84147
7 | 4 | 19 | 660.8185 | 674.5752 | 692.3925 | 707.9007 | 0 | 0 | 0 | 0 | 203.2487 | 291.8334 | 0 | 0 | 0 | 0 | 0 | 0 | 166.0967 | 163.2083 | 391.8591 | 392.3131 | 0 | 0 | 0 | 0 | 0 | -17.0609 | -24.1417 | 161.2525 | 0 | 0 | 0 | 0 | 291.473 | 236.5944 | 324.6752 | 154.3352 | 0.38793 | 0.39411 | 0.38919 | 0.38458 | 113.0726 | 93.2439 | 126.36 | 59.354
7 | 4 | 20 | 643.3612 | 657.076 | 674.6916 | 689.9241 | 0 | 0 | 0 | 0 | 194.4771 | 304.9252 | 0 | 0 | 0 | 0 | 0 | 0 | 201.6191 | 161.8154 | 355.0607 | 355.0624 | 0 | 0 | 0 | 0 | 0 | 50.9382 | 185.6856 | 214.0835 | 0 | 0 | 0 | 0 | 247.265 | 139.3971 | 133.9453 | 120.7783 | 0.38829 | 0.40541 | 0.3998 | 0.38892 | 96.0112 | 56.5123 | 53.5515 | 46.9727
7 | 4 | 21 | 618.2489 | 631.776 | 648.9862 | 663.7531 | 0 | 0 | 0 | 0 | 195.6206 | 344.8632 | 0 | 0 | 0 | 0 | 0 | 0 | 243.3195 | 182.1362 | 352.441 | 352.441 | 0 | 0 | 0 | 0 | 0 | 0 | 192.0654 | 117 | 0 | 0 | 0 | 0 | 179.3088 | 104.7766 | 104.4798 | 194.3121 | 0.38736 | 0.40087 | 0.39574 | 0.38805 | 69.4575 | 42.0018 | 41.3465 | 75.4033
7 | 4 | 22 | 586.5026 | 600.4491 | 617.9755 | 633.0153 | 0 | 0 | 0 | 0 | 197.2381 | 339.4599 | 0 | 0 | 0 | 0 | 0 | 0 | 224.0155 | 150.1703 | 303.1158 | 303.1158 | 0 | 0 | 0 | 0 | 0 | 5.6124 | 97.8208 | 101.7105 | 0 | 0 | 0 | 0 | 165.249 | 105.2065 | 217.0389 | 228.189 | 0.38147 | 0.39646 | 0.3914 | 0.38267 | 63.0371 | 41.7104 | 84.948 | 87.3214
7 | 4 | 23 | 539.5812 | 552.8458 | 569.4156 | 583.6081 | 0 | 0 | 0 | 0 | 189.5149 | 360.6666 | 0 | 0 | 0 | 0 | 0 | 0 | 170.7515 | 122.7122 | 311.7277 | 311.7277 | 0 | 0 | 0 | 0 | 0 | 13.0833 | 13.3733 | 137.0092 | 0 | 0 | 0 | 0 | 179.3148 | 56.3836 | 244.3146 | 134.8712 | 0.37334 | 0.38975 | 0.38502 | 0.37572 | 66.945 | 21.9755 | 94.0654 | 50.6738
7 | 4 | 24 | 489.6312 | 500.0949 | 513.3337 | 524.5443 | 0 | 0 | 0 | 0 | 172.2759 | 393.3846 | 0 | 0 | 0 | 0 | 0 | 0 | 149.988 | 113.8435 | 309.8658 | 309.8658 | 0 | 0 | 0 | 0 | 0 | 4.689 | 92.1563 | 117 | 0 | 0 | 0 | 0 | 167.3672 | -11.8222 | 111.3116 | 97.6785 | 0.36396 | 0.38033 | 0.38357 | 0.36382 | 60.9148 | -4.4963 | 42.6956 | 35.5375
7 | 5 | 1 | 456.4365 | 464.0081 | 473.8376 | 481.9377 | 0 | 0 | 0 | 0 | 119.5959 | 414.9385 | 0 | 0 | 0 | 0 | 0 | 0 | 139.8254 | 95.267 | 272.1101 | 272.1101 | 0 | 0 | 0 | 0 | 0 | 13.0833 | 93.1762 | 22.5214 | 0 | 0 | 0 | 0 | 197.0153 | -59.2807 | 108.5514 | 187.3062 | 0.3644 | 0.37066 | 0.38218 | 0.36382 | 71.7929 | -21.9729 | 41.4857 | 68.146
7 | 5 | 2 | 436.6312 | 441.9058 | 449.1471 | 454.9919 | 0 | 0 | 0 | 0 | 115.6957 | 417.9437 | 0 | 0 | 0 | 0 | 0 | 0 | 126.2575 | 78.8959 | 228.6637 | 228.6637 | 0 | 0 | 0 | 0 | 0 | 25.5046 | 161.6101 | 0 | 0 | 0 | 0 | 0 | 194.6781 | -80.4383 | 58.8732 | 226.3281 | 0.3644 | 0.36878 | 0.38135 | 0.36382 | 70.9412 | -29.6639 | 22.4515 | 82.3431
7 | 5 | 3 | 424.94 | 428.0243 | 432.8233 | 436.5334 | 0 | 0 | 0 | 0 | 111.5354 | 407.315 | 0 | 0 | 0 | 0 | 0 | 0 | 100.665 | 71.2161 | 220.2072 | 220.2072 | 0 | 0 | 0 | 0 | 0 | 43.2455 | 178.5773 | 0 | 0 | 0 | 0 | 0 | 212.7396 | -93.7522 | 34.0388 | 216.3263 | 0.36651 | 0.3648 | 0.37847 | 0.36382 | 77.9704 | -34.201 | 12.8827 | 78.7042
7 | 5 | 4 | 428.2371 | 429.6242 | 432.5567 | 434.6026 | 0 | 0 | 0 | 0 | 127.7964 | 335.1935 | 0 | 0 | 0 | 0 | 0 | 0 | 93.3663 | 60.344 | 181.2688 | 181.2688 | 0 | 0 | 0 | 0 | 0 | 65.4166 | 178.6965 | 0 | 0 | 0 | 0 | 0 | 207.0744 | -31.3299 | 72.5914 | 253.3338 | 0.36512 | 0.37056 | 0.38415 | 0.36382 | 75.6077 | -11.6097 | 27.8858 | 92.1683
7 | 5 | 5 | 445.5578 | 445.6666 | 447.2498 | 448.0827 | 0 | 0 | 0 | 0 | 184.2764 | 286.2915 | 0 | 0 | 0 | 0 | 0 | 0 | 87.2605 | 52.1247 | 148.1788 | 148.1791 | 0 | 0 | 0 | 0 | 0 | 15.3137 | -68.509 | 179.8886 | 0 | 0 | 0 | 0 | 174.0209 | 91.9367 | 367.58 | 120.015 | 0.36404 | 0.37803 | 0.38589 | 0.36382 | 63.3512 | 34.7548 | 141.8447 | 43.664
7 | 5 | 6 | 474.3371 | 473.4382 | 474.0705 | 474.1032 | 0 | 0 | 0 | 0 | 201.9347 | 282.6992 | 0 | 0 | 0 | 0 | 0 | 0 | 97.4616 | 104.339 | 273.0901 | 273.4408 | 0 | 0 | 0 | 0 | 0 | 43.8886 | 175.5177 | -77.9088 | 0 | 0 | 0 | 0 | 174.9408 | 42.5115 | 25.4628 | 278.5711 | 0.36811 | 0.37383 | 0.38312 | 0.36387 | 64.3967 | 15.8921 | 9.7552 | 101.3632
7 | 5 | 7 | 525.1437 | 524.1162 | 524.9993 | 525.4617 | 0 | 0 | 0 | 0 | 198.1185 | 272.5677 | 0 | 0 | 0 | 0 | 0 | 0 | 119.1946 | 201.5785 | 563.4019 | 565.3548 | 0 | 0 | 0 | 0 | 0 | -16.3404 | -53.7317 | 0 | 0 | 0 | 0 | 0 | 207.8306 | 66.3105 | 15.3291 | -39.8932 | 0.37184 | 0.3586 | 0.37474 | 0.37002 | 77.2795 | 23.7787 | 5.7444 | -14.7611
7 | 5 | 8 | 577.7027 | 577.6991 | 580.3122 | 582.7565 | 0 | 0 | 0 | 0 | 159.7789 | 216.7182 | 0 | 0 | 0 | 0 | 0 | 0 | 169.891 | 321.4472 | 809.1089 | 823.1855 | 0 | 0 | 0 | 0 | 0 | -13.6726 | -46.4954 | 0 | 0 | 0 | 0 | 0 | 248.0328 | 53.2063 | -182.3013 | -240.429 | 0.37003 | 0.38103 | 0.36475 | 0.38586 | 91.7788 | 20.2731 | -66.4946 | -92.7729
7 | 5 | 9 | 627.5755 | 629.4018 | 634.6072 | 639.779 | 0 | 0 | 0 | 0 | 191.8485 | 156.5316 | 0 | 0 | 0 | 0 | 0 | 0 | 213.3414 | 416.2422 | 985.0027 | 1012.118 | 0 | 0 | 0 | 0 | 0 | -64.4815 | -266.1728 | -3.51 | 0 | 0 | 0 | 0 | 222.3856 | 121.1095 | -84.2228 | -368.829 | 0.36691 | 0.38398 | 0.38398 | 0 | 81.5964 | 46.503 | -32.3394 | 0
7 | 5 | 10 | 679.5015 | 682.6122 | 689.3744 | 695.8255 | 0 | 0 | 0 | 0 | 176.7012 | 127.0234 | 0 | 0 | 0 | 0 | 0 | 0 | 245.6458 | 480.6374 | 1078.2672 | 1114.9196 | 0 | 0 | 0 | 0 | 0 | -61.3591 | -351 | -258.4817 | 0 | 0 | 0 | 0 | 257.1546 | 136.3105 | -37.8928 | -160.6125 | 0.36691 | 0.38398 | 0.38398 | 0 | 94.3536 | 52.3398 | -14.5499 | 0
7 | 5 | 11 | 717.2665 | 721.3337 | 729.0035 | 735.8861 | 0 | 0 | 0 | 0 | 177.6487 | 128.7359 | 0 | 0 | 0 | 0 | 0 | 0 | 261.6343 | 507.9436 | 1114.2946 | 1156.3971 | 0 | 0 | 0 | 0 | 0 | -60 | -351 | -351 | 0 | 0 | 0 | 0 | 277.9835 | 144.6543 | -34.2911 | -69.511 | 0.36691 | 0.38398 | 0.38398 | 0 | 101.996 | 55.5436 | -13.1669 | 0
7 | 5 | 12 | 744.5084 | 749.4245 | 757.919 | 765.2569 | 0 | 0 | 0 | 0 | 172.3026 | 133.2241 | 0 | 0 | 0 | 0 | 0 | 0 | 271.3357 | 522.7694 | 1116.947 | 1162.3564 | 0 | 0 | 0 | 0 | 0 | -60 | -351 | -351 | 0 | 0 | 0 | 0 | 300.87 | 153.4309 | -8.028 | -46.0995 | 0.36691 | 0.38398 | 0.38398 | 0 | 110.3934 | 58.9137 | -3.0825 | 0
7 | 5 | 13 | 771.3071 | 777.6845 | 787.8062 | 796.4645 | 0 | 0 | 0 | 0 | 159.8293 | 138.1092 | 0 | 0 | 0 | 0 | 0 | 0 | 285.2416 | 540.4974 | 1118.5397 | 1164.7698 | 0 | 0 | 0 | 0 | 0 | -43.1691 | -194.8028 | -351 | 0 | 0 | 0 | 0 | 326.2362 | 142.247 | -135.9307 | -17.3052 | 0.36382 | 0.38398 | 0.38398 | 0 | 118.6919 | 54.6193 | -52.194 | 0
7 | 5 | 14 | 786.3441 | 793.6724 | 804.9221 | 814.5965 | 0 | 0 | 0 | 0 | 192.7942 | 139.6667 | 0 | 0 | 0 | 0 | 0 | 0 | 294.8993 | 547.4296 | 1117.9105 | 1161.3639 | 0 | 0 | 0 | 0 | 0 | -32.1042 | -205.7875 | -229.6026 | 0 | 0 | 0 | 0 | 298.6506 | 138.6803 | -107.2008 | -117.1649 | 0.36561 | 0.38398 | 0.38398 | 0 | 109.1889 | 53.2498 | -41.1624 | 0
7 | 5 | 15 | 799.6169 | 807.9507 | 820.3273 | 830.9526 | 0 | 0 | 0 | 0 | 169.6641 | 163.5469 | 0 | 0 | 0 | 0 | 0 | 0 | 296.2833 | 526.1752 | 1084.4061 | 1123.1752 | 0 | 0 | 0 | 0 | 0 | -3.0002 | 0 | 1.1435 | 0 | 0 | 0 | 0 | 333.6695 | 121.2288 | -264.0788 | -293.3661 | 0.36533 | 0.38398 | 0.38025 | 0 | 121.8982 | 46.5488 | -100.4157 | 0
7 | 5 | 16 | 809.4078 | 820.238 | 835.4121 | 848.5179 | 0 | 0 | 0 | 0 | 160.0651 | 185.4641 | 0 | 0 | 0 | 0 | 0 | 0 | 293.4095 | 484.7231 | 991.0728 | 1022.789 | 0 | 0 | 0 | 0 | 0 | -3.0002 | -35.1 | 5.1612 | 0 | 0 | 0 | 0 | 355.9333 | 153.0511 | -120.5606 | -179.4324 | 0.37414 | 0.38398 | 0.38398 | 0.38586 | 133.1678 | 58.7678 | -46.2923 | -69.2363
7 | 5 | 17 | 802.0131 | 815.3443 | 833.2231 | 848.6991 | 0 | 0 | 0 | 0 | 172.8091 | 252.4118 | 0 | 0 | 0 | 0 | 0 | 0 | 287.8641 | 418.2655 | 836.577 | 857.3701 | 0 | 0 | 0 | 0 | 0 | -6.9167 | -25.4398 | -17.55 | 0 | 0 | 0 | 0 | 341.34 | 151.5837 | 22.0859 | 8.879 | 0.38366 | 0.35923 | 0.36981 | 0.37601 | 130.957 | 54.4528 | 8.1675 | 3.3386
7 | 5 | 18 | 780.7857 | 796.3759 | 816.67 | 834.3029 | 0 | 0 | 0 | 0 | 186.3065 | 255.4801 | 0 | 0 | 0 | 0 | 0 | 0 | 310.0366 | 330.8166 | 653.0531 | 660.9438 | 0 | 0 | 0 | 0 | 0 | -5.9951 | -6.5697 | 0 | 0 | 0 | 0 | 0 | 284.4427 | 216.0743 | 170.1866 | 173.3592 | 0.38585 | 0.38166 | 0.38652 | 0.37341 | 109.7532 | 82.4666 | 65.7814 | 64.7341
7 | 5 | 19 | 753.8922 | 770.6957 | 792.2072 | 810.9113 | 0 | 0 | 0 | 0 | 203.2487 | 291.8334 | 0 | 0 | 0 | 0 | 0 | 0 | 278.7526 | 184.1647 | 346.7743 | 347.2593 | 0 | 0 | 0 | 0 | 0 | -17.0609 | -24.1417 | 161.2525 | 0 | 0 | 0 | 0 | 271.891 | 311.7584 | 469.5746 | 302.3995 | 0.38793 | 0.39411 | 0.38919 | 0.38458 | 105.476 | 122.8667 | 182.7533 | 116.2963
7 | 5 | 20 | 739.118 | 755.9673 | 777.3837 | 795.9042 | 0 | 0 | 0 | 0 | 194.4771 | 304.9252 | 0 | 0 | 0 | 0 | 0 | 0 | 282.9427 | 149.8946 | 311.3071 | 311.3087 | 0 | 0 | 0 | 0 | 0 | 50.9382 | 185.6856 | 214.0835 | 0 | 0 | 0 | 0 | 261.6982 | 250.2093 | 280.391 | 270.512 | 0.38829 | 0.40541 | 0.3998 | 0.38892 | 101.6155 | 101.4361 | 112.1008 | 105.2066
7 | 5 | 21 | 711.0507 | 727.6156 | 748.5092 | 766.4626 | 0 | 0 | 0 | 0 | 195.6206 | 344.8632 | 0 | 0 | 0 | 0 | 0 | 0 | 275.8777 | 136.5233 | 320.0018 | 320.0018 | 0 | 0 | 0 | 0 | 0 | 0 | 192.0654 | 117 | 0 | 0 | 0 | 0 | 239.5524 | 246.2291 | 236.442 | 329.4609 | 0.38736 | 0.40087 | 0.39574 | 0.38805 | 92.7936 | 98.7059 | 93.5687 | 127.8481
7 | 5 | 22 | 642.0676 | 657.8331 | 677.5649 | 694.5127 | 0 | 0 | 0 | 0 | 197.2381 | 339.4599 | 0 | 0 | 0 | 0 | 0 | 0 | 265.5986 | 130.7542 | 332.0448 | 332.0448 | 0 | 0 | 0 | 0 | 0 | 5.6124 | 97.8208 | 101.7105 | 0 | 0 | 0 | 0 | 179.2309 | 182.0066 | 247.6993 | 260.7573 | 0.38147 | 0.39646 | 0.3914 | 0.38267 | 68.3707 | 72.1588 | 96.9483 | 99.7844
7 | 5 | 23 | 575.3132 | 589.7475 | 607.7356 | 623.155 | 0 | 0 | 0 | 0 | 189.5149 | 360.6666 | 0 | 0 | 0 | 0 | 0 | 0 | 258.9912 | 120.6114 | 320.8648 | 320.8648 | 0 | 0 | 0 | 0 | 0 | 13.0833 | 13.3733 | 137.0092 | 0 | 0 | 0 | 0 | 126.8072 | 95.3862 | 273.4974 | 165.281 | 0.37334 | 0.38975 | 0.38502 | 0.37572 | 47.3419 | 37.1767 | 105.3013 | 62.0993
7 | 5 | 24 | 523.0971 | 534.6563 | 549.2234 | 561.5831 | 0 | 0 | 0 | 0 | 172.2759 | 393.3846 | 0 | 0 | 0 | 0 | 0 | 0 | 293.1178 | 133.8137 | 292.8875 | 292.8875 | 0 | 0 | 0 | 0 | 0 | 4.689 | 92.1563 | 117 | 0 | 0 | 0 | 0 | 57.7034 | 2.7691 | 164.1797 | 151.6957 | 0.36396 | 0.38033 | 0.38357 | 0.36382 | 21.0017 | 1.0532 | 62.9741 | 55.1902
7 | 6 | 1 | 489.975 | 498.6444 | 509.8051 | 519.0568 | 0 | 0 | 0 | 0 | 119.5959 | 414.9385 | 0 | 0 | 0 | 0 | 0 | 0 | 291.9994 | 134.339 | 281.136 | 281.136 | 0 | 0 | 0 | 0 | 0 | 13.0833 | 93.1762 | 22.5214 | 0 | 0 | 0 | 0 | 78.3797 | -63.7163 | 135.493 | 215.3994 | 0.3644 | 0.37066 | 0.38218 | 0.36382 | 28.5618 | -23.617 | 51.7821 | 78.367
7 | 6 | 2 | 467.3235 | 473.6027 | 482.0622 | 488.9609 | 0 | 0 | 0 | 0 | 115.6957 | 417.9437 | 0 | 0 | 0 | 0 | 0 | 0 | 237.1881 | 99.7316 | 273.8317 | 273.8317 | 0 | 0 | 0 | 0 | 0 | 25.5046 | 161.6101 | 0 | 0 | 0 | 0 | 0 | 114.4397 | -69.5771 | 46.6204 | 215.1292 | 0.3644 | 0.36878 | 0.38135 | 0.36382 | 41.7022 | -25.6586 | 17.7789 | 78.2687
7 | 6 | 3 | 448.5438 | 452.4008 | 458.1366 | 462.6573 | 0 | 0 | 0 | 0 | 111.5354 | 407.315 | 0 | 0 | 0 | 0 | 0 | 0 | 212.9611 | 85.8272 | 271.1023 | 271.1023 | 0 | 0 | 0 | 0 | 0 | 43.2455 | 178.5773 | 0 | 0 | 0 | 0 | 0 | 124.0473 | -83.9868 | 8.457 | 191.555 | 0.36651 | 0.3648 | 0.37847 | 0.36382 | 45.4641 | -30.6386 | 3.2007 | 69.6919
7 | 6 | 4 | 449.4842 | 451.5667 | 455.3426 | 458.1181 | 0 | 0 | 0 | 0 | 127.7964 | 335.1935 | 0 | 0 | 0 | 0 | 0 | 0 | 169.5907 | 58.6733 | 259.7433 | 259.7433 | 0 | 0 | 0 | 0 | 0 | 65.4166 | 178.6965 | 0 | 0 | 0 | 0 | 0 | 152.0971 | -7.7166 | 16.9028 | 198.3748 | 0.36512 | 0.37056 | 0.38415 | 0.36382 | 55.5342 | -2.8595 | 6.4932 | 72.173
7 | 6 | 5 | 468.4002 | 469.2567 | 471.7466 | 473.3638 | 0 | 0 | 0 | 0 | 184.2764 | 286.2915 | 0 | 0 | 0 | 0 | 0 | 0 | 163.5302 | 47.3831 | 232.0974 | 232.0977 | 0 | 0 | 0 | 0 | 0 | 15.3137 | -68.509 | 179.8886 | 0 | 0 | 0 | 0 | 120.5936 | 120.2684 | 308.1582 | 61.3776 | 0.36404 | 0.37803 | 0.38589 | 0.36382 | 43.9013 | 45.4651 | 118.9146 | 22.3305
7 | 6 | 6 | 492.0128 | 491.6925 | 493.0264 | 493.666 | 0 | 0 | 0 | 0 | 201.9347 | 282.6992 | 0 | 0 | 0 | 0 | 0 | 0 | 202.2585 | 118.7578 | 329.2063 | 329.513 | 0 | 0 | 0 | 0 | 0 | 43.8886 | 175.5177 | -77.9088 | 0 | 0 | 0 | 0 | 87.8196 | 46.3469 | -11.6976 | 242.0617 | 0.36811 | 0.37383 | 0.38312 | 0.36387 | 32.3269 | 17.3259 | -4.4816 | 88.0786
7 | 6 | 7 | 540.1182 | 539.5808 | 541.0583 | 542.0349 | 0 | 0 | 0 | 0 | 198.1185 | 272.5677 | 0 | 0 | 0 | 0 | 0 | 0 | 201.7655 | 201.3804 | 557.2586 | 559.2788 | 0 | 0 | 0 | 0 | 0 | -16.3404 | -53.7317 | 0 | 0 | 0 | 0 | 0 | 140.2342 | 81.9732 | 37.5313 | -17.2439 | 0.37184 | 0.3586 | 0.37474 | 0.37002 | 52.1445 | 29.3953 | 14.0643 | -6.3805
7 | 6 | 8 | 588.7976 | 589.1571 | 592.2107 | 595.0359 | 0 | 0 | 0 | 0 | 159.7789 | 216.7182 | 0 | 0 | 0 | 0 | 0 | 0 | 251.1164 | 319.7595 | 801.7537 | 815.0073 | 0 | 0 | 0 | 0 | 0 | -13.6726 | -46.4954 | 0 | 0 | 0 | 0 | 0 | 177.9023 | 66.352 | -163.0476 | -219.9714 | 0.37003 | 0.38103 | 0.36475 | 0.38586 | 65.8286 | 25.282 | -59.4718 | -84.8791
7 | 6 | 9 | 634.809 | 636.872 | 642.3645 | 647.7847 | 0 | 0 | 0 | 0 | 191.8485 | 156.5316 | 0 | 0 | 0 | 0 | 0 | 0 | 253.3897 | 390.7347 | 969.1486 | 994.6411 | 0 | 0 | 0 | 0 | 0 | -64.4815 | -266.1728 | -3.51 | 0 | 0 | 0 | 0 | 189.5708 | 154.0872 | -60.6113 | -343.3464 | 0.36691 | 0.38398 | 0.38398 | 0 | 69.5562 | 59.1657 | -23.2732 | 0
7 | 6 | 10 | 678.0331 | 681.0957 | 687.7996 | 694.2003 | 0 | 0 | 0 | 0 | 176.7012 | 127.0234 | 0 | 0 | 0 | 0 | 0 | 0 | 284.2958 | 469.2978 | 1076.362 | 1111.6447 | 0 | 0 | 0 | 0 | 0 | -61.3591 | -351 | -258.4817 | 0 | 0 | 0 | 0 | 217.0361 | 146.1336 | -37.5625 | -158.9628 | 0.36691 | 0.38398 | 0.38398 | 0 | 79.6336 | 56.1117 | -14.423 | 0
7 | 6 | 11 | 715.1455 | 719.1432 | 726.7288 | 733.5385 | 0 | 0 | 0 | 0 | 177.6487 | 128.7359 | 0 | 0 | 0 | 0 | 0 | 0 | 318.0379 | 516.8858 | 1097.1912 | 1138.8059 | 0 | 0 | 0 | 0 | 0 | -60 | -351 | -351 | 0 | 0 | 0 | 0 | 219.4588 | 133.5215 | -19.4625 | -54.2674 | 0.36691 | 0.38398 | 0.38398 | 0 | 80.5225 | 51.269 | -7.4731 | 0
7 | 6 | 12 | 742.8043 | 747.6646 | 756.0914 | 763.3708 | 0 | 0 | 0 | 0 | 172.3026 | 133.2241 | 0 | 0 | 0 | 0 | 0 | 0 | 342.6534 | 537.2378 | 1112.3814 | 1156.6545 | 0 | 0 | 0 | 0 | 0 | -60 | -351 | -351 | 0 | 0 | 0 | 0 | 227.8483 | 137.2027 | -5.29 | -42.2837 | 0.36691 | 0.38398 | 0.38398 | 0 | 83.6007 | 52.6824 | -2.0312 | 0
7 | 6 | 13 | 766.9743 | 773.2098 | 783.1596 | 791.6692 | 0 | 0 | 0 | 0 | 159.8293 | 138.1092 | 0 | 0 | 0 | 0 | 0 | 0 | 411.1582 | 576.7394 | 1121.9711 | 1166.6816 | 0 | 0 | 0 | 0 | 0 | -43.1691 | -194.8028 | -351 | 0 | 0 | 0 | 0 | 195.9868 | 101.5304 | -144.0087 | -24.0125 | 0.36382 | 0.38398 | 0.38398 | 0 | 71.3043 | 38.9851 | -55.2957 | 0
7 | 6 | 14 | 782.1019 | 789.2914 | 800.3727 | 809.9014 | 0 | 0 | 0 | 0 | 192.7942 | 139.6667 | 0 | 0 | 0 | 0 | 0 | 0 | 444.8519 | 588.5835 | 1168.2089 | 1211.3176 | 0 | 0 | 0 | 0 | 0 | -32.1042 | -205.7875 | -229.6026 | 0 | 0 | 0 | 0 | 144.4558 | 93.1454 | -162.0486 | -171.8136 | 0.36561 | 0.38398 | 0.38398 | 0 | 52.8141 | 35.7655 | -62.2226 | 0
7 | 6 | 15 | 789.0115 | 796.9981 | 808.9538 | 819.2149 | 0 | 0 | 0 | 0 | 169.6641 | 163.5469 | 0 | 0 | 0 | 0 | 0 | 0 | 425.8071 | 552.237 | 1199.1068 | 1237.4705 | 0 | 0 | 0 | 0 | 0 | -3.0002 | 0 | 1.1435 | 0 | 0 | 0 | 0 | 193.5403 | 84.2145 | -390.153 | -419.3991 | 0.36533 | 0.38398 | 0.38025 | 0 | 70.7053 | 32.3363 | -148.3553 | 0
7 | 6 | 16 | 783.1935 | 793.1655 | 807.2992 | 819.5048 | 0 | 0 | 0 | 0 | 160.0651 | 185.4641 | 0 | 0 | 0 | 0 | 0 | 0 | 436.5549 | 515.1991 | 1148.8906 | 1180.0916 | 0 | 0 | 0 | 0 | 0 | -3.0002 | -35.1 | 5.1612 | 0 | 0 | 0 | 0 | 186.5735 | 95.5025 | -306.4914 | -365.7481 | 0.37414 | 0.38398 | 0.38398 | 0.38586 | 69.804 | 36.6706 | -117.685 | -141.1286
7 | 6 | 17 | 762.0389 | 774.0616 | 790.3537 | 804.4571 | 0 | 0 | 0 | 0 | 172.8091 | 252.4118 | 0 | 0 | 0 | 0 | 0 | 0 | 380.4313 | 407.875 | 1022.5709 | 1043.0793 | 0 | 0 | 0 | 0 | 0 | -6.9167 | -25.4398 | -17.55 | 0 | 0 | 0 | 0 | 208.7985 | 120.6915 | -206.7774 | -221.0722 | 0.38366 | 0.35923 | 0.36981 | 0.37601 | 80.1067 | 43.3555 | -76.4678 | -83.1263
7 | 6 | 18 | 730.2605 | 744.1968 | 762.4855 | 778.3835 | 0 | 0 | 0 | 0 | 186.3065 | 255.4801 | 0 | 0 | 0 | 0 | 0 | 0 | 372.4671 | 327.429 | 811.6947 | 819.6954 | 0 | 0 | 0 | 0 | 0 | -5.9951 | -6.5697 | 0 | 0 | 0 | 0 | 0 | 171.487 | 167.2827 | -42.6395 | -41.3119 | 0.38585 | 0.38166 | 0.38652 | 0.37341 | 66.1689 | 63.8449 | -16.4812 | -15.4263
7 | 6 | 19 | 692.0908 | 706.8712 | 725.9298 | 742.5118 | 0 | 0 | 0 | 0 | 203.2487 | 291.8334 | 0 | 0 | 0 | 0 | 0 | 0 | 327.3245 | 205.991 | 428.3468 | 428.8014 | 0 | 0 | 0 | 0 | 0 | -17.0609 | -24.1417 | 161.2525 | 0 | 0 | 0 | 0 | 161.5177 | 226.1077 | 321.7247 | 152.4579 | 0.38793 | 0.39411 | 0.38919 | 0.38458 | 62.6583 | 89.111 | 125.2117 | 58.632
7 | 6 | 20 | 676.4464 | 691.2443 | 710.1731 | 726.5416 | 0 | 0 | 0 | 0 | 194.4771 | 304.9252 | 0 | 0 | 0 | 0 | 0 | 0 | 295.3247 | 128.3199 | 314.905 | 314.9065 | 0 | 0 | 0 | 0 | 0 | 50.9382 | 185.6856 | 214.0835 | 0 | 0 | 0 | 0 | 186.6447 | 207.0609 | 209.5824 | 197.5516 | 0.38829 | 0.40541 | 0.3998 | 0.38892 | 72.4728 | 83.9436 | 83.7914 | 76.8311
7 | 6 | 21 | 652.4762 | 667.1238 | 685.6925 | 701.6346 | 0 | 0 | 0 | 0 | 195.6206 | 344.8632 | 0 | 0 | 0 | 0 | 0 | 0 | 275.2714 | 111.3681 | 312.9626 | 312.9626 | 0 | 0 | 0 | 0 | 0 | 0 | 192.0654 | 117 | 0 | 0 | 0 | 0 | 181.5842 | 210.8925 | 180.6645 | 271.672 | 0.38736 | 0.40087 | 0.39574 | 0.38805 | 70.3389 | 84.5405 | 71.4955 | 105.423
7 | 6 | 22 | 596.9448 | 611.2332 | 629.174 | 644.5724 | 0 | 0 | 0 | 0 | 197.2381 | 339.4599 | 0 | 0 | 0 | 0 | 0 | 0 | 222.9402 | 90.9893 | 307.2962 | 307.2962 | 0 | 0 | 0 | 0 | 0 | 5.6124 | 97.8208 | 101.7105 | 0 | 0 | 0 | 0 | 176.7665 | 175.1716 | 224.057 | 235.5657 | 0.38147 | 0.39646 | 0.3914 | 0.38267 | 67.4307 | 69.449 | 87.6949 | 90.1443
7 | 6 | 23 | 542.4274 | 555.7852 | 572.468 | 586.7583 | 0 | 0 | 0 | 0 | 189.5149 | 360.6666 | 0 | 0 | 0 | 0 | 0 | 0 | 184.1298 | 72.5224 | 302.1473 | 302.1473 | 0 | 0 | 0 | 0 | 0 | 13.0833 | 13.3733 | 137.0092 | 0 | 0 | 0 | 0 | 168.7828 | 109.5129 | 256.9474 | 147.6018 | 0.37334 | 0.38975 | 0.38502 | 0.37572 | 63.013 | 42.6826 | 98.9292 | 55.4569
7 | 6 | 24 | 497.6623 | 508.3889 | 521.9464 | 533.4328 | 0 | 0 | 0 | 0 | 172.2759 | 393.3846 | 0 | 0 | 0 | 0 | 0 | 0 | 207.445 | 84.5188 | 297.1465 | 297.1465 | 0 | 0 | 0 | 0 | 0 | 4.689 | 92.1563 | 117 | 0 | 0 | 0 | 0 | 117.9414 | 25.7965 | 132.6436 | 119.2863 | 0.36396 | 0.38033 | 0.38357 | 0.36382 | 42.9258 | 9.8112 | 50.8779 | 43.3989
7 | 7 | 1 | 464.4858 | 472.3208 | 482.4698 | 490.8462 | 0 | 0 | 0 | 0 | 119.5959 | 414.9385 | 0 | 0 | 0 | 0 | 0 | 0 | 223.3726 | 90.5279 | 292.2379 | 292.2379 | 0 | 0 | 0 | 0 | 0 | 13.0833 | 93.1762 | 22.5214 | 0 | 0 | 0 | 0 | 121.5172 | -46.2289 | 97.0557 | 176.0869 | 0.3644 | 0.37066 | 0.38218 | 0.36382 | 44.2812 | -17.1351 | 37.0923 | 64.0642
7 | 7 | 2 | 442.3962 | 447.8595 | 455.3296 | 461.3723 | 0 | 0 | 0 | 0 | 115.6957 | 417.9437 | 0 | 0 | 0 | 0 | 0 | 0 | 204.1931 | 85.4501 | 284.7733 | 284.7733 | 0 | 0 | 0 | 0 | 0 | 25.5046 | 161.6101 | 0 | 0 | 0 | 0 | 0 | 122.5075 | -81.0388 | 8.9462 | 176.599 | 0.3644 | 0.36878 | 0.38135 | 0.36382 | 44.6421 | -29.8854 | 3.4117 | 64.2505
7 | 7 | 3 | 427.7499 | 430.9263 | 435.8368 | 439.6434 | 0 | 0 | 0 | 0 | 111.5354 | 407.315 | 0 | 0 | 0 | 0 | 0 | 0 | 187.0995 | 76.1731 | 275.3613 | 275.3613 | 0 | 0 | 0 | 0 | 0 | 43.2455 | 178.5773 | 0 | 0 | 0 | 0 | 0 | 129.115 | -95.8072 | -18.1018 | 164.2821 | 0.36651 | 0.3648 | 0.37847 | 0.36382 | 47.3215 | -34.9507 | -6.851 | 59.7694
7 | 7 | 4 | 423.0885 | 424.307 | 427.0352 | 428.9043 | 0 | 0 | 0 | 0 | 127.7964 | 335.1935 | 0 | 0 | 0 | 0 | 0 | 0 | 161.0965 | 56.7005 | 272.0019 | 272.0019 | 0 | 0 | 0 | 0 | 0 | 65.4166 | 178.6965 | 0 | 0 | 0 | 0 | 0 | 134.1956 | -33.0035 | -23.6632 | 156.9025 | 0.36512 | 0.37056 | 0.38415 | 0.36382 | 48.998 | -12.2299 | -9.0902 | 57.0845
7 | 7 | 5 | 425.3259 | 424.7725 | 425.5527 | 425.6909 | 0 | 0 | 0 | 0 | 184.2764 | 286.2915 | 0 | 0 | 0 | 0 | 0 | 0 | 174.6984 | 64.433 | 252.7775 | 252.7777 | 0 | 0 | 0 | 0 | 0 | 15.3137 | -68.509 | 179.8886 | 0 | 0 | 0 | 0 | 66.3511 | 58.7342 | 241.2842 | -6.9754 | 0.36404 | 0.37803 | 0.38589 | 0.36382 | 24.1547 | 22.2033 | 93.1087 | -2.5378
7 | 7 | 6 | 427.2201 | 424.7789 | 423.5411 | 421.9559 | 0 | 0 | 0 | 0 | 201.9347 | 282.6992 | 0 | 0 | 0 | 0 | 0 | 0 | 163.611 | 111.2866 | 370.027 | 370.3443 | 0 | 0 | 0 | 0 | 0 | 43.8886 | 175.5177 | -77.9088 | 0 | 0 | 0 | 0 | 61.6744 | -13.0955 | -122.0036 | 129.5203 | 0.36811 | 0.37383 | 0.38312 | 0.36387 | 22.7027 | -4.8955 | -46.7416 | 47.1284
7 | 7 | 7 | 450.3983 | 446.924 | 444.8404 | 442.7362 | 0 | 0 | 0 | 0 | 198.1185 | 272.5677 | 0 | 0 | 0 | 0 | 0 | 0 | 171.7019 | 204.2451 | 576.9864 | 578.8882 | 0 | 0 | 0 | 0 | 0 | -16.3404 | -53.7317 | 0 | 0 | 0 | 0 | 0 | 80.5779 | -13.5483 | -78.4143 | -136.152 | 0.37184 | 0.3586 | 0.37474 | 0.37002 | 29.962 | -4.8584 | -29.3846 | -50.3784
7 | 7 | 8 | 490.0858 | 487.214 | 486.3496 | 485.7854 | 0 | 0 | 0 | 0 | 159.7789 | 216.7182 | 0 | 0 | 0 | 0 | 0 | 0 | 198.4879 | 321.1898 | 785.9047 | 799.695 | 0 | 0 | 0 | 0 | 0 | -13.6726 | -46.4954 | 0 | 0 | 0 | 0 | 0 | 131.819 | -37.0214 | -253.0598 | -313.9096 | 0.37003 | 0.38103 | 0.36475 | 0.38586 | 48.7766 | -14.1062 | -92.3039 | -121.1264
7 | 7 | 9 | 530.314 | 528.9565 | 530.3015 | 532.1336 | 0 | 0 | 0 | 0 | 191.8485 | 156.5316 | 0 | 0 | 0 | 0 | 0 | 0 | 238.767 | 420.8546 | 924.4031 | 950.9197 | 0 | 0 | 0 | 0 | 0 | -64.4815 | -266.1728 | -3.51 | 0 | 0 | 0 | 0 | 99.6986 | 16.0518 | -127.9288 | -415.2761 | 0.36691 | 0.38398 | 0.38398 | 0 | 36.5808 | 6.1635 | -49.1215 | 0
7 | 7 | 10 | 570.0574 | 569.5855 | 572.0037 | 574.6968 | 0 | 0 | 0 | 0 | 176.7012 | 127.0234 | 0 | 0 | 0 | 0 | 0 | 0 | 268.2302 | 489.418 | 1049.3144 | 1085.8807 | 0 | 0 | 0 | 0 | 0 | -61.3591 | -351 | -258.4817 | 0 | 0 | 0 | 0 | 125.1261 | 14.5032 | -126.3107 | -252.7022 | 0.36691 | 0.38398 | 0.38398 | 0 | 45.9105 | 5.5689 | -48.5002 | 0
7 | 7 | 11 | 600.9878 | 601.2487 | 604.3032 | 607.1931 | 0 | 0 | 0 | 0 | 177.6487 | 128.7359 | 0 | 0 | 0 | 0 | 0 | 0 | 293.9605 | 535.0958 | 1150.2403 | 1193.5572 | 0 | 0 | 0 | 0 | 0 | -60 | -351 | -351 | 0 | 0 | 0 | 0 | 129.3786 | -2.583 | -194.9371 | -235.3641 | 0.36691 | 0.38398 | 0.38398 | 0 | 47.4708 | -0.9918 | -74.851 | 0
7 | 7 | 12 | 624.6583 | 625.6512 | 629.3887 | 632.6112 | 0 | 0 | 0 | 0 | 172.3026 | 133.2241 | 0 | 0 | 0 | 0 | 0 | 0 | 336.347 | 576.3195 | 1167.92 | 1214.3929 | 0 | 0 | 0 | 0 | 0 | -60 | -351 | -351 | 0 | 0 | 0 | 0 | 116.0087 | -23.8925 | -187.5314 | -230.7817 | 0.36691 | 0.38398 | 0.38398 | 0 | 42.5652 | -9.1741 | -72.0074 | 0
7 | 7 | 13 | 641.4498 | 643.5764 | 648.544 | 652.7434 | 0 | 0 | 0 | 0 | 159.8293 | 138.1092 | 0 | 0 | 0 | 0 | 0 | 0 | 385.7688 | 617.3638 | 1205.5967 | 1253.0405 | 0 | 0 | 0 | 0 | 0 | -43.1691 | -194.8028 | -351 | 0 | 0 | 0 | 0 | 95.8517 | -68.7274 | -362.2499 | -249.2971 | 0.36382 | 0.38398 | 0.38398 | 0 | 34.873 | -26.3896 | -139.0949 | 0
7 | 7 | 14 | 651.8277 | 654.7527 | 660.6633 | 665.7187 | 0 | 0 | 0 | 0 | 192.7942 | 139.6667 | 0 | 0 | 0 | 0 | 0 | 0 | 435.3739 | 623.8397 | 1202.3601 | 1248.1393 | 0 | 0 | 0 | 0 | 0 | -32.1042 | -205.7875 | -229.6026 | 0 | 0 | 0 | 0 | 23.6596 | -76.6495 | -335.9092 | -352.818 | 0.36561 | 0.38398 | 0.38398 | 0 | 8.6501 | -29.4315 | -128.9807 | 0
7 | 7 | 15 | 661.0941 | 664.8934 | 671.7719 | 677.6406 | 0 | 0 | 0 | 0 | 169.6641 | 163.5469 | 0 | 0 | 0 | 0 | 0 | 0 | 475.5333 | 610.368 | 1173.9697 | 1215.5047 | 0 | 0 | 0 | 0 | 0 | -3.0002 | 0 | 1.1435 | 0 | 0 | 0 | 0 | 15.8967 | -106.0214 | -502.1978 | -539.0076 | 0.36533 | 0.38398 | 0.38025 | 0 | 5.8075 | -40.7096 | -190.9603 | 0
7 | 7 | 16 | 664.9025 | 671.0023 | 680.4409 | 688.5847 | 0 | 0 | 0 | 0 | 160.0651 | 185.4641 | 0 | 0 | 0 | 0 | 0 | 0 | 489.6904 | 565.3516 | 1117.0367 | 1151.0337 | 0 | 0 | 0 | 0 | 0 | -3.0002 | -35.1 | 5.1612 | 0 | 0 | 0 | 0 | 15.147 | -76.8132 | -401.4959 | -467.6103 | 0.37414 | 0.38398 | 0.38398 | 0.38586 | 5.6671 | -29.4943 | -154.1644 | -180.4335
7 | 7 | 17 | 658.958 | 667.6064 | 679.8072 | 690.371 | 0 | 0 | 0 | 0 | 172.8091 | 252.4118 | 0 | 0 | 0 | 0 | 0 | 0 | 483.635 | 496.7043 | 994.7174 | 1017.1521 | 0 | 0 | 0 | 0 | 0 | -6.9167 | -25.4398 | -17.55 | 0 | 0 | 0 | 0 | 2.5139 | -74.593 | -289.4704 | -309.2311 | 0.38366 | 0.35923 | 0.36981 | 0.37601 | 0.96449 | -26.7957 | -107.0483 | -116.2753
7 | 7 | 18 | 642.281 | 653.3373 | 668.134 | 681.0111 | 0 | 0 | 0 | 0 | 186.3065 | 255.4801 | 0 | 0 | 0 | 0 | 0 | 0 | 426.1229 | 372.117 | 780.7898 | 789.3149 | 0 | 0 | 0 | 0 | 0 | -5.9951 | -6.5697 | 0 | 0 | 0 | 0 | 0 | 29.8517 | 31.7353 | -106.0861 | -108.3039 | 0.38585 | 0.38166 | 0.38652 | 0.37341 | 11.5184 | 12.112 | -41.0049 | -40.4418
7 | 7 | 19 | 613.9553 | 626.178 | 642.1353 | 656.0343 | 0 | 0 | 0 | 0 | 203.2487 | 291.8334 | 0 | 0 | 0 | 0 | 0 | 0 | 372.1072 | 238.9892 | 404.4241 | 404.864 | 0 | 0 | 0 | 0 | 0 | -17.0609 | -24.1417 | 161.2525 | 0 | 0 | 0 | 0 | 38.5994 | 112.4163 | 261.8529 | 89.9178 | 0.38793 | 0.39411 | 0.38919 | 0.38458 | 14.9741 | 44.3043 | 101.9103 | 34.5804
7 | 7 | 20 | 608.9707 | 621.5598 | 637.8104 | 651.862 | 0 | 0 | 0 | 0 | 194.4771 | 304.9252 | 0 | 0 | 0 | 0 | 0 | 0 | 342.8254 | 181.5732 | 324.3082 | 324.3098 | 0 | 0 | 0 | 0 | 0 | 50.9382 | 185.6856 | 214.0835 | 0 | 0 | 0 | 0 | 71.6682 | 84.1231 | 127.8165 | 113.4686 | 0.38829 | 0.40541 | 0.3998 | 0.38892 | 27.8282 | 34.1039 | 51.1012 | 44.1298
7 | 7 | 21 | 595.1345 | 607.905 | 624.1978 | 638.171 | 0 | 0 | 0 | 0 | 195.6206 | 344.8632 | 0 | 0 | 0 | 0 | 0 | 0 | 316.0491 | 164.8336 | 321.2466 | 321.2466 | 0 | 0 | 0 | 0 | 0 | 0 | 192.0654 | 117 | 0 | 0 | 0 | 0 | 83.4649 | 98.2083 | 110.8858 | 199.9244 | 0.38736 | 0.40087 | 0.39574 | 0.38805 | 32.3312 | 39.3688 | 43.8815 | 77.5812
7 | 7 | 22 | 552.239 | 565.0639 | 581.2303 | 595.0936 | 0 | 0 | 0 | 0 | 197.2381 | 339.4599 | 0 | 0 | 0 | 0 | 0 | 0 | 330.4907 | 175.7782 | 312.9197 | 312.9197 | 0 | 0 | 0 | 0 | 0 | 5.6124 | 97.8208 | 101.7105 | 0 | 0 | 0 | 0 | 24.5101 | 44.2134 | 170.4898 | 180.4634 | 0.38147 | 0.39646 | 0.3914 | 0.38267 | 9.3498 | 17.529 | 66.7289 | 69.0582
7 | 7 | 23 | 505.934 | 518.0972 | 533.3315 | 546.3687 | 0 | 0 | 0 | 0 | 189.5149 | 360.6666 | 0 | 0 | 0 | 0 | 0 | 0 | 304.8468 | 162.4418 | 312.1432 | 312.1432 | 0 | 0 | 0 | 0 | 0 | 13.0833 | 13.3733 | 137.0092 | 0 | 0 | 0 | 0 | 11.5723 | -18.0945 | 207.815 | 97.2163 | 0.37334 | 0.38975 | 0.38502 | 0.37572 | 4.3204 | -7.0523 | 80.0124 | 36.5261
7 | 7 | 24 | 465.8642 | 475.55 | 487.8454 | 498.2399 | 0 | 0 | 0 | 0 | 172.2759 | 393.3846 | 0 | 0 | 0 | 0 | 0 | 0 | 275.9773 | 145.8028 | 305.3302 | 305.3302 | 0 | 0 | 0 | 0 | 0 | 4.689 | 92.1563 | 117 | 0 | 0 | 0 | 0 | 17.611 | -68.3264 | 90.3589 | 75.9097 | 0.36396 | 0.38033 | 0.38357 | 0.36382 | 6.4097 | -25.9866 | 34.6588 | 27.6176
7 | 8 | 1 | 435.8784 | 442.777 | 451.7905 | 459.1846 | 0 | 0 | 0 | 0 | 119.5959 | 414.9385 | 0 | 0 | 0 | 0 | 0 | 0 | 245.0342 | 127.3246 | 307.0757 | 307.0757 | 0 | 0 | 0 | 0 | 0 | 13.0833 | 93.1762 | 22.5214 | 0 | 0 | 0 | 0 | 71.2483 | -112.5694 | 51.5386 | 129.5875 | 0.3644 | 0.37066 | 0.38218 | 0.36382 | 25.963 | -41.7248 | 19.6968 | 47.1467
7 | 8 | 2 | 415.9281 | 420.5249 | 426.9445 | 432.0783 | 0 | 0 | 0 | 0 | 115.6957 | 417.9437 | 0 | 0 | 0 | 0 | 0 | 0 | 211.4285 | 102.9875 | 303.1437 | 303.1437 | 0 | 0 | 0 | 0 | 0 | 25.5046 | 161.6101 | 0 | 0 | 0 | 0 | 0 | 88.8039 | -125.9108 | -37.8093 | 128.9347 | 0.3644 | 0.36878 | 0.38135 | 0.36382 | 32.3604 | -46.4332 | -14.4187 | 46.9092
7 | 8 | 3 | 404.2549 | 406.6622 | 410.6401 | 413.64 | 0 | 0 | 0 | 0 | 111.5354 | 407.315 | 0 | 0 | 0 | 0 | 0 | 0 | 171.159 | 79.6777 | 298.5088 | 298.5088 | 0 | 0 | 0 | 0 | 0 | 43.2455 | 178.5773 | 0 | 0 | 0 | 0 | 0 | 121.5605 | -123.576 | -66.446 | 115.1312 | 0.36651 | 0.3648 | 0.37847 | 0.36382 | 44.5527 | -45.0808 | -25.1478 | 41.8872
7 | 8 | 4 | 399.104 | 399.5374 | 401.3136 | 402.3591 | 0 | 0 | 0 | 0 | 127.7964 | 335.1935 | 0 | 0 | 0 | 0 | 0 | 0 | 155.8401 | 70.3316 | 282.4898 | 282.4898 | 0 | 0 | 0 | 0 | 0 | 65.4166 | 178.6965 | 0 | 0 | 0 | 0 | 0 | 115.4675 | -71.4043 | -59.8728 | 119.8693 | 0.36512 | 0.37056 | 0.38415 | 0.36382 | 42.1599 | -26.4597 | -23 | 43.611
7 | 8 | 5 | 397.6975 | 396.2396 | 395.9232 | 395.1127 | 0 | 0 | 0 | 0 | 184.2764 | 286.2915 | 0 | 0 | 0 | 0 | 0 | 0 | 140.3584 | 65.4681 | 268.2571 | 268.2573 | 0 | 0 | 0 | 0 | 0 | 15.3137 | -68.509 | 179.8886 | 0 | 0 | 0 | 0 | 73.0627 | 29.1663 | 196.1751 | -53.0332 | 0.36404 | 0.37803 | 0.38589 | 0.36382 | 26.598 | 11.0258 | 75.7016 | -19.2946
7 | 8 | 6 | 395.984 | 392.5203 | 390.0427 | 387.3849 | 0 | 0 | 0 | 0 | 201.9347 | 282.6992 | 0 | 0 | 0 | 0 | 0 | 0 | 142.6395 | 117.3912 | 336.8649 | 337.2012 | 0 | 0 | 0 | 0 | 0 | 43.8886 | 175.5177 | -77.9088 | 0 | 0 | 0 | 0 | 51.4099 | -51.4587 | -122.3399 | 128.0924 | 0.36811 | 0.37383 | 0.38312 | 0.36387 | 18.9243 | -19.2369 | -46.8704 | 46.6088
7 | 8 | 7 | 418.1289 | 413.5983 | 410.2338 | 407.0216 | 0 | 0 | 0 | 0 | 198.1185 | 272.5677 | 0 | 0 | 0 | 0 | 0 | 0 | 165.8182 | 212.5701 | 568.5174 | 570.5474 | 0 | 0 | 0 | 0 | 0 | -16.3404 | -53.7317 | 0 | 0 | 0 | 0 | 0 | 54.1922 | -55.1991 | -104.5519 | -163.5258 | 0.37184 | 0.3586 | 0.37474 | 0.37002 | 20.1508 | -19.7942 | -39.1793 | -60.5071
7 | 8 | 8 | 449.0601 | 444.8454 | 442.3526 | 440.3797 | 0 | 0 | 0 | 0 | 159.7789 | 216.7182 | 0 | 0 | 0 | 0 | 0 | 0 | 225.3776 | 331.0151 | 778.9634 | 792.8759 | 0 | 0 | 0 | 0 | 0 | -13.6726 | -46.4954 | 0 | 0 | 0 | 0 | 0 | 63.9036 | -89.2153 | -290.1155 | -352.4962 | 0.37003 | 0.38103 | 0.36475 | 0.38586 | 23.646 | -33.9935 | -105.82 | -136.0157
7 | 8 | 9 | 483.8497 | 480.9711 | 480.4719 | 480.7086 | 0 | 0 | 0 | 0 | 191.8485 | 156.5316 | 0 | 0 | 0 | 0 | 0 | 0 | 276.1177 | 419.3013 | 922.3252 | 949.3267 | 0 | 0 | 0 | 0 | 0 | -64.4815 | -266.1728 | -3.51 | 0 | 0 | 0 | 0 | 15.8835 | -30.3802 | -175.6805 | -465.1081 | 0.36691 | 0.38398 | 0.38398 | 0 | 5.8279 | -11.6653 | -67.4569 | 0
7 | 8 | 10 | 517.5018 | 515.3095 | 515.6417 | 516.5301 | 0 | 0 | 0 | 0 | 176.7012 | 127.0234 | 0 | 0 | 0 | 0 | 0 | 0 | 305.0863 | 481.9191 | 1023.4688 | 1060.3118 | 0 | 0 | 0 | 0 | 0 | -61.3591 | -351 | -258.4817 | 0 | 0 | 0 | 0 | 35.7143 | -32.2739 | -156.8272 | -285.2999 | 0.36691 | 0.38398 | 0.38398 | 0 | 13.1041 | -12.3924 | -60.2177 | 0
7 | 8 | 11 | 545.0421 | 543.4716 | 544.3056 | 545.2744 | 0 | 0 | 0 | 0 | 177.6487 | 128.7359 | 0 | 0 | 0 | 0 | 0 | 0 | 328.304 | 520.7138 | 1109.1472 | 1152.6651 | 0 | 0 | 0 | 0 | 0 | -60 | -351 | -351 | 0 | 0 | 0 | 0 | 39.0894 | -45.9781 | -213.8417 | -256.3907 | 0.36691 | 0.38398 | 0.38398 | 0 | 14.3424 | -17.6544 | -82.1099 | 0
7 | 8 | 12 | 568.6763 | 567.8366 | 569.3521 | 570.6524 | 0 | 0 | 0 | 0 | 172.3026 | 133.2241 | 0 | 0 | 0 | 0 | 0 | 0 | 344.1295 | 549.1432 | 1161.2246 | 1208.4895 | 0 | 0 | 0 | 0 | 0 | -60 | -351 | -351 | 0 | 0 | 0 | 0 | 52.2442 | -54.5307 | -240.8725 | -286.8371 | 0.36691 | 0.38398 | 0.38398 | 0 | 19.1691 | -20.9384 | -92.489 | 0
7 | 8 | 13 | 593.0819 | 593.6253 | 596.673 | 599.2116 | 0 | 0 | 0 | 0 | 159.8293 | 138.1092 | 0 | 0 | 0 | 0 | 0 | 0 | 357.6255 | 578.5106 | 1182.3546 | 1230.308 | 0 | 0 | 0 | 0 | 0 | -43.1691 | -194.8028 | -351 | 0 | 0 | 0 | 0 | 75.6272 | -79.8254 | -390.8788 | -280.0964 | 0.36382 | 0.38398 | 0.38398 | 0 | 27.5148 | -30.651 | -150.0877 | 0
7 | 8 | 14 | 612.0529 | 613.6759 | 618.0078 | 621.6975 | 0 | 0 | 0 | 0 | 192.7942 | 139.6667 | 0 | 0 | 0 | 0 | 0 | 0 | 379.3313 | 582.6871 | 1167.2666 | 1213.1549 | 0 | 0 | 0 | 0 | 0 | -32.1042 | -205.7875 | -229.6026 | 0 | 0 | 0 | 0 | 39.9274 | -76.5738 | -343.4712 | -361.8549 | 0.36561 | 0.38398 | 0.38398 | 0 | 14.5978 | -29.4024 | -131.8844 | 0
7 | 8 | 15 | 628.3352 | 631.0621 | 636.6404 | 641.3843 | 0 | 0 | 0 | 0 | 169.6641 | 163.5469 | 0 | 0 | 0 | 0 | 0 | 0 | 455.243 | 602.8789 | 1124.7479 | 1166.3111 | 0 | 0 | 0 | 0 | 0 | -3.0002 | 0 | 1.1435 | 0 | 0 | 0 | 0 | 3.4281 | -132.3635 | -488.1075 | -526.0704 | 0.36533 | 0.38398 | 0.38025 | 0 | 1.2524 | -50.8243 | -185.6025 | 0
7 | 8 | 16 | 640.3922 | 645.6897 | 654.1554 | 661.4577 | 0 | 0 | 0 | 0 | 160.0651 | 185.4641 | 0 | 0 | 0 | 0 | 0 | 0 | 439.5495 | 555.2535 | 1080.6906 | 1114.3861 | 0 | 0 | 0 | 0 | 0 | -3.0002 | -35.1 | 5.1612 | 0 | 0 | 0 | 0 | 40.7776 | -92.0277 | -391.4352 | -458.0897 | 0.37414 | 0.38398 | 0.38398 | 0.38586 | 15.2564 | -35.3363 | -150.3013 | -176.7598
7 | 8 | 17 | 645.2163 | 653.4149 | 665.0702 | 675.1622 | 0 | 0 | 0 | 0 | 172.8091 | 252.4118 | 0 | 0 | 0 | 0 | 0 | 0 | 384.4517 | 454.7289 | 982.4724 | 1004.6366 | 0 | 0 | 0 | 0 | 0 | -6.9167 | -25.4398 | -17.55 | 0 | 0 | 0 | 0 | 87.9555 | -46.8091 | -291.9624 | -311.9244 | 0.38366 | 0.35923 | 0.36981 | 0.37601 | 33.7446 | -16.815 | -107.9698 | -117.288
7 | 8 | 18 | 636.933 | 647.8142 | 662.3987 | 675.0921 | 0 | 0 | 0 | 0 | 186.3065 | 255.4801 | 0 | 0 | 0 | 0 | 0 | 0 | 320.4931 | 310.0782 | 767.7651 | 776.304 | 0 | 0 | 0 | 0 | 0 | -5.9951 | -6.5697 | 0 | 0 | 0 | 0 | 0 | 130.1334 | 88.2511 | -98.7968 | -101.212 | 0.38585 | 0.38166 | 0.38652 | 0.37341 | 50.2124 | 33.6818 | -38.1874 | -37.7936
7 | 8 | 19 | 614.9705 | 627.2265 | 643.224 | 657.1579 | 0 | 0 | 0 | 0 | 203.2487 | 291.8334 | 0 | 0 | 0 | 0 | 0 | 0 | 273.8035 | 194.0933 | 465.9162 | 466.3992 | 0 | 0 | 0 | 0 | 0 | -17.0609 | -24.1417 | 161.2525 | 0 | 0 | 0 | 0 | 137.9183 | 158.3606 | 201.4496 | 29.5062 | 0.38793 | 0.39411 | 0.38919 | 0.38458 | 53.5033 | 62.4113 | 78.402 | 11.3474
7 | 8 | 20 | 613.8655 | 626.6148 | 643.0597 | 657.2794 | 0 | 0 | 0 | 0 | 194.4771 | 304.9252 | 0 | 0 | 0 | 0 | 0 | 0 | 261.354 | 127.3481 | 340.5731 | 340.5746 | 0 | 0 | 0 | 0 | 0 | 50.9382 | 185.6856 | 214.0835 | 0 | 0 | 0 | 0 | 158.0344 | 143.4032 | 116.8009 | 102.6213 | 0.38829 | 0.40541 | 0.3998 | 0.38892 | 61.3636 | 58.1364 | 46.6972 | 39.9111
7 | 8 | 21 | 597.872 | 610.7321 | 627.1335 | 641.2007 | 0 | 0 | 0 | 0 | 195.6206 | 344.8632 | 0 | 0 | 0 | 0 | 0 | 0 | 256.8873 | 112.7155 | 305.6465 | 305.6465 | 0 | 0 | 0 | 0 | 0 | 0 | 192.0654 | 117 | 0 | 0 | 0 | 0 | 145.3641 | 153.1535 | 129.4216 | 218.5542 | 0.38736 | 0.40087 | 0.39574 | 0.38805 | 56.3086 | 61.3946 | 51.2169 | 84.8105
7 | 8 | 22 | 544.9874 | 557.575 | 573.4536 | 587.0679 | 0 | 0 | 0 | 0 | 197.2381 | 339.4599 | 0 | 0 | 0 | 0 | 0 | 0 | 231.1534 | 101.7352 | 303.399 | 303.399 | 0 | 0 | 0 | 0 | 0 | 5.6124 | 97.8208 | 101.7105 | 0 | 0 | 0 | 0 | 116.5958 | 110.7675 | 172.2338 | 181.9584 | 0.38147 | 0.39646 | 0.3914 | 0.38267 | 44.4775 | 43.9152 | 67.4115 | 69.6303
7 | 8 | 23 | 492.0291 | 503.7372 | 518.4195 | 530.9793 | 0 | 0 | 0 | 0 | 189.5149 | 360.6666 | 0 | 0 | 0 | 0 | 0 | 0 | 184.8986 | 81.5942 | 307.2259 | 307.2259 | 0 | 0 | 0 | 0 | 0 | 13.0833 | 13.3733 | 137.0092 | 0 | 0 | 0 | 0 | 117.6156 | 48.393 | 197.8203 | 86.7442 | 0.37334 | 0.38975 | 0.38502 | 0.37572 | 43.9104 | 18.8612 | 76.1643 | 32.5915
7 | 8 | 24 | 454.588 | 463.9047 | 475.7525 | 485.7598 | 0 | 0 | 0 | 0 | 172.2759 | 393.3846 | 0 | 0 | 0 | 0 | 0 | 0 | 135.1574 | 73.9918 | 346.1059 | 346.1059 | 0 | 0 | 0 | 0 | 0 | 4.689 | 92.1563 | 117 | 0 | 0 | 0 | 0 | 147.1547 | -8.1607 | 37.4903 | 22.6539 | 0.36396 | 0.38033 | 0.38357 | 0.36382 | 53.5583 | -3.1038 | 14.3801 | 8.242
7 | 9 | 1 | 429.5151 | 436.2054 | 444.9664 | 452.142 | 0 | 0 | 0 | 0 | 119.5959 | 414.9385 | 0 | 0 | 0 | 0 | 0 | 0 | 108.4351 | 65.5995 | 348.9866 | 348.9866 | 0 | 0 | 0 | 0 | 0 | 13.0833 | 93.1762 | 22.5214 | 0 | 0 | 0 | 0 | 201.4842 | -57.4158 | 2.8037 | 80.6341 | 0.3644 | 0.37066 | 0.38218 | 0.36382 | 73.4213 | -21.2816 | 1.0715 | 29.3364
7 | 9 | 2 | 414.1695 | 418.7089 | 425.0586 | 430.1321 | 0 | 0 | 0 | 0 | 115.6957 | 417.9437 | 0 | 0 | 0 | 0 | 0 | 0 | 96.7228 | 64.466 | 339.8973 | 339.8973 | 0 | 0 | 0 | 0 | 0 | 25.5046 | 161.6101 | 0 | 0 | 0 | 0 | 0 | 201.7511 | -89.2054 | -76.4489 | 90.2347 | 0.3644 | 0.36878 | 0.38135 | 0.36382 | 73.5187 | -32.897 | -29.1541 | 32.8294
7 | 9 | 3 | 407.3368 | 409.845 | 413.9452 | 417.0509 | 0 | 0 | 0 | 0 | 111.5354 | 407.315 | 0 | 0 | 0 | 0 | 0 | 0 | 95.7535 | 71.3011 | 348.3644 | 348.3644 | 0 | 0 | 0 | 0 | 0 | 43.2455 | 178.5773 | 0 | 0 | 0 | 0 | 0 | 200.0479 | -112.0166 | -112.9965 | 68.6865 | 0.36651 | 0.3648 | 0.37847 | 0.36382 | 73.3188 | -40.8639 | -42.7657 | 24.9897
7 | 9 | 4 | 413.9153 | 414.8335 | 417.1976 | 418.7517 | 0 | 0 | 0 | 0 | 127.7964 | 335.1935 | 0 | 0 | 0 | 0 | 0 | 0 | 102.7817 | 73.1113 | 339.9115 | 339.9115 | 0 | 0 | 0 | 0 | 0 | 65.4166 | 178.6965 | 0 | 0 | 0 | 0 | 0 | 183.3372 | -58.8878 | -101.4104 | 78.8402 | 0.36512 | 0.37056 | 0.38415 | 0.36382 | 66.9407 | -21.8216 | -38.9566 | 28.6838
7 | 9 | 5 | 435.9132 | 435.7063 | 436.9067 | 437.4085 | 0 | 0 | 0 | 0 | 184.2764 | 286.2915 | 0 | 0 | 0 | 0 | 0 | 0 | 93.2276 | 46.3311 | 278.3649 | 278.3651 | 0 | 0 | 0 | 0 | 0 | 15.3137 | -68.509 | 179.8886 | 0 | 0 | 0 | 0 | 158.4092 | 87.77 | 227.0508 | -20.8452 | 0.36404 | 0.37803 | 0.38589 | 0.36382 | 57.6678 | 33.1797 | 87.6162 | -7.5839
7 | 9 | 6 | 468.4271 | 467.3347 | 467.7325 | 467.5622 | 0 | 0 | 0 | 0 | 201.9347 | 282.6992 | 0 | 0 | 0 | 0 | 0 | 0 | 93.5426 | 91.4962 | 371.2278 | 371.5322 | 0 | 0 | 0 | 0 | 0 | 43.8886 | 175.5177 | -77.9088 | 0 | 0 | 0 | 0 | 172.9498 | 49.2507 | -79.013 | 173.9388 | 0.36811 | 0.37383 | 0.38312 | 0.36387 | 63.6638 | 18.4115 | -30.2712 | 63.2908
7 | 9 | 7 | 515.2997 | 513.95 | 514.4423 | 514.5667 | 0 | 0 | 0 | 0 | 198.1185 | 272.5677 | 0 | 0 | 0 | 0 | 0 | 0 | 118.5627 | 183.8271 | 569.1839 | 571.3487 | 0 | 0 | 0 | 0 | 0 | -16.3404 | -53.7317 | 0 | 0 | 0 | 0 | 0 | 198.6186 | 73.8956 | -1.0099 | -56.7819 | 0.37184 | 0.3586 | 0.37474 | 0.37002 | 73.8541 | 26.4987 | -0.37844 | -21.0102
7 | 9 | 8 | 554.6971 | 553.9404 | 555.6405 | 557.2948 | 0 | 0 | 0 | 0 | 159.7789 | 216.7182 | 0 | 0 | 0 | 0 | 0 | 0 | 172.4131 | 302.9751 | 739.942 | 753.8043 | 0 | 0 | 0 | 0 | 0 | -13.6726 | -46.4954 | 0 | 0 | 0 | 0 | 0 | 222.5051 | 47.9197 | -137.8061 | -196.5095 | 0.37003 | 0.38103 | 0.36475 | 0.38586 | 82.3328 | 18.2587 | -50.2649 | -75.826
7 | 9 | 9 | 588.5803 | 589.13 | 592.7877 | 596.6205 | 0 | 0 | 0 | 0 | 191.8485 | 156.5316 | 0 | 0 | 0 | 0 | 0 | 0 | 222.7254 | 410.8568 | 905.6546 | 932.7515 | 0 | 0 | 0 | 0 | 0 | -64.4815 | -266.1728 | -3.51 | 0 | 0 | 0 | 0 | 174.0064 | 86.2232 | -46.6941 | -332.621 | 0.36691 | 0.38398 | 0.38398 | 0 | 63.8454 | 33.1075 | -17.9294 | 0
7 | 9 | 10 | 619.3136 | 620.4541 | 624.8273 | 629.2117 | 0 | 0 | 0 | 0 | 176.7012 | 127.0234 | 0 | 0 | 0 | 0 | 0 | 0 | 256.5878 | 481.8407 | 1002.987 | 1040.1045 | 0 | 0 | 0 | 0 | 0 | -61.3591 | -351 | -258.4817 | 0 | 0 | 0 | 0 | 186.0247 | 72.949 | -27.1597 | -152.411 | 0.36691 | 0.38398 | 0.38398 | 0 | 68.255 | 28.0106 | -10.4286 | 0
7 | 9 | 11 | 643.1556 | 644.7969 | 649.525 | 653.8629 | 0 | 0 | 0 | 0 | 177.6487 | 128.7359 | 0 | 0 | 0 | 0 | 0 | 0 | 275.9738 | 520.8337 | 1068.1502 | 1111.5858 | 0 | 0 | 0 | 0 | 0 | -60 | -351 | -351 | 0 | 0 | 0 | 0 | 189.5331 | 55.2272 | -67.6252 | -106.7229 | 0.36691 | 0.38398 | 0.38398 | 0 | 69.5423 | 21.2059 | -25.9664 | 0
7 | 9 | 12 | 660.9705 | 663.152 | 668.3308 | 672.8002 | 0 | 0 | 0 | 0 | 172.3026 | 133.2241 | 0 | 0 | 0 | 0 | 0 | 0 | 291.9796 | 545.8083 | 1097.0005 | 1143.5156 | 0 | 0 | 0 | 0 | 0 | -60 | -351 | -351 | 0 | 0 | 0 | 0 | 196.6882 | 44.1196 | -77.6698 | -119.7154 | 0.36691 | 0.38398 | 0.38398 | 0 | 72.1677 | 16.9408 | -29.8232 | 0
7 | 9 | 13 | 682.548 | 686.0199 | 692.6188 | 698.2293 | 0 | 0 | 0 | 0 | 159.8293 | 138.1092 | 0 | 0 | 0 | 0 | 0 | 0 | 305.9711 | 613.1111 | 1243.9646 | 1290.7348 | 0 | 0 | 0 | 0 | 0 | -43.1691 | -194.8028 | -351 | 0 | 0 | 0 | 0 | 216.7476 | -22.0312 | -356.543 | -241.5054 | 0.36382 | 0.38398 | 0.38398 | 0 | 78.8575 | -8.4594 | -136.9036 | 0
7 | 9 | 14 | 694.34 | 698.6566 | 706.2546 | 712.7697 | 0 | 0 | 0 | 0 | 192.7942 | 139.6667 | 0 | 0 | 0 | 0 | 0 | 0 | 308.2913 | 574.1287 | 1203.3784 | 1247.7064 | 0 | 0 | 0 | 0 | 0 | -32.1042 | -205.7875 | -229.6026 | 0 | 0 | 0 | 0 | 193.2545 | 16.9653 | -291.3363 | -305.3341 | 0.36561 | 0.38398 | 0.38398 | 0 | 70.6553 | 6.5143 | -111.8659 | 0
7 | 9 | 15 | 705.0929 | 710.3324 | 718.9573 | 726.3369 | 0 | 0 | 0 | 0 | 169.6641 | 163.5469 | 0 | 0 | 0 | 0 | 0 | 0 | 302.5504 | 533.7727 | 1206.0304 | 1246.0531 | 0 | 0 | 0 | 0 | 0 | -3.0002 | 0 | 1.1435 | 0 | 0 | 0 | 0 | 232.8784 | 16.0131 | -487.0731 | -520.8597 | 0.36533 | 0.38398 | 0.38025 | 0 | 85.0765 | 6.1486 | -185.2091 | 0
7 | 9 | 16 | 708.4662 | 715.9921 | 727.1597 | 736.7994 | 0 | 0 | 0 | 0 | 160.0651 | 185.4641 | 0 | 0 | 0 | 0 | 0 | 0 | 279.7034 | 467.403 | 1120.0197 | 1151.4797 | 0 | 0 | 0 | 0 | 0 | -3.0002 | -35.1 | 5.1612 | 0 | 0 | 0 | 0 | 268.6977 | 66.1252 | -357.7599 | -419.8415 | 0.37414 | 0.38398 | 0.38398 | 0.38586 | 100.5297 | 25.3904 | -137.3709 | -162.0013
7 | 9 | 17 | 697.3188 | 707.2229 | 720.9462 | 732.8273 | 0 | 0 | 0 | 0 | 172.8091 | 252.4118 | 0 | 0 | 0 | 0 | 0 | 0 | 255.7188 | 391.4164 | 992.3082 | 1012.9761 | 0 | 0 | 0 | 0 | 0 | -6.9167 | -25.4398 | -17.55 | 0 | 0 | 0 | 0 | 268.7909 | 70.3113 | -245.9222 | -262.5988 | 0.38366 | 0.35923 | 0.36981 | 0.37601 | 103.1231 | 25.2576 | -90.9438 | -98.7409
7 | 9 | 18 | 673.7346 | 685.8206 | 701.8657 | 715.8228 | 0 | 0 | 0 | 0 | 186.3065 | 255.4801 | 0 | 0 | 0 | 0 | 0 | 0 | 209.3274 | 281.0241 | 796.9157 | 804.4217 | 0 | 0 | 0 | 0 | 0 | -5.9951 | -6.5697 | 0 | 0 | 0 | 0 | 0 | 278.1008 | 155.3114 | -88.4803 | -88.599 | 0.38585 | 0.38166 | 0.38652 | 0.37341 | 107.3061 | 59.2759 | -34.1999 | -33.0837
7 | 9 | 19 | 649.7417 | 663.1359 | 680.5135 | 695.6414 | 0 | 0 | 0 | 0 | 203.2487 | 291.8334 | 0 | 0 | 0 | 0 | 0 | 0 | 218.3555 | 205.3472 | 468.5841 | 469.0361 | 0 | 0 | 0 | 0 | 0 | -17.0609 | -24.1417 | 161.2525 | 0 | 0 | 0 | 0 | 228.1375 | 183.0162 | 236.0712 | 65.3528 | 0.38793 | 0.39411 | 0.38919 | 0.38458 | 88.5025 | 72.1283 | 91.8763 | 25.1333
7 | 9 | 20 | 646.6788 | 660.5022 | 678.2495 | 693.5959 | 0 | 0 | 0 | 0 | 194.4771 | 304.9252 | 0 | 0 | 0 | 0 | 0 | 0 | 249.1769 | 175.5245 | 369.9934 | 369.9946 | 0 | 0 | 0 | 0 | 0 | 50.9382 | 185.6856 | 214.0835 | 0 | 0 | 0 | 0 | 203.0248 | 129.1143 | 122.5705 | 109.5178 | 0.38829 | 0.40541 | 0.3998 | 0.38892 | 78.8331 | 52.3436 | 49.0039 | 42.5933
7 | 9 | 21 | 628.5279 | 642.3916 | 660.0098 | 675.1296 | 0 | 0 | 0 | 0 | 195.6206 | 344.8632 | 0 | 0 | 0 | 0 | 0 | 0 | 250.6992 | 145.3811 | 314.5681 | 314.5681 | 0 | 0 | 0 | 0 | 0 | 0 | 192.0654 | 117 | 0 | 0 | 0 | 0 | 182.2082 | 152.1473 | 153.3763 | 243.5615 | 0.38736 | 0.40087 | 0.39574 | 0.38805 | 70.5806 | 60.9913 | 60.6966 | 94.5147
7 | 9 | 22 | 572.362 | 585.8457 | 602.8108 | 617.3651 | 0 | 0 | 0 | 0 | 197.2381 | 339.4599 | 0 | 0 | 0 | 0 | 0 | 0 | 210.0848 | 119.5498 | 318.8245 | 318.8245 | 0 | 0 | 0 | 0 | 0 | 5.6124 | 97.8208 | 101.7105 | 0 | 0 | 0 | 0 | 165.0391 | 121.2237 | 186.1655 | 196.83 | 0.38147 | 0.39646 | 0.3914 | 0.38267 | 62.9571 | 48.0606 | 72.8643 | 75.3212
7 | 9 | 23 | 514.1464 | 526.5784 | 542.1386 | 555.4578 | 0 | 0 | 0 | 0 | 189.5149 | 360.6666 | 0 | 0 | 0 | 0 | 0 | 0 | 150.7443 | 74.1448 | 303.5846 | 303.5846 | 0 | 0 | 0 | 0 | 0 | 13.0833 | 13.3733 | 137.0092 | 0 | 0 | 0 | 0 | 173.8872 | 78.6836 | 225.1808 | 114.8641 | 0.37334 | 0.38975 | 0.38502 | 0.37572 | 64.9187 | 30.6669 | 86.6985 | 43.1567
7 | 9 | 24 | 467.9671 | 477.7217 | 490.1006 | 500.5674 | 0 | 0 | 0 | 0 | 172.2759 | 393.3846 | 0 | 0 | 0 | 0 | 0 | 0 | 122.0704 | 51.6012 | 278.3602 | 278.3602 | 0 | 0 | 0 | 0 | 0 | 4.689 | 92.1563 | 117 | 0 | 0 | 0 | 0 | 173.6209 | 28.0469 | 119.5841 | 105.2072 | 0.36396 | 0.38033 | 0.38357 | 0.36382 | 63.1909 | 10.6671 | 45.8687 | 38.2766
7 | 10 | 1 | 440.5012 | 447.5512 | 456.7482 | 464.3011 | 0 | 0 | 0 | 0 | 119.5959 | 414.9385 | 0 | 0 | 0 | 0 | 0 | 0 | 110.6546 | 57.1604 | 286.963 | 286.963 | 0 | 0 | 0 | 0 | 0 | 13.0833 | 93.1762 | 22.5214 | 0 | 0 | 0 | 0 | 210.2507 | -37.631 | 76.609 | 154.8167 | 0.3644 | 0.37066 | 0.38218 | 0.36382 | 76.6159 | -13.9482 | 29.2781 | 56.3257
7 | 10 | 2 | 425.21 | 430.1108 | 436.8987 | 442.3513 | 0 | 0 | 0 | 0 | 115.6957 | 417.9437 | 0 | 0 | 0 | 0 | 0 | 0 | 93.3012 | 53.0283 | 286.4767 | 286.4767 | 0 | 0 | 0 | 0 | 0 | 25.5046 | 161.6101 | 0 | 0 | 0 | 0 | 0 | 216.2132 | -66.3658 | -11.1882 | 155.8745 | 0.3644 | 0.36878 | 0.38135 | 0.36382 | 78.7887 | -24.4743 | -4.2666 | 56.7105
7 | 10 | 3 | 417.3258 | 420.161 | 424.6577 | 428.1064 | 0 | 0 | 0 | 0 | 111.5354 | 407.315 | 0 | 0 | 0 | 0 | 0 | 0 | 80.9868 | 42.3859 | 272.6114 | 272.6114 | 0 | 0 | 0 | 0 | 0 | 43.2455 | 178.5773 | 0 | 0 | 0 | 0 | 0 | 224.8036 | -72.7853 | -26.5311 | 155.4949 | 0.36651 | 0.3648 | 0.37847 | 0.36382 | 82.3919 | -26.5523 | -10.0412 | 56.5724
7 | 10 | 4 | 424.7564 | 426.0295 | 428.8239 | 430.7502 | 0 | 0 | 0 | 0 | 127.7964 | 335.1935 | 0 | 0 | 0 | 0 | 0 | 0 | 82.4589 | 38.2498 | 271.2619 | 271.2619 | 0 | 0 | 0 | 0 | 0 | 65.4166 | 178.6965 | 0 | 0 | 0 | 0 | 0 | 214.5011 | -12.8304 | -21.1346 | 159.4883 | 0.36512 | 0.37056 | 0.38415 | 0.36382 | 78.3194 | -4.7545 | -8.1188 | 58.0253
7 | 10 | 5 | 447.1894 | 447.3516 | 448.9996 | 449.8885 | 0 | 0 | 0 | 0 | 184.2764 | 286.2915 | 0 | 0 | 0 | 0 | 0 | 0 | 70.1943 | 32.2243 | 269.0065 | 269.0066 | 0 | 0 | 0 | 0 | 0 | 15.3137 | -68.509 | 179.8886 | 0 | 0 | 0 | 0 | 192.7187 | 113.5221 | 248.5021 | 0.99333 | 0.36404 | 0.37803 | 0.38589 | 0.36382 | 70.158 | 42.9148 | 95.894 | 0.36139
7 | 10 | 6 | 475.443 | 474.5803 | 475.2565 | 475.3271 | 0 | 0 | 0 | 0 | 201.9347 | 282.6992 | 0 | 0 | 0 | 0 | 0 | 0 | 68.2686 | 45.3002 | 285.4319 | 285.6449 | 0 | 0 | 0 | 0 | 0 | 43.8886 | 175.5177 | -77.9088 | 0 | 0 | 0 | 0 | 205.2396 | 102.6923 | 14.3069 | 267.591 | 0.36811 | 0.37383 | 0.38312 | 0.36387 | 75.5499 | 38.3896 | 5.4812 | 97.3679
7 | 10 | 7 | 518.1641 | 516.9081 | 517.5142 | 517.7369 | 0 | 0 | 0 | 0 | 198.1185 | 272.5677 | 0 | 0 | 0 | 0 | 0 | 0 | 78.0296 | 106.4622 | 429.3903 | 431.2809 | 0 | 0 | 0 | 0 | 0 | -16.3404 | -53.7317 | 0 | 0 | 0 | 0 | 0 | 242.016 | 154.2186 | 141.8556 | 86.456 | 0.37184 | 0.3586 | 0.37474 | 0.37002 | 89.9909 | 55.3022 | 53.1583 | 31.9901
7 | 10 | 8 | 551.7784 | 550.9261 | 552.5103 | 554.0645 | 0 | 0 | 0 | 0 | 159.7789 | 216.7182 | 0 | 0 | 0 | 0 | 0 | 0 | 107.2472 | 164.2953 | 486.1487 | 493.2305 | 0 | 0 | 0 | 0 | 0 | -13.6726 | -46.4954 | 0 | 0 | 0 | 0 | 0 | 284.7523 | 183.5852 | 112.857 | 60.8339 | 0.37003 | 0.38103 | 0.36475 | 0.38586 | 105.366 | 69.9511 | 41.1647 | 23.4736
7 | 10 | 9 | 581.3831 | 581.6973 | 585.0692 | 588.655 | 0 | 0 | 0 | 0 | 191.8485 | 156.5316 | 0 | 0 | 0 | 0 | 0 | 0 | 141.2386 | 224.0731 | 576.4393 | 590.4951 | 0 | 0 | 0 | 0 | 0 | -64.4815 | -266.1728 | -3.51 | 0 | 0 | 0 | 0 | 248.296 | 265.5741 | 274.8027 | 1.6699 | 0.36691 | 0.38398 | 0.38398 | 0 | 91.1033 | 101.9739 | 105.5174 | 0
7 | 10 | 10 | 607.9287 | 608.6964 | 612.6178 | 616.6113 | 0 | 0 | 0 | 0 | 176.7012 | 127.0234 | 0 | 0 | 0 | 0 | 0 | 0 | 178.0778 | 298.5593 | 663.8874 | 685.8696 | 0 | 0 | 0 | 0 | 0 | -61.3591 | -351 | -258.4817 | 0 | 0 | 0 | 0 | 253.1497 | 244.4729 | 299.7304 | 189.2234 | 0.36691 | 0.38398 | 0.38398 | 0 | 92.8842 | 93.8715 | 115.089 | 0
7 | 10 | 11 | 625.2624 | 626.3179 | 630.3359 | 634.0593 | 0 | 0 | 0 | 0 | 177.6487 | 128.7359 | 0 | 0 | 0 | 0 | 0 | 0 | 192.138 | 324.4673 | 709.513 | 736.0031 | 0 | 0 | 0 | 0 | 0 | -60 | -351 | -351 | 0 | 0 | 0 | 0 | 255.4757 | 233.1147 | 271.8229 | 249.0563 | 0.36691 | 0.38398 | 0.38398 | 0 | 93.7376 | 89.5103 | 104.3732 | 0
7 | 10 | 12 | 634.738 | 636.0608 | 640.1984 | 643.767 | 0 | 0 | 0 | 0 | 172.3026 | 133.2241 | 0 | 0 | 0 | 0 | 0 | 0 | 189.2248 | 307.539 | 650.1111 | 676.7105 | 0 | 0 | 0 | 0 | 0 | -60 | -351 | -351 | 0 | 0 | 0 | 0 | 273.2105 | 255.2977 | 341.0873 | 318.0565 | 0.36691 | 0.38398 | 0.38398 | 0 | 100.2448 | 98.028 | 130.969 | 0
7 | 10 | 13 | 648.9189 | 651.29 | 656.5541 | 661.0099 | 0 | 0 | 0 | 0 | 159.8293 | 138.1092 | 0 | 0 | 0 | 0 | 0 | 0 | 202.3569 | 328.9133 | 698.6287 | 724.4975 | 0 | 0 | 0 | 0 | 0 | -43.1691 | -194.8028 | -351 | 0 | 0 | 0 | 0 | 286.7327 | 227.4367 | 152.7281 | 287.5124 | 0.36382 | 0.38398 | 0.38398 | 0 | 104.3196 | 87.33 | 58.6438 | 0
7 | 10 | 14 | 652.5348 | 655.4829 | 661.4216 | 666.5012 | 0 | 0 | 0 | 0 | 192.7942 | 139.6667 | 0 | 0 | 0 | 0 | 0 | 0 | 225.2918 | 319.6216 | 694.6406 | 716.2246 | 0 | 0 | 0 | 0 | 0 | -32.1042 | -205.7875 | -229.6026 | 0 | 0 | 0 | 0 | 234.4488 | 228.2987 | 172.5685 | 179.8792 | 0.36561 | 0.38398 | 0.38398 | 0 | 85.7162 | 87.661 | 66.262 | 0
7 | 10 | 15 | 652.3559 | 655.8692 | 662.4009 | 667.9696 | 0 | 0 | 0 | 0 | 169.6641 | 163.5469 | 0 | 0 | 0 | 0 | 0 | 0 | 201.9107 | 269.3293 | 592.2179 | 609.2354 | 0 | 0 | 0 | 0 | 0 | -3.0002 | 0 | 1.1435 | 0 | 0 | 0 | 0 | 280.7811 | 225.9932 | 70.183 | 57.5907 | 0.36533 | 0.38398 | 0.38025 | 0 | 102.5767 | 86.7758 | 26.687 | 0
7 | 10 | 16 | 641.9513 | 647.2998 | 655.8274 | 663.1832 | 0 | 0 | 0 | 0 | 160.0651 | 185.4641 | 0 | 0 | 0 | 0 | 0 | 0 | 198.1574 | 265.9576 | 569.3734 | 581.9035 | 0 | 0 | 0 | 0 | 0 | -3.0002 | -35.1 | 5.1612 | 0 | 0 | 0 | 0 | 283.7288 | 198.8784 | 121.554 | 76.1185 | 0.37414 | 0.38398 | 0.38398 | 0.38586 | 106.1534 | 76.3644 | 46.6737 | 29.3713
7 | 10 | 17 | 624.35 | 631.8655 | 642.6926 | 652.0681 | 0 | 0 | 0 | 0 | 172.8091 | 252.4118 | 0 | 0 | 0 | 0 | 0 | 0 | 257.0438 | 297.9096 | 593.3395 | 603.6485 | 0 | 0 | 0 | 0 | 0 | -6.9167 | -25.4398 | -17.55 | 0 | 0 | 0 | 0 | 194.4971 | 88.4609 | 74.7929 | 65.9697 | 0.38366 | 0.35923 | 0.36981 | 0.37601 | 74.6199 | 31.7774 | 27.659 | 24.8055
7 | 10 | 18 | 607.2741 | 617.1845 | 630.5917 | 642.2667 | 0 | 0 | 0 | 0 | 186.3065 | 255.4801 | 0 | 0 | 0 | 0 | 0 | 0 | 235.7718 | 206.4352 | 485.3645 | 488.9277 | 0 | 0 | 0 | 0 | 0 | -5.9951 | -6.5697 | 0 | 0 | 0 | 0 | 0 | 185.1959 | 161.2643 | 151.7969 | 153.339 | 0.38585 | 0.38166 | 0.38652 | 0.37341 | 71.4585 | 61.5479 | 58.6733 | 57.2583
7 | 10 | 19 | 595.8989 | 607.5306 | 622.7711 | 636.0502 | 0 | 0 | 0 | 0 | 203.2487 | 291.8334 | 0 | 0 | 0 | 0 | 0 | 0 | 181.4375 | 154.027 | 409.791 | 410.2839 | 0 | 0 | 0 | 0 | 0 | -17.0609 | -24.1417 | 161.2525 | 0 | 0 | 0 | 0 | 211.2128 | 178.731 | 237.1219 | 64.5138 | 0.38793 | 0.39411 | 0.38919 | 0.38458 | 81.9368 | 70.4395 | 92.2853 | 24.8106
7 | 10 | 20 | 610.8742 | 623.5256 | 639.8518 | 653.9688 | 0 | 0 | 0 | 0 | 194.4771 | 304.9252 | 0 | 0 | 0 | 0 | 0 | 0 | 240.1833 | 201.5439 | 439.375 | 439.3763 | 0 | 0 | 0 | 0 | 0 | 50.9382 | 185.6856 | 214.0835 | 0 | 0 | 0 | 0 | 176.2139 | 66.1182 | 14.7911 | 0.50891 | 0.38829 | 0.40541 | 0.3998 | 0.38892 | 68.4226 | 26.8047 | 5.9135 | 0.19792
7 | 10 | 21 | 596.5123 | 609.3279 | 625.6754 | 639.6959 | 0 | 0 | 0 | 0 | 195.6206 | 344.8632 | 0 | 0 | 0 | 0 | 0 | 0 | 220.5309 | 164.6579 | 393.1998 | 393.1998 | 0 | 0 | 0 | 0 | 0 | 0 | 192.0654 | 117 | 0 | 0 | 0 | 0 | 180.3608 | 99.8068 | 40.4102 | 129.4961 | 0.38736 | 0.40087 | 0.39574 | 0.38805 | 69.865 | 40.0096 | 15.9918 | 50.2513
7 | 10 | 22 | 547.8155 | 560.4957 | 576.4865 | 590.1979 | 0 | 0 | 0 | 0 | 197.2381 | 339.4599 | 0 | 0 | 0 | 0 | 0 | 0 | 179.6363 | 119.7997 | 349.6338 | 349.6338 | 0 | 0 | 0 | 0 | 0 | 5.6124 | 97.8208 | 101.7105 | 0 | 0 | 0 | 0 | 170.9411 | 95.6237 | 129.0319 | 138.8536 | 0.38147 | 0.39646 | 0.3914 | 0.38267 | 65.2085 | 37.9112 | 50.5025 | 53.1353
7 | 10 | 23 | 499.2082 | 511.1512 | 526.1185 | 538.9248 | 0 | 0 | 0 | 0 | 189.5149 | 360.6666 | 0 | 0 | 0 | 0 | 0 | 0 | 177.3638 | 114.0616 | 330.7596 | 330.7596 | 0 | 0 | 0 | 0 | 0 | 13.0833 | 13.3733 | 137.0092 | 0 | 0 | 0 | 0 | 132.3295 | 23.3397 | 181.9856 | 71.156 | 0.37334 | 0.38975 | 0.38502 | 0.37572 | 49.4036 | 9.0966 | 70.0676 | 26.7347
7 | 10 | 24 | 460.2805 | 469.7835 | 481.8573 | 492.0601 | 0 | 0 | 0 | 0 | 172.2759 | 393.3846 | 0 | 0 | 0 | 0 | 0 | 0 | 153.6701 | 99.3902 | 338.3961 | 338.3961 | 0 | 0 | 0 | 0 | 0 | 4.689 | 92.1563 | 117 | 0 | 0 | 0 | 0 | 134.3345 | -27.6803 | 51.3049 | 36.664 | 0.36396 | 0.38033 | 0.38357 | 0.36382 | 48.8923 | -10.5276 | 19.679 | 13.3392
7 | 11 | 1 | 436.4222 | 443.3387 | 452.3738 | 459.7866 | 0 | 0 | 0 | 0 | 119.5959 | 414.9385 | 0 | 0 | 0 | 0 | 0 | 0 | 207.8367 | 130.7507 | 335.0138 | 335.0138 | 0 | 0 | 0 | 0 | 0 | 13.0833 | 93.1762 | 22.5214 | 0 | 0 | 0 | 0 | 108.9897 | -115.4338 | 24.1839 | 102.2514 | 0.3644 | 0.37066 | 0.38218 | 0.36382 | 39.7161 | -42.7865 | 9.2425 | 37.2013
7 | 11 | 2 | 422.0556 | 426.8531 | 433.5158 | 438.8601 | 0 | 0 | 0 | 0 | 115.6957 | 417.9437 | 0 | 0 | 0 | 0 | 0 | 0 | 223.6337 | 141.7247 | 310.3928 | 310.3928 | 0 | 0 | 0 | 0 | 0 | 25.5046 | 161.6101 | 0 | 0 | 0 | 0 | 0 | 82.7263 | -158.3199 | -38.4871 | 128.4673 | 0.3644 | 0.36878 | 0.38135 | 0.36382 | 30.1457 | -58.385 | -14.6772 | 46.7392
7 | 11 | 3 | 411.6152 | 414.2634 | 418.5335 | 421.7861 | 0 | 0 | 0 | 0 | 111.5354 | 407.315 | 0 | 0 | 0 | 0 | 0 | 0 | 192.6797 | 121.5091 | 275.5821 | 275.5821 | 0 | 0 | 0 | 0 | 0 | 43.2455 | 178.5773 | 0 | 0 | 0 | 0 | 0 | 107.4001 | -157.806 | -35.6259 | 146.204 | 0.36651 | 0.3648 | 0.37847 | 0.36382 | 39.3628 | -57.5681 | -13.4833 | 53.1922
7 | 11 | 4 | 418.7376 | 419.8137 | 422.3691 | 424.0889 | 0 | 0 | 0 | 0 | 127.7964 | 335.1935 | 0 | 0 | 0 | 0 | 0 | 0 | 121.969 | 72.7647 | 242.4806 | 242.4806 | 0 | 0 | 0 | 0 | 0 | 65.4166 | 178.6965 | 0 | 0 | 0 | 0 | 0 | 168.9722 | -53.5611 | 1.192 | 181.6083 | 0.36512 | 0.37056 | 0.38415 | 0.36382 | 61.6957 | -19.8477 | 0.45791 | 66.073
7 | 11 | 5 | 446.6455 | 446.7899 | 448.4163 | 449.2866 | 0 | 0 | 0 | 0 | 184.2764 | 286.2915 | 0 | 0 | 0 | 0 | 0 | 0 | 117.7756 | 69.9056 | 205.8344 | 205.8345 | 0 | 0 | 0 | 0 | 0 | 15.3137 | -68.509 | 179.8886 | 0 | 0 | 0 | 0 | 144.5936 | 75.2791 | 311.0909 | 63.5634 | 0.36404 | 0.37803 | 0.38589 | 0.36382 | 52.6384 | 28.4578 | 120.0463 | 23.1258
7 | 11 | 6 | 472.216 | 471.2477 | 471.7958 | 471.7557 | 0 | 0 | 0 | 0 | 201.9347 | 282.6992 | 0 | 0 | 0 | 0 | 0 | 0 | 96.1682 | 79.6969 | 267.0951 | 267.349 | 0 | 0 | 0 | 0 | 0 | 43.8886 | 175.5177 | -77.9088 | 0 | 0 | 0 | 0 | 174.1132 | 64.963 | 29.183 | 282.3154 | 0.36811 | 0.37383 | 0.38312 | 0.36387 | 64.092 | 24.2852 | 11.1805 | 102.7257
7 | 11 | 7 | 513.7769 | 512.3773 | 512.8092 | 512.8813 | 0 | 0 | 0 | 0 | 198.1185 | 272.5677 | 0 | 0 | 0 | 0 | 0 | 0 | 102.0762 | 152.5411 | 488.679 | 490.9564 | 0 | 0 | 0 | 0 | 0 | -16.3404 | -53.7317 | 0 | 0 | 0 | 0 | 0 | 213.5822 | 103.609 | 77.8619 | 21.9249 | 0.37184 | 0.3586 | 0.37474 | 0.37002 | 79.4182 | 37.1538 | 29.1776 | 8.1126
7 | 11 | 8 | 549.2947 | 548.3612 | 549.8468 | 551.3156 | 0 | 0 | 0 | 0 | 159.7789 | 216.7182 | 0 | 0 | 0 | 0 | 0 | 0 | 169.1435 | 290.284 | 731.4529 | 744.59 | 0 | 0 | 0 | 0 | 0 | -13.6726 | -46.4954 | 0 | 0 | 0 | 0 | 0 | 220.3723 | 55.0315 | -135.1107 | -193.2743 | 0.37003 | 0.38103 | 0.36475 | 0.38586 | 81.5436 | 20.9685 | -49.2818 | -74.5776
7 | 11 | 9 | 572.9894 | 573.0288 | 576.0677 | 579.3652 | 0 | 0 | 0 | 0 | 191.8485 | 156.5316 | 0 | 0 | 0 | 0 | 0 | 0 | 207.7428 | 392.42 | 935.8864 | 961.4371 | 0 | 0 | 0 | 0 | 0 | -64.4815 | -266.1728 | -3.51 | 0 | 0 | 0 | 0 | 173.3981 | 88.5587 | -93.6459 | -378.5619 | 0.36691 | 0.38398 | 0.38398 | 0 | 63.6222 | 34.0043 | -35.9577 | 0
7 | 11 | 10 | 599.118 | 599.5974 | 603.169 | 606.86 | 0 | 0 | 0 | 0 | 176.7012 | 127.0234 | 0 | 0 | 0 | 0 | 0 | 0 | 241.0504 | 466.2383 | 1038.9784 | 1073.6278 | 0 | 0 | 0 | 0 | 0 | -61.3591 | -351 | -258.4817 | 0 | 0 | 0 | 0 | 181.3664 | 67.6948 | -84.8094 | -208.2861 | 0.36691 | 0.38398 | 0.38398 | 0 | 66.5459 | 25.9931 | -32.5647 | 0
7 | 11 | 11 | 621.0384 | 621.9556 | 625.8059 | 629.3843 | 0 | 0 | 0 | 0 | 177.6487 | 128.7359 | 0 | 0 | 0 | 0 | 0 | 0 | 282.4387 | 524.5335 | 1130.0397 | 1171.1676 | 0 | 0 | 0 | 0 | 0 | -60 | -351 | -351 | 0 | 0 | 0 | 0 | 160.951 | 28.6863 | -153.2338 | -190.7833 | 0.36691 | 0.38398 | 0.38398 | 0 | 59.0552 | 11.0148 | -58.8379 | 0
7 | 11 | 12 | 631.0759 | 632.2789 | 636.2711 | 639.714 | 0 | 0 | 0 | 0 | 172.3026 | 133.2241 | 0 | 0 | 0 | 0 | 0 | 0 | 281.7719 | 535.6089 | 1182.2847 | 1226.6801 | 0 | 0 | 0 | 0 | 0 | -60 | -351 | -351 | 0 | 0 | 0 | 0 | 177.0014 | 23.4459 | -195.0136 | -235.9661 | 0.36691 | 0.38398 | 0.38398 | 0 | 64.9443 | 9.0026 | -74.8803 | 0
7 | 11 | 13 | 646.0546 | 648.3319 | 653.4822 | 657.8397 | 0 | 0 | 0 | 0 | 159.8293 | 138.1092 | 0 | 0 | 0 | 0 | 0 | 0 | 288.0373 | 546.5496 | 1222.5456 | 1268.785 | 0 | 0 | 0 | 0 | 0 | -43.1691 | -194.8028 | -351 | 0 | 0 | 0 | 0 | 198.188 | 6.8422 | -374.2605 | -259.9453 | 0.36382 | 0.38398 | 0.38398 | 0 | 72.1051 | 2.6272 | -143.7067 | 0
7 | 11 | 14 | 654.2208 | 657.2241 | 663.2297 | 668.3672 | 0 | 0 | 0 | 0 | 192.7942 | 139.6667 | 0 | 0 | 0 | 0 | 0 | 0 | 299.8628 | 553.9699 | 1251.494 | 1295.4599 | 0 | 0 | 0 | 0 | 0 | -32.1042 | -205.7875 | -229.6026 | 0 | 0 | 0 | 0 | 161.5638 | -4.3084 | -382.4768 | -397.4902 | 0.36561 | 0.38398 | 0.38398 | 0 | 59.0689 | -1.6543 | -146.8615 | 0
7 | 11 | 15 | 661.0941 | 664.8934 | 671.7719 | 677.6406 | 0 | 0 | 0 | 0 | 169.6641 | 163.5469 | 0 | 0 | 0 | 0 | 0 | 0 | 362.9637 | 601.3879 | 1283.012 | 1323.4049 | 0 | 0 | 0 | 0 | 0 | -3.0002 | 0 | 1.1435 | 0 | 0 | 0 | 0 | 128.4663 | -97.0413 | -611.2402 | -646.9078 | 0.36533 | 0.38398 | 0.38025 | 0 | 46.9321 | -37.2614 | -232.4235 | 0
7 | 11 | 16 | 663.579 | 669.6356 | 679.0216 | 687.12 | 0 | 0 | 0 | 0 | 160.0651 | 185.4641 | 0 | 0 | 0 | 0 | 0 | 0 | 361.8012 | 566.179 | 1229.3222 | 1263.0447 | 0 | 0 | 0 | 0 | 0 | -3.0002 | -35.1 | 5.1612 | 0 | 0 | 0 | 0 | 141.7128 | -79.0073 | -515.2006 | -581.086 | 0.37414 | 0.38398 | 0.38398 | 0.38586 | 53.02 | -30.3368 | -197.8241 | -224.2195
7 | 11 | 17 | 653.2837 | 661.7463 | 673.7219 | 684.0909 | 0 | 0 | 0 | 0 | 172.8091 | 252.4118 | 0 | 0 | 0 | 0 | 0 | 0 | 401.0194 | 543.3857 | 1118.6247 | 1141.1521 | 0 | 0 | 0 | 0 | 0 | -6.9167 | -25.4398 | -17.55 | 0 | 0 | 0 | 0 | 79.4553 | -127.1345 | -419.4631 | -439.5112 | 0.38366 | 0.35923 | 0.36981 | 0.37601 | 30.4835 | -45.67 | -155.1205 | -165.2625
7 | 11 | 18 | 634.83 | 645.6424 | 660.1434 | 672.7646 | 0 | 0 | 0 | 0 | 186.3065 | 255.4801 | 0 | 0 | 0 | 0 | 0 | 0 | 300.2568 | 383.9499 | 871.0578 | 879.7806 | 0 | 0 | 0 | 0 | 0 | -5.9951 | -6.5697 | 0 | 0 | 0 | 0 | 0 | 148.2667 | 12.2076 | -204.3447 | -207.016 | 0.38585 | 0.38166 | 0.38652 | 0.37341 | 57.2092 | 4.6591 | -78.9843 | -77.3018
7 | 11 | 19 | 612.5594 | 624.7364 | 640.6382 | 654.4893 | 0 | 0 | 0 | 0 | 203.2487 | 291.8334 | 0 | 0 | 0 | 0 | 0 | 0 | 215.2422 | 211.794 | 453.605 | 454.0895 | 0 | 0 | 0 | 0 | 0 | -17.0609 | -24.1417 | 161.2525 | 0 | 0 | 0 | 0 | 194.0685 | 138.1698 | 211.175 | 39.1474 | 0.38793 | 0.39411 | 0.38919 | 0.38458 | 75.2859 | 54.454 | 82.187 | 15.0552
7 | 11 | 20 | 614.1555 | 626.9143 | 643.3707 | 657.6004 | 0 | 0 | 0 | 0 | 194.4771 | 304.9252 | 0 | 0 | 0 | 0 | 0 | 0 | 271.6465 | 188.0855 | 341.1501 | 341.1514 | 0 | 0 | 0 | 0 | 0 | 50.9382 | 185.6856 | 214.0835 | 0 | 0 | 0 | 0 | 148.032 | 82.9654 | 116.535 | 102.3655 | 0.38829 | 0.40541 | 0.3998 | 0.38892 | 57.4798 | 33.6346 | 46.5909 | 39.8116
7 | 11 | 21 | 606.1388 | 619.2695 | 635.999 | 650.3501 | 0 | 0 | 0 | 0 | 195.6206 | 344.8632 | 0 | 0 | 0 | 0 | 0 | 0 | 233.2989 | 147.3019 | 350.0182 | 350.0182 | 0 | 0 | 0 | 0 | 0 | 0 | 192.0654 | 117 | 0 | 0 | 0 | 0 | 177.2192 | 127.1044 | 93.9154 | 183.3318 | 0.38736 | 0.40087 | 0.39574 | 0.38805 | 68.6481 | 50.9524 | 37.1657 | 71.1424
7 | 11 | 22 | 554.7589 | 567.6663 | 583.9328 | 597.8826 | 0 | 0 | 0 | 0 | 197.2381 | 339.4599 | 0 | 0 | 0 | 0 | 0 | 0 | 182.1575 | 114.7491 | 344.9943 | 344.9943 | 0 | 0 | 0 | 0 | 0 | 5.6124 | 97.8208 | 101.7105 | 0 | 0 | 0 | 0 | 175.3633 | 107.845 | 141.1176 | 151.1777 | 0.38147 | 0.39646 | 0.3914 | 0.38267 | 66.8954 | 42.7565 | 55.2328 | 57.8514
7 | 11 | 23 | 498.9362 | 510.8704 | 525.8269 | 538.6238 | 0 | 0 | 0 | 0 | 189.5149 | 360.6666 | 0 | 0 | 0 | 0 | 0 | 0 | 236.3526 | 119.7447 | 328.9751 | 328.9751 | 0 | 0 | 0 | 0 | 0 | 13.0833 | 13.3733 | 137.0092 | 0 | 0 | 0 | 0 | 73.0688 | 17.3757 | 183.4784 | 72.6394 | 0.37334 | 0.38975 | 0.38502 | 0.37572 | 27.2793 | 6.7722 | 70.6424 | 27.2921
7 | 11 | 24 | 458.2863 | 467.724 | 479.7187 | 489.853 | 0 | 0 | 0 | 0 | 172.2759 | 393.3846 | 0 | 0 | 0 | 0 | 0 | 0 | 226.7146 | 101.0128 | 314.6226 | 314.6226 | 0 | 0 | 0 | 0 | 0 | 4.689 | 92.1563 | 117 | 0 | 0 | 0 | 0 | 59.2958 | -31.3624 | 72.9398 | 58.2304 | 0.36396 | 0.38033 | 0.38357 | 0.36382 | 21.5812 | -11.9281 | 27.9774 | 21.1855
7 | 12 | 1 | 431.9263 | 438.6955 | 447.5522 | 454.8106 | 0 | 0 | 0 | 0 | 119.5959 | 414.9385 | 0 | 0 | 0 | 0 | 0 | 0 | 212.4822 | 79.9432 | 294.3238 | 294.3238 | 0 | 0 | 0 | 0 | 0 | 13.0833 | 93.1762 | 22.5214 | 0 | 0 | 0 | 0 | 99.8482 | -69.2695 | 60.0522 | 137.9654 | 0.3644 | 0.37066 | 0.38218 | 0.36382 | 36.3849 | -25.6753 | 22.9505 | 50.1948
7 | 12 | 2 | 416.8526 | 421.4798 | 427.936 | 433.1016 | 0 | 0 | 0 | 0 | 115.6957 | 417.9437 | 0 | 0 | 0 | 0 | 0 | 0 | 202.1578 | 71.4306 | 286.5543 | 286.5543 | 0 | 0 | 0 | 0 | 0 | 25.5046 | 161.6101 | 0 | 0 | 0 | 0 | 0 | 98.9992 | -93.3992 | -20.2285 | 146.5473 | 0.3644 | 0.36878 | 0.38135 | 0.36382 | 36.0756 | -34.4436 | -7.7142 | 53.3171
7 | 12 | 3 | 406.1584 | 408.628 | 412.6815 | 415.7467 | 0 | 0 | 0 | 0 | 111.5354 | 407.315 | 0 | 0 | 0 | 0 | 0 | 0 | 193.8703 | 69.8867 | 282.7376 | 282.7376 | 0 | 0 | 0 | 0 | 0 | 43.2455 | 178.5773 | 0 | 0 | 0 | 0 | 0 | 100.7527 | -111.8191 | -48.6335 | 133.0091 | 0.36651 | 0.3648 | 0.37847 | 0.36382 | 36.9265 | -40.7919 | -18.4063 | 48.3916
7 | 12 | 4 | 413.0995 | 413.991 | 416.3227 | 417.8488 | 0 | 0 | 0 | 0 | 127.7964 | 335.1935 | 0 | 0 | 0 | 0 | 0 | 0 | 182.3567 | 71.6125 | 285.8915 | 285.8915 | 0 | 0 | 0 | 0 | 0 | 65.4166 | 178.6965 | 0 | 0 | 0 | 0 | 0 | 102.9464 | -58.2315 | -48.2653 | 131.9574 | 0.36512 | 0.37056 | 0.38415 | 0.36382 | 37.5882 | -21.5784 | -18.541 | 48.0089
7 | 12 | 5 | 432.8494 | 432.5422 | 433.6211 | 434.0176 | 0 | 0 | 0 | 0 | 184.2764 | 286.2915 | 0 | 0 | 0 | 0 | 0 | 0 | 161.9313 | 67.4999 | 296.9693 | 296.9694 | 0 | 0 | 0 | 0 | 0 | 15.3137 | -68.509 | 179.8886 | 0 | 0 | 0 | 0 | 86.6417 | 63.4371 | 205.1608 | -42.8404 | 0.36404 | 0.37803 | 0.38589 | 0.36382 | 31.5414 | 23.9811 | 79.1691 | -15.5863
7 | 12 | 6 | 462.372 | 461.0815 | 461.2389 | 460.8607 | 0 | 0 | 0 | 0 | 201.9347 | 282.6992 | 0 | 0 | 0 | 0 | 0 | 0 | 156.2415 | 120.9325 | 417.5325 | 417.8302 | 0 | 0 | 0 | 0 | 0 | 43.8886 | 175.5177 | -77.9088 | 0 | 0 | 0 | 0 | 104.1959 | 13.5612 | -131.8113 | 120.9393 | 0.36811 | 0.37383 | 0.38312 | 0.36387 | 38.3551 | 5.0696 | -50.4991 | 44.006
7 | 12 | 7 | 504.8393 | 503.1472 | 503.2244 | 502.9896 | 0 | 0 | 0 | 0 | 198.1185 | 272.5677 | 0 | 0 | 0 | 0 | 0 | 0 | 171.6871 | 224.5694 | 714.223 | 716.1441 | 0 | 0 | 0 | 0 | 0 | -16.3404 | -53.7317 | 0 | 0 | 0 | 0 | 0 | 135.0338 | 22.3505 | -157.267 | -213.1545 | 0.37184 | 0.3586 | 0.37474 | 0.37002 | 50.2108 | 8.0148 | -58.9335 | -78.8706
7 | 12 | 8 | 543.8923 | 542.7819 | 544.0531 | 545.3365 | 0 | 0 | 0 | 0 | 159.7789 | 216.7182 | 0 | 0 | 0 | 0 | 0 | 0 | 192.19 | 344.8791 | 957.4307 | 971.8739 | 0 | 0 | 0 | 0 | 0 | -13.6726 | -46.4954 | 0 | 0 | 0 | 0 | 0 | 191.9235 | -5.1428 | -366.8822 | -426.5374 | 0.37003 | 0.38103 | 0.36475 | 0.38586 | 71.0168 | -1.9596 | -133.8207 | -164.5855
7 | 12 | 9 | 571.2309 | 571.2128 | 574.1818 | 577.4189 | 0 | 0 | 0 | 0 | 191.8485 | 156.5316 | 0 | 0 | 0 | 0 | 0 | 0 | 221.1066 | 444.2036 | 1107.4216 | 1135.4623 | 0 | 0 | 0 | 0 | 0 | -64.4815 | -266.1728 | -3.51 | 0 | 0 | 0 | 0 | 158.2758 | 34.9591 | -267.0671 | -554.5334 | 0.36691 | 0.38398 | 0.38398 | 0 | 58.0736 | 13.4234 | -102.5471 | 0
7 | 12 | 10 | 605.6988 | 606.3936 | 610.2264 | 614.1434 | 0 | 0 | 0 | 0 | 176.7012 | 127.0234 | 0 | 0 | 0 | 0 | 0 | 0 | 255.2301 | 504.9368 | 1169.7349 | 1208.0712 | 0 | 0 | 0 | 0 | 0 | -61.3591 | -351 | -258.4817 | 0 | 0 | 0 | 0 | 173.7675 | 35.7925 | -208.5084 | -335.4461 | 0.36691 | 0.38398 | 0.38398 | 0 | 63.7577 | 13.7434 | -80.062 | 0
7 | 12 | 11 | 626.2414 | 627.3289 | 631.3858 | 635.1428 | 0 | 0 | 0 | 0 | 177.6487 | 128.7359 | 0 | 0 | 0 | 0 | 0 | 0 | 275.5235 | 539.8101 | 1183.9051 | 1228.6717 | 0 | 0 | 0 | 0 | 0 | -60 | -351 | -351 | 0 | 0 | 0 | 0 | 173.0692 | 18.7829 | -201.5193 | -242.5289 | 0.36691 | 0.38398 | 0.38398 | 0 | 63.5015 | 7.2122 | -77.3784 | 0
7 | 12 | 12 | 636.859 | 638.2513 | 642.4731 | 646.1146 | 0 | 0 | 0 | 0 | 172.3026 | 133.2241 | 0 | 0 | 0 | 0 | 0 | 0 | 283.8752 | 551.4728 | 1181.3427 | 1229.4199 | 0 | 0 | 0 | 0 | 0 | -60 | -351 | -351 | 0 | 0 | 0 | 0 | 180.6812 | 13.5544 | -187.8696 | -232.3053 | 0.36691 | 0.38398 | 0.38398 | 0 | 66.2945 | 5.2045 | -72.1372 | 0
7 | 12 | 13 | 656.5149 | 659.1347 | 664.7002 | 669.4169 | 0 | 0 | 0 | 0 | 159.8293 | 138.1092 | 0 | 0 | 0 | 0 | 0 | 0 | 282.7111 | 555.7192 | 1179.2589 | 1227.7202 | 0 | 0 | 0 | 0 | 0 | -43.1691 | -194.8028 | -351 | 0 | 0 | 0 | 0 | 213.9745 | 8.4754 | -319.7559 | -207.3033 | 0.36382 | 0.38398 | 0.38398 | 0 | 77.8486 | 3.2544 | -122.7783 | 0
7 | 12 | 14 | 667.9624 | 671.4156 | 677.9666 | 683.576 | 0 | 0 | 0 | 0 | 192.7942 | 139.6667 | 0 | 0 | 0 | 0 | 0 | 0 | 281.9622 | 554.3785 | 1182.8317 | 1229.4807 | 0 | 0 | 0 | 0 | 0 | -32.1042 | -205.7875 | -229.6026 | 0 | 0 | 0 | 0 | 193.206 | 9.4746 | -299.0776 | -316.3022 | 0.36561 | 0.38398 | 0.38398 | 0 | 70.6376 | 3.638 | -114.8383 | 0
7 | 12 | 15 | 677.9721 | 682.3238 | 689.8723 | 696.3206 | 0 | 0 | 0 | 0 | 169.6641 | 163.5469 | 0 | 0 | 0 | 0 | 0 | 0 | 288.9902 | 528.4066 | 1137.4677 | 1179.7337 | 0 | 0 | 0 | 0 | 0 | -3.0002 | 0 | 1.1435 | 0 | 0 | 0 | 0 | 219.3178 | -6.6295 | -447.5954 | -484.5567 | 0.36533 | 0.38398 | 0.38025 | 0 | 80.1225 | -2.5456 | -170.1978 | 0
7 | 12 | 16 | 683.2126 | 689.9119 | 700.0772 | 708.8497 | 0 | 0 | 0 | 0 | 160.0651 | 185.4641 | 0 | 0 | 0 | 0 | 0 | 0 | 292.3451 | 498.4867 | 1096.4627 | 1131.0033 | 0 | 0 | 0 | 0 | 0 | -3.0002 | -35.1 | 5.1612 | 0 | 0 | 0 | 0 | 230.8025 | 8.9613 | -361.2855 | -427.3148 | 0.37414 | 0.38398 | 0.38398 | 0.38586 | 86.3517 | 3.4409 | -138.7246 | -164.8849
7 | 12 | 17 | 675.6185 | 684.8122 | 697.6743 | 708.8102 | 0 | 0 | 0 | 0 | 172.8091 | 252.4118 | 0 | 0 | 0 | 0 | 0 | 0 | 265.7821 | 423.265 | 1000.6098 | 1023.2263 | 0 | 0 | 0 | 0 | 0 | -6.9167 | -25.4398 | -17.55 | 0 | 0 | 0 | 0 | 237.0273 | 16.0522 | -277.4957 | -296.8661 | 0.38366 | 0.35923 | 0.36981 | 0.37601 | 90.9369 | 5.7663 | -102.6199 | -111.6259
7 | 12 | 18 | 654.935 | 666.4055 | 681.7045 | 695.016 | 0 | 0 | 0 | 0 | 186.3065 | 255.4801 | 0 | 0 | 0 | 0 | 0 | 0 | 252.5019 | 314.7389 | 809.7659 | 818.6266 | 0 | 0 | 0 | 0 | 0 | -5.9951 | -6.5697 | 0 | 0 | 0 | 0 | 0 | 216.1266 | 102.1816 | -121.4918 | -123.6106 | 0.38585 | 0.38166 | 0.38652 | 0.37341 | 83.3932 | 38.9985 | -46.9596 | -46.1575
7 | 12 | 19 | 628.2408 | 640.9312 | 657.4555 | 671.845 | 0 | 0 | 0 | 0 | 203.2487 | 291.8334 | 0 | 0 | 0 | 0 | 0 | 0 | 250.8485 | 183.5342 | 424.4346 | 424.8534 | 0 | 0 | 0 | 0 | 0 | -17.0609 | -24.1417 | 161.2525 | 0 | 0 | 0 | 0 | 174.1436 | 182.6244 | 257.1626 | 85.7391 | 0.38793 | 0.39411 | 0.38919 | 0.38458 | 67.5564 | 71.9739 | 100.0849 | 32.9734
7 | 12 | 20 | 627.5346 | 640.7314 | 657.7188 | 672.4079 | 0 | 0 | 0 | 0 | 194.4771 | 304.9252 | 0 | 0 | 0 | 0 | 0 | 0 | 239.1097 | 110.6902 | 286.8976 | 286.8987 | 0 | 0 | 0 | 0 | 0 | 50.9382 | 185.6856 | 214.0835 | 0 | 0 | 0 | 0 | 193.9478 | 174.1778 | 185.1356 | 171.4257 | 0.38829 | 0.40541 | 0.3998 | 0.38892 | 75.3085 | 70.6126 | 74.0175 | 66.6703
7 | 12 | 21 | 617.9044 | 631.4203 | 648.6168 | 663.3718 | 0 | 0 | 0 | 0 | 195.6206 | 344.8632 | 0 | 0 | 0 | 0 | 0 | 0 | 258.5624 | 127.9461 | 311.4556 | 311.4556 | 0 | 0 | 0 | 0 | 0 | 0 | 192.0654 | 117 | 0 | 0 | 0 | 0 | 163.7215 | 158.611 | 145.0958 | 234.9163 | 0.38736 | 0.40087 | 0.39574 | 0.38805 | 63.4196 | 63.5824 | 57.4197 | 91.1599
7 | 12 | 22 | 565.183 | 578.4317 | 595.1118 | 609.4196 | 0 | 0 | 0 | 0 | 197.2381 | 339.4599 | 0 | 0 | 0 | 0 | 0 | 0 | 247.0306 | 107.5414 | 289.0305 | 289.0305 | 0 | 0 | 0 | 0 | 0 | 5.6124 | 97.8208 | 101.7105 | 0 | 0 | 0 | 0 | 120.9142 | 125.818 | 208.2605 | 218.6786 | 0.38147 | 0.39646 | 0.3914 | 0.38267 | 46.1248 | 49.8821 | 81.5122 | 83.682
7 | 12 | 23 | 506.8585 | 519.052 | 534.323 | 547.3919 | 0 | 0 | 0 | 0 | 189.5149 | 360.6666 | 0 | 0 | 0 | 0 | 0 | 0 | 225.2752 | 92.5306 | 291.3406 | 291.3406 | 0 | 0 | 0 | 0 | 0 | 13.0833 | 13.3733 | 137.0092 | 0 | 0 | 0 | 0 | 92.0685 | 52.7715 | 229.6091 | 119.0422 | 0.37334 | 0.38975 | 0.38502 | 0.37572 | 34.3727 | 20.5676 | 88.4035 | 44.7265
7 | 12 | 24 | 470.6865 | 480.5301 | 493.0169 | 503.577 | 0 | 0 | 0 | 0 | 172.2759 | 393.3846 | 0 | 0 | 0 | 0 | 0 | 0 | 222.6862 | 92.9032 | 296.1209 | 296.1209 | 0 | 0 | 0 | 0 | 0 | 4.689 | 92.1563 | 117 | 0 | 0 | 0 | 0 | 75.7244 | -10.4467 | 104.7398 | 90.4562 | 0.36396 | 0.38033 | 0.38357 | 0.36382 | 27.5606 | -3.9732 | 40.1749 | 32.9099
7 | 13 | 1 | 439.196 | 446.2032 | 455.3484 | 462.8564 | 0 | 0 | 0 | 0 | 119.5959 | 414.9385 | 0 | 0 | 0 | 0 | 0 | 0 | 213.623 | 94.9969 | 317.1733 | 317.1733 | 0 | 0 | 0 | 0 | 0 | 13.0833 | 93.1762 | 22.5214 | 0 | 0 | 0 | 0 | 105.9771 | -76.8155 | 44.9989 | 123.1617 | 0.3644 | 0.37066 | 0.38218 | 0.36382 | 38.6183 | -28.4723 | 17.1975 | 44.8089
7 | 13 | 2 | 423.0164 | 427.8454 | 434.5462 | 439.9235 | 0 | 0 | 0 | 0 | 115.6957 | 417.9437 | 0 | 0 | 0 | 0 | 0 | 0 | 202.7957 | 85.074 | 309.6674 | 309.6674 | 0 | 0 | 0 | 0 | 0 | 25.5046 | 161.6101 | 0 | 0 | 0 | 0 | 0 | 104.5251 | -100.6769 | -36.7313 | 130.2561 | 0.3644 | 0.36878 | 0.38135 | 0.36382 | 38.0892 | -37.1275 | -14.0076 | 47.39
7 | 13 | 3 | 412.6667 | 415.3493 | 419.6611 | 422.9498 | 0 | 0 | 0 | 0 | 111.5354 | 407.315 | 0 | 0 | 0 | 0 | 0 | 0 | 180.0312 | 68.2863 | 303.4824 | 303.4824 | 0 | 0 | 0 | 0 | 0 | 43.2455 | 178.5773 | 0 | 0 | 0 | 0 | 0 | 121.1001 | -103.4974 | -62.3986 | 119.4675 | 0.36651 | 0.3648 | 0.37847 | 0.36382 | 44.3839 | -37.7561 | -23.616 | 43.4648
7 | 13 | 4 | 417.1966 | 418.2223 | 420.7166 | 422.3834 | 0 | 0 | 0 | 0 | 127.7964 | 335.1935 | 0 | 0 | 0 | 0 | 0 | 0 | 167.0346 | 54.8573 | 292.9291 | 292.9291 | 0 | 0 | 0 | 0 | 0 | 65.4166 | 178.6965 | 0 | 0 | 0 | 0 | 0 | 122.3656 | -37.2451 | -50.909 | 129.4543 | 0.36512 | 0.37056 | 0.38415 | 0.36382 | 44.6786 | -13.8016 | -19.5566 | 47.0983
7 | 13 | 5 | 436.5296 | 436.3429 | 437.5678 | 438.0906 | 0 | 0 | 0 | 0 | 184.2764 | 286.2915 | 0 | 0 | 0 | 0 | 0 | 0 | 152.7914 | 45.1086 | 282.9182 | 282.9183 | 0 | 0 | 0 | 0 | 0 | 15.3137 | -68.509 | 179.8886 | 0 | 0 | 0 | 0 | 99.4618 | 89.6291 | 223.1585 | -24.7163 | 0.36404 | 0.37803 | 0.38589 | 0.36382 | 36.2084 | 33.8825 | 86.1142 | -8.9923
7 | 13 | 6 | 463.0247 | 461.7555 | 461.9388 | 461.583 | 0 | 0 | 0 | 0 | 201.9347 | 282.6992 | 0 | 0 | 0 | 0 | 0 | 0 | 157.8229 | 96.5152 | 401.8629 | 402.1502 | 0 | 0 | 0 | 0 | 0 | 43.8886 | 175.5177 | -77.9088 | 0 | 0 | 0 | 0 | 103.2671 | 38.6524 | -115.4418 | 137.3416 | 0.36811 | 0.37383 | 0.38312 | 0.36387 | 38.0132 | 14.4495 | -44.2276 | 49.9743
7 | 13 | 7 | 509.8429 | 508.3145 | 508.5903 | 508.5274 | 0 | 0 | 0 | 0 | 198.1185 | 272.5677 | 0 | 0 | 0 | 0 | 0 | 0 | 172.3011 | 196.6241 | 686.9507 | 688.7421 | 0 | 0 | 0 | 0 | 0 | -16.3404 | -53.7317 | 0 | 0 | 0 | 0 | 0 | 139.4233 | 55.4632 | -124.6287 | -180.2147 | 0.37184 | 0.3586 | 0.37474 | 0.37002 | 51.843 | 19.8889 | -46.7028 | -66.6823
7 | 13 | 8 | 549.0228 | 548.0803 | 549.5552 | 551.0147 | 0 | 0 | 0 | 0 | 159.7789 | 216.7182 | 0 | 0 | 0 | 0 | 0 | 0 | 199.618 | 324.3086 | 925.2517 | 939.6905 | 0 | 0 | 0 | 0 | 0 | -13.6726 | -46.4954 | 0 | 0 | 0 | 0 | 0 | 189.6259 | 20.7261 | -329.2011 | -388.6759 | 0.37003 | 0.38103 | 0.36475 | 0.38586 | 70.1666 | 7.8972 | -120.0765 | -149.9761
7 | 13 | 9 | 587.7645 | 588.2875 | 591.9128 | 595.7176 | 0 | 0 | 0 | 0 | 191.8485 | 156.5316 | 0 | 0 | 0 | 0 | 0 | 0 | 254.7586 | 425.1485 | 1068.2309 | 1096.1691 | 0 | 0 | 0 | 0 | 0 | -64.4815 | -266.1728 | -3.51 | 0 | 0 | 0 | 0 | 141.1574 | 71.0889 | -210.1453 | -496.9414 | 0.36691 | 0.38398 | 0.38398 | 0 | 51.7926 | 27.2964 | -80.6905 | 0
7 | 13 | 10 | 621.9967 | 623.225 | 627.7047 | 632.1813 | 0 | 0 | 0 | 0 | 176.7012 | 127.0234 | 0 | 0 | 0 | 0 | 0 | 0 | 285.0831 | 495.9704 | 1136.5319 | 1174.7306 | 0 | 0 | 0 | 0 | 0 | -61.3591 | -351 | -258.4817 | 0 | 0 | 0 | 0 | 160.2125 | 61.5903 | -157.8272 | -284.0676 | 0.36691 | 0.38398 | 0.38398 | 0 | 58.7842 | 23.6491 | -60.6017 | 0
7 | 13 | 11 | 646.8358 | 648.5975 | 653.4717 | 657.936 | 0 | 0 | 0 | 0 | 177.6487 | 128.7359 | 0 | 0 | 0 | 0 | 0 | 0 | 294.5335 | 523.307 | 1163.2506 | 1206.7748 | 0 | 0 | 0 | 0 | 0 | -60 | -351 | -351 | 0 | 0 | 0 | 0 | 174.6536 | 56.5546 | -158.7789 | -197.8389 | 0.36691 | 0.38398 | 0.38398 | 0 | 64.0828 | 21.7156 | -60.9671 | 0
7 | 13 | 12 | 663.9073 | 666.185 | 671.4804 | 676.0506 | 0 | 0 | 0 | 0 | 172.3026 | 133.2241 | 0 | 0 | 0 | 0 | 0 | 0 | 307.5541 | 543.3407 | 1164.8477 | 1212.5638 | 0 | 0 | 0 | 0 | 0 | -60 | -351 | -351 | 0 | 0 | 0 | 0 | 184.0507 | 49.6201 | -142.3673 | -185.5132 | 0.36691 | 0.38398 | 0.38398 | 0 | 67.5308 | 19.0529 | -54.6655 | 0
7 | 13 | 13 | 686.2101 | 689.8019 | 696.546 | 702.2823 | 0 | 0 | 0 | 0 | 159.8293 | 138.1092 | 0 | 0 | 0 | 0 | 0 | 0 | 301.9015 | 529.2245 | 1140.5397 | 1187.7136 | 0 | 0 | 0 | 0 | 0 | -43.1691 | -194.8028 | -351 | 0 | 0 | 0 | 0 | 224.4793 | 65.6373 | -249.1909 | -134.4313 | 0.36382 | 0.38398 | 0.38398 | 0 | 81.6705 | 25.2031 | -95.6831 | 0
7 | 13 | 14 | 702.8787 | 707.4748 | 715.4117 | 722.22 | 0 | 0 | 0 | 0 | 192.7942 | 139.6667 | 0 | 0 | 0 | 0 | 0 | 0 | 300.1352 | 508.5712 | 1121.6278 | 1165.9006 | 0 | 0 | 0 | 0 | 0 | -32.1042 | -205.7875 | -229.6026 | 0 | 0 | 0 | 0 | 209.9493 | 91.341 | -200.4285 | -214.078 | 0.36561 | 0.38398 | 0.38398 | 0 | 76.759 | 35.0727 | -76.9596 | 0
7 | 13 | 15 | 715.6439 | 721.2288 | 730.2725 | 738.0144 | 0 | 0 | 0 | 0 | 169.6641 | 163.5469 | 0 | 0 | 0 | 0 | 0 | 0 | 313.5181 | 487.4777 | 1103.8081 | 1143.8076 | 0 | 0 | 0 | 0 | 0 | -3.0002 | 0 | 1.1435 | 0 | 0 | 0 | 0 | 232.4617 | 73.2044 | -373.5356 | -406.9367 | 0.36533 | 0.38398 | 0.38025 | 0 | 84.9243 | 28.1087 | -142.0366 | 0
7 | 13 | 16 | 724.0389 | 732.0745 | 743.8603 | 754.0347 | 0 | 0 | 0 | 0 | 160.0651 | 185.4641 | 0 | 0 | 0 | 0 | 0 | 0 | 328.4968 | 466.6243 | 1064.7285 | 1097.1896 | 0 | 0 | 0 | 0 | 0 | -3.0002 | -35.1 | 5.1612 | 0 | 0 | 0 | 0 | 235.477 | 82.9863 | -285.7682 | -348.3161 | 0.37414 | 0.38398 | 0.38398 | 0.38586 | 88.1006 | 31.8647 | -109.7278 | -134.4023
7 | 13 | 17 | 714.8494 | 725.3274 | 739.7465 | 752.2295 | 0 | 0 | 0 | 0 | 172.8091 | 252.4118 | 0 | 0 | 0 | 0 | 0 | 0 | 323.291 | 423.1927 | 987.9452 | 1010.1585 | 0 | 0 | 0 | 0 | 0 | -6.9167 | -25.4398 | -17.55 | 0 | 0 | 0 | 0 | 218.7493 | 56.6395 | -222.7589 | -240.3789 | 0.38366 | 0.35923 | 0.36981 | 0.37601 | 83.9244 | 20.3464 | -82.3779 | -90.3859
7 | 13 | 18 | 693.2595 | 705.9845 | 722.8046 | 737.4321 | 0 | 0 | 0 | 0 | 186.3065 | 255.4801 | 0 | 0 | 0 | 0 | 0 | 0 | 284.4529 | 289.1538 | 746.1059 | 754.7966 | 0 | 0 | 0 | 0 | 0 | -5.9951 | -6.5697 | 0 | 0 | 0 | 0 | 0 | 222.5001 | 167.3456 | -16.7316 | -17.3645 | 0.38585 | 0.38166 | 0.38652 | 0.37341 | 85.8524 | 63.8689 | -6.4672 | -6.4841
7 | 13 | 19 | 663.6828 | 677.5333 | 695.4644 | 711.0709 | 0 | 0 | 0 | 0 | 203.2487 | 291.8334 | 0 | 0 | 0 | 0 | 0 | 0 | 297.4123 | 212.791 | 460.2335 | 460.6431 | 0 | 0 | 0 | 0 | 0 | -17.0609 | -24.1417 | 161.2525 | 0 | 0 | 0 | 0 | 163.0218 | 189.9698 | 259.3726 | 89.1753 | 0.38793 | 0.39411 | 0.38919 | 0.38458 | 63.2418 | 74.8688 | 100.945 | 34.2949
7 | 13 | 20 | 658.8432 | 673.0649 | 691.295 | 707.0591 | 0 | 0 | 0 | 0 | 194.4771 | 304.9252 | 0 | 0 | 0 | 0 | 0 | 0 | 329.0718 | 149.2267 | 313.4095 | 313.4107 | 0 | 0 | 0 | 0 | 0 | 50.9382 | 185.6856 | 214.0835 | 0 | 0 | 0 | 0 | 135.2944 | 167.9747 | 192.1998 | 179.5649 | 0.38829 | 0.40541 | 0.3998 | 0.38892 | 52.5338 | 68.0978 | 76.8418 | 69.8358
7 | 13 | 21 | 643.3574 | 657.7064 | 675.9132 | 691.5422 | 0 | 0 | 0 | 0 | 195.6206 | 344.8632 | 0 | 0 | 0 | 0 | 0 | 0 | 339.7928 | 151.3607 | 297.6966 | 297.6966 | 0 | 0 | 0 | 0 | 0 | 0 | 192.0654 | 117 | 0 | 0 | 0 | 0 | 107.944 | 161.4826 | 186.1512 | 276.8456 | 0.38736 | 0.40087 | 0.39574 | 0.38805 | 41.8135 | 64.7335 | 73.6668 | 107.4306
7 | 13 | 22 | 596.2378 | 610.503 | 628.4158 | 643.7899 | 0 | 0 | 0 | 0 | 197.2381 | 339.4599 | 0 | 0 | 0 | 0 | 0 | 0 | 288.3688 | 122.8985 | 312.3993 | 312.3993 | 0 | 0 | 0 | 0 | 0 | 5.6124 | 97.8208 | 101.7105 | 0 | 0 | 0 | 0 | 110.6308 | 142.5322 | 218.1956 | 229.6801 | 0.38147 | 0.39646 | 0.3914 | 0.38267 | 42.202 | 56.5087 | 85.4008 | 87.892
7 | 13 | 23 | 543.5333 | 556.9273 | 573.6539 | 587.9822 | 0 | 0 | 0 | 0 | 189.5149 | 360.6666 | 0 | 0 | 0 | 0 | 0 | 0 | 249.7772 | 94.2068 | 304.7162 | 304.7162 | 0 | 0 | 0 | 0 | 0 | 13.0833 | 13.3733 | 137.0092 | 0 | 0 | 0 | 0 | 104.2412 | 88.9706 | 255.5645 | 146.2568 | 0.37334 | 0.38975 | 0.38502 | 0.37572 | 38.9172 | 34.6762 | 98.3968 | 54.9516
7 | 13 | 24 | 497.9886 | 508.7259 | 522.2964 | 533.794 | 0 | 0 | 0 | 0 | 172.2759 | 393.3846 | 0 | 0 | 0 | 0 | 0 | 0 | 228.7257 | 77.1699 | 292.7147 | 292.7147 | 0 | 0 | 0 | 0 | 0 | 4.689 | 92.1563 | 117 | 0 | 0 | 0 | 0 | 96.987 | 33.4824 | 137.4254 | 124.0793 | 0.36396 | 0.38033 | 0.38357 | 0.36382 | 35.2993 | 12.7344 | 52.7121 | 45.1427
7 | 14 | 1 | 460.0079 | 467.6964 | 477.6677 | 485.8903 | 0 | 0 | 0 | 0 | 119.5959 | 414.9385 | 0 | 0 | 0 | 0 | 0 | 0 | 196.0471 | 67.8632 | 282.9851 | 282.9851 | 0 | 0 | 0 | 0 | 0 | 13.0833 | 93.1762 | 22.5214 | 0 | 0 | 0 | 0 | 144.365 | -28.1885 | 101.5064 | 180.3838 | 0.3644 | 0.37066 | 0.38218 | 0.36382 | 52.607 | -10.4483 | 38.7933 | 65.6275
7 | 14 | 2 | 437.6646 | 442.973 | 450.2553 | 456.1355 | 0 | 0 | 0 | 0 | 115.6957 | 417.9437 | 0 | 0 | 0 | 0 | 0 | 0 | 167.2784 | 58.28 | 275.8089 | 275.8089 | 0 | 0 | 0 | 0 | 0 | 25.5046 | 161.6101 | 0 | 0 | 0 | 0 | 0 | 154.6906 | -58.7553 | 12.8363 | 180.3267 | 0.3644 | 0.36878 | 0.38135 | 0.36382 | 56.3697 | -21.6677 | 4.8952 | 65.6067
7 | 14 | 3 | 425.8101 | 428.923 | 433.7565 | 437.4965 | 0 | 0 | 0 | 0 | 111.5354 | 407.315 | 0 | 0 | 0 | 0 | 0 | 0 | 147.1262 | 42.5873 | 260.2593 | 260.2593 | 0 | 0 | 0 | 0 | 0 | 43.2455 | 178.5773 | 0 | 0 | 0 | 0 | 0 | 167.1486 | -64.2247 | -5.0801 | 177.2372 | 0.36651 | 0.3648 | 0.37847 | 0.36382 | 61.261 | -23.4293 | -1.9227 | 64.4827
7 | 14 | 4 | 421.1124 | 422.2663 | 424.916 | 426.7173 | 0 | 0 | 0 | 0 | 127.7964 | 335.1935 | 0 | 0 | 0 | 0 | 0 | 0 | 118.3426 | 32.0053 | 251.8665 | 251.8665 | 0 | 0 | 0 | 0 | 0 | 65.4166 | 178.6965 | 0 | 0 | 0 | 0 | 0 | 174.9735 | -10.349 | -5.647 | 174.8508 | 0.36512 | 0.37056 | 0.38415 | 0.36382 | 63.8869 | -3.835 | -2.1693 | 63.6145
7 | 14 | 5 | 424.4376 | 423.8551 | 424.6 | 424.7077 | 0 | 0 | 0 | 0 | 184.2764 | 286.2915 | 0 | 0 | 0 | 0 | 0 | 0 | 99.7427 | 24.1522 | 242.3088 | 242.3089 | 0 | 0 | 0 | 0 | 0 | 15.3137 | -68.509 | 179.8886 | 0 | 0 | 0 | 0 | 140.4185 | 98.0977 | 250.8003 | 2.5102 | 0.36404 | 0.37803 | 0.38589 | 0.36382 | 51.1184 | 37.0839 | 96.7808 | 0.91328
7 | 14 | 6 | 427.6189 | 425.1908 | 423.9688 | 422.3973 | 0 | 0 | 0 | 0 | 201.9347 | 282.6992 | 0 | 0 | 0 | 0 | 0 | 0 | 102.3659 | 55.6399 | 326.1152 | 326.3605 | 0 | 0 | 0 | 0 | 0 | 43.8886 | 175.5177 | -77.9088 | 0 | 0 | 0 | 0 | 123.3183 | 42.9631 | -77.6641 | 173.9456 | 0.36811 | 0.37383 | 0.38312 | 0.36387 | 45.3942 | 16.0609 | -29.7544 | 63.2933
7 | 14 | 7 | 454.5135 | 451.174 | 449.2537 | 447.2909 | 0 | 0 | 0 | 0 | 198.1185 | 272.5677 | 0 | 0 | 0 | 0 | 0 | 0 | 121.1962 | 152.4362 | 593.1778 | 594.8485 | 0 | 0 | 0 | 0 | 0 | -16.3404 | -53.7317 | 0 | 0 | 0 | 0 | 0 | 135.1988 | 42.5105 | -90.1924 | -147.5577 | 0.37184 | 0.3586 | 0.37474 | 0.37002 | 50.2722 | 15.2441 | -33.7983 | -54.5987
7 | 14 | 8 | 491.0285 | 488.1876 | 487.3606 | 486.8287 | 0 | 0 | 0 | 0 | 159.7789 | 216.7182 | 0 | 0 | 0 | 0 | 0 | 0 | 155.607 | 268.0131 | 824.057 | 835.4257 | 0 | 0 | 0 | 0 | 0 | -13.6726 | -46.4954 | 0 | 0 | 0 | 0 | 0 | 175.6426 | 17.1289 | -290.2011 | -348.5969 | 0.37003 | 0.38103 | 0.36475 | 0.38586 | 64.9925 | 6.5266 | -105.8512 | -134.511
7 | 14 | 9 | 530.9123 | 529.5743 | 530.943 | 532.7957 | 0 | 0 | 0 | 0 | 191.8485 | 156.5316 | 0 | 0 | 0 | 0 | 0 | 0 | 202.8531 | 375.2757 | 987.3443 | 1011.442 | 0 | 0 | 0 | 0 | 0 | -64.4815 | -266.1728 | -3.51 | 0 | 0 | 0 | 0 | 136.2107 | 62.2485 | -190.2284 | -475.1362 | 0.36691 | 0.38398 | 0.38398 | 0 | 49.9776 | 23.9019 | -73.043 | 0
7 | 14 | 10 | 564.7638 | 564.1186 | 566.3267 | 568.838 | 0 | 0 | 0 | 0 | 176.7012 | 127.0234 | 0 | 0 | 0 | 0 | 0 | 0 | 234.4691 | 445.2806 | 1086.3131 | 1120.1444 | 0 | 0 | 0 | 0 | 0 | -61.3591 | -351 | -258.4817 | 0 | 0 | 0 | 0 | 153.5936 | 53.1736 | -168.9864 | -292.8247 | 0.36691 | 0.38398 | 0.38398 | 0 | 56.3556 | 20.4174 | -64.8866 | 0
7 | 14 | 11 | 593.4462 | 593.4602 | 596.2154 | 598.8463 | 0 | 0 | 0 | 0 | 177.6487 | 128.7359 | 0 | 0 | 0 | 0 | 0 | 0 | 258.9081 | 486.8037 | 1119.1505 | 1159.6002 | 0 | 0 | 0 | 0 | 0 | -60 | -351 | -351 | 0 | 0 | 0 | 0 | 156.8894 | 37.9206 | -171.9351 | -209.7539 | 0.36691 | 0.38398 | 0.38398 | 0 | 57.5649 | 14.5606 | -66.0188 | 0
7 | 14 | 12 | 615.9202 | 616.627 | 620.0177 | 622.9402 | 0 | 0 | 0 | 0 | 172.3026 | 133.2241 | 0 | 0 | 0 | 0 | 0 | 0 | 263.2838 | 504.2856 | 1103.8296 | 1147.6517 | 0 | 0 | 0 | 0 | 0 | -60 | -351 | -351 | 0 | 0 | 0 | 0 | 180.3337 | 39.1173 | -132.812 | -173.7115 | 0.36691 | 0.38398 | 0.38398 | 0 | 66.167 | 15.0201 | -50.9965 | 0
7 | 14 | 13 | 634.307 | 636.1998 | 640.8839 | 644.838 | 0 | 0 | 0 | 0 | 159.8293 | 138.1092 | 0 | 0 | 0 | 0 | 0 | 0 | 257.5627 | 497.2645 | 1039.7568 | 1082.6885 | 0 | 0 | 0 | 0 | 0 | -43.1691 | -194.8028 | -351 | 0 | 0 | 0 | 0 | 216.9151 | 43.9953 | -204.0701 | -86.8505 | 0.36382 | 0.38398 | 0.38398 | 0 | 78.9184 | 16.8931 | -78.3578 | 0
7 | 14 | 14 | 648.6371 | 651.4576 | 657.2416 | 662.1874 | 0 | 0 | 0 | 0 | 192.7942 | 139.6667 | 0 | 0 | 0 | 0 | 0 | 0 | 276.9485 | 483.869 | 1010.6049 | 1052.1783 | 0 | 0 | 0 | 0 | 0 | -32.1042 | -205.7875 | -229.6026 | 0 | 0 | 0 | 0 | 178.8943 | 60.026 | -147.5757 | -160.3883 | 0.36561 | 0.38398 | 0.38398 | 0 | 65.4051 | 23.0485 | -56.6654 | 0
7 | 14 | 15 | 658.0665 | 661.7667 | 668.5251 | 674.2899 | 0 | 0 | 0 | 0 | 169.6641 | 163.5469 | 0 | 0 | 0 | 0 | 0 | 0 | 261.8273 | 448.1999 | 942.523 | 978.1214 | 0 | 0 | 0 | 0 | 0 | -3.0002 | 0 | 1.1435 | 0 | 0 | 0 | 0 | 226.5751 | 53.0202 | -273.998 | -304.975 | 0.36533 | 0.38398 | 0.38025 | 0 | 82.7738 | 20.3584 | -104.1875 | 0
7 | 14 | 16 | 665.0294 | 671.1334 | 680.577 | 688.7251 | 0 | 0 | 0 | 0 | 160.0651 | 185.4641 | 0 | 0 | 0 | 0 | 0 | 0 | 263.4061 | 397.5233 | 876.642 | 904.8465 | 0 | 0 | 0 | 0 | 0 | -3.0002 | -35.1 | 5.1612 | 0 | 0 | 0 | 0 | 241.5582 | 91.1462 | -160.9651 | -221.2826 | 0.37414 | 0.38398 | 0.38398 | 0.38586 | 90.3758 | 34.9979 | -61.8066 | -85.3848
7 | 14 | 17 | 658.1966 | 666.8201 | 678.9906 | 689.5283 | 0 | 0 | 0 | 0 | 172.8091 | 252.4118 | 0 | 0 | 0 | 0 | 0 | 0 | 281.5279 | 362.1936 | 881.8591 | 902.0836 | 0 | 0 | 0 | 0 | 0 | -6.9167 | -25.4398 | -17.55 | 0 | 0 | 0 | 0 | 203.8597 | 59.1314 | -177.4287 | -195.0052 | 0.38366 | 0.35923 | 0.36981 | 0.37601 | 78.2119 | 21.2415 | -65.6144 | -73.3247
7 | 14 | 18 | 644.3658 | 655.4904 | 670.3698 | 683.3185 | 0 | 0 | 0 | 0 | 186.3065 | 255.4801 | 0 | 0 | 0 | 0 | 0 | 0 | 266.2659 | 247.9306 | 700.778 | 708.456 | 0 | 0 | 0 | 0 | 0 | -5.9951 | -6.5697 | 0 | 0 | 0 | 0 | 0 | 191.7935 | 158.0748 | -23.8385 | -25.1375 | 0.38585 | 0.38166 | 0.38652 | 0.37341 | 74.0042 | 60.3306 | -9.2142 | -9.3866
7 | 14 | 19 | 620.4092 | 632.8432 | 649.0566 | 663.1772 | 0 | 0 | 0 | 0 | 203.2487 | 291.8334 | 0 | 0 | 0 | 0 | 0 | 0 | 277.8341 | 150.2441 | 397.6251 | 398.0882 | 0 | 0 | 0 | 0 | 0 | -17.0609 | -24.1417 | 161.2525 | 0 | 0 | 0 | 0 | 139.3264 | 207.8265 | 275.5732 | 103.8366 | 0.38793 | 0.39411 | 0.38919 | 0.38458 | 54.0496 | 81.9063 | 107.2501 | 39.9333
7 | 14 | 20 | 617.7269 | 630.6026 | 647.2008 | 661.5531 | 0 | 0 | 0 | 0 | 194.4771 | 304.9252 | 0 | 0 | 0 | 0 | 0 | 0 | 245.5067 | 103.5109 | 312.3976 | 312.3986 | 0 | 0 | 0 | 0 | 0 | 50.9382 | 185.6856 | 214.0835 | 0 | 0 | 0 | 0 | 177.7431 | 171.2283 | 149.1176 | 135.071 | 0.38829 | 0.40541 | 0.3998 | 0.38892 | 69.0164 | 69.4168 | 59.6175 | 52.5313
7 | 14 | 21 | 607.861 | 621.0481 | 637.846 | 652.2562 | 0 | 0 | 0 | 0 | 195.6206 | 344.8632 | 0 | 0 | 0 | 0 | 0 | 0 | 252.8466 | 103.2001 | 304.8242 | 304.8242 | 0 | 0 | 0 | 0 | 0 | 0 | 192.0654 | 117 | 0 | 0 | 0 | 0 | 159.3938 | 172.9848 | 140.9564 | 230.432 | 0.38736 | 0.40087 | 0.39574 | 0.38805 | 61.7432 | 69.3444 | 55.7816 | 89.4197
7 | 14 | 22 | 564.621 | 577.8513 | 594.5091 | 608.7976 | 0 | 0 | 0 | 0 | 197.2381 | 339.4599 | 0 | 0 | 0 | 0 | 0 | 0 | 251.7123 | 104.6224 | 316.9954 | 316.9954 | 0 | 0 | 0 | 0 | 0 | 5.6124 | 97.8208 | 101.7105 | 0 | 0 | 0 | 0 | 115.6705 | 128.1566 | 179.6929 | 190.0917 | 0.38147 | 0.39646 | 0.3914 | 0.38267 | 44.1245 | 50.8093 | 70.331 | 72.7427
7 | 14 | 23 | 520.002 | 532.6257 | 548.4184 | 561.9386 | 0 | 0 | 0 | 0 | 189.5149 | 360.6666 | 0 | 0 | 0 | 0 | 0 | 0 | 242.7812 | 110.3985 | 341.077 | 341.077 | 0 | 0 | 0 | 0 | 0 | 13.0833 | 13.3733 | 137.0092 | 0 | 0 | 0 | 0 | 87.7059 | 48.4773 | 193.9681 | 83.8524 | 0.37334 | 0.38975 | 0.38502 | 0.37572 | 32.7439 | 18.894 | 74.6811 | 31.505
7 | 14 | 24 | 476.2158 | 486.2404 | 498.9467 | 509.6967 | 0 | 0 | 0 | 0 | 172.2759 | 393.3846 | 0 | 0 | 0 | 0 | 0 | 0 | 251.2341 | 106.531 | 341.3539 | 341.3539 | 0 | 0 | 0 | 0 | 0 | 4.689 | 92.1563 | 117 | 0 | 0 | 0 | 0 | 52.7058 | -18.3642 | 65.4365 | 51.3428 | 0.36396 | 0.38033 | 0.38357 | 0.36382 | 19.1827 | -6.9845 | 25.0994 | 18.6796
7 | 15 | 1 | 446.0849 | 453.3177 | 462.7363 | 470.4809 | 0 | 0 | 0 | 0 | 119.5959 | 414.9385 | 0 | 0 | 0 | 0 | 0 | 0 | 262.2272 | 103.4505 | 334.5446 | 334.5446 | 0 | 0 | 0 | 0 | 0 | 13.0833 | 93.1762 | 22.5214 | 0 | 0 | 0 | 0 | 64.2619 | -78.1546 | 35.0155 | 113.4149 | 0.3644 | 0.37066 | 0.38218 | 0.36382 | 23.4172 | -28.9687 | 13.3821 | 41.2628
7 | 15 | 2 | 426.5335 | 431.4775 | 438.318 | 443.816 | 0 | 0 | 0 | 0 | 115.6957 | 417.9437 | 0 | 0 | 0 | 0 | 0 | 0 | 244.8894 | 91.571 | 324.0385 | 324.0385 | 0 | 0 | 0 | 0 | 0 | 25.5046 | 161.6101 | 0 | 0 | 0 | 0 | 0 | 65.9484 | -103.5418 | -47.3307 | 119.7775 | 0.3644 | 0.36878 | 0.38135 | 0.36382 | 24.0318 | -38.184 | -18.0497 | 43.5776
7 | 15 | 3 | 410.9263 | 413.552 | 417.7947 | 421.0237 | 0 | 0 | 0 | 0 | 111.5354 | 407.315 | 0 | 0 | 0 | 0 | 0 | 0 | 221.3294 | 75.9627 | 305.9221 | 305.9221 | 0 | 0 | 0 | 0 | 0 | 43.2455 | 178.5773 | 0 | 0 | 0 | 0 | 0 | 78.0615 | -112.9712 | -66.7047 | 115.1016 | 0.36651 | 0.3648 | 0.37847 | 0.36382 | 28.61 | -41.2122 | -25.2457 | 41.8764
7 | 15 | 4 | 404.5789 | 405.1915 | 407.185 | 408.4186 | 0 | 0 | 0 | 0 | 127.7964 | 335.1935 | 0 | 0 | 0 | 0 | 0 | 0 | 220.8913 | 70.6592 | 304.7045 | 304.7045 | 0 | 0 | 0 | 0 | 0 | 65.4166 | 178.6965 | 0 | 0 | 0 | 0 | 0 | 55.8913 | -66.0778 | -76.216 | 103.7141 | 0.36512 | 0.37056 | 0.38415 | 0.36382 | 20.4072 | -24.4859 | -29.2782 | 37.7334
7 | 15 | 5 | 404.369 | 403.1295 | 403.0779 | 402.4964 | 0 | 0 | 0 | 0 | 184.2764 | 286.2915 | 0 | 0 | 0 | 0 | 0 | 0 | 207.7444 | 60.6489 | 303.621 | 303.6211 | 0 | 0 | 0 | 0 | 0 | 15.3137 | -68.509 | 179.8886 | 0 | 0 | 0 | 0 | 12.3481 | 40.8753 | 167.9658 | -81.0133 | 0.36404 | 0.37803 | 0.38589 | 0.36382 | 4.4952 | 15.4521 | 64.816 | -29.4744
7 | 15 | 6 | 401.8759 | 398.6051 | 396.3613 | 393.9059 | 0 | 0 | 0 | 0 | 201.9347 | 282.6992 | 0 | 0 | 0 | 0 | 0 | 0 | 197.7377 | 96.4938 | 388.6184 | 388.8517 | 0 | 0 | 0 | 0 | 0 | 43.8886 | 175.5177 | -77.9088 | 0 | 0 | 0 | 0 | 2.2036 | -24.4766 | -167.7748 | 82.9629 | 0.36811 | 0.37383 | 0.38312 | 0.36387 | 0.81114 | -9.1501 | -64.2773 | 30.1876
7 | 15 | 7 | 426.2687 | 422.0046 | 418.9632 | 416.0305 | 0 | 0 | 0 | 0 | 198.1185 | 272.5677 | 0 | 0 | 0 | 0 | 0 | 0 | 186.1407 | 173.3901 | 646.8552 | 648.5117 | 0 | 0 | 0 | 0 | 0 | -16.3404 | -53.7317 | 0 | 0 | 0 | 0 | 0 | 42.0095 | -7.6127 | -174.1602 | -232.4812 | 0.37184 | 0.3586 | 0.37474 | 0.37002 | 15.6208 | -2.7299 | -65.264 | -86.0217
7 | 15 | 8 | 459.4842 | 455.6107 | 453.5317 | 451.9167 | 0 | 0 | 0 | 0 | 159.7789 | 216.7182 | 0 | 0 | 0 | 0 | 0 | 0 | 221.983 | 285.8917 | 914.0612 | 925.9748 | 0 | 0 | 0 | 0 | 0 | -13.6726 | -46.4954 | 0 | 0 | 0 | 0 | 0 | 77.7223 | -33.3266 | -414.0342 | -474.0581 | 0.37003 | 0.38103 | 0.36475 | 0.38586 | 28.7593 | -12.6983 | -151.0195 | -182.922
7 | 15 | 9 | 495.2709 | 492.7662 | 492.7203 | 493.3491 | 0 | 0 | 0 | 0 | 191.8485 | 156.5316 | 0 | 0 | 0 | 0 | 0 | 0 | 260.6093 | 376.0962 | 1071.8081 | 1095.5415 | 0 | 0 | 0 | 0 | 0 | -64.4815 | -266.1728 | -3.51 | 0 | 0 | 0 | 0 | 42.8131 | 24.6199 | -312.915 | -598.6823 | 0.36691 | 0.38398 | 0.38398 | 0 | 15.7087 | 9.4534 | -120.1515 | 0
7 | 15 | 10 | 529.9745 | 528.1904 | 529.0177 | 530.3344 | 0 | 0 | 0 | 0 | 176.7012 | 127.0234 | 0 | 0 | 0 | 0 | 0 | 0 | 289.5801 | 448.027 | 1150.2025 | 1183.9736 | 0 | 0 | 0 | 0 | 0 | -61.3591 | -351 | -258.4817 | 0 | 0 | 0 | 0 | 63.6932 | 14.4991 | -270.1848 | -395.1574 | 0.36691 | 0.38398 | 0.38398 | 0 | 23.3699 | 5.5673 | -103.7442 | 0
7 | 15 | 11 | 564.8026 | 563.8789 | 565.4972 | 567.1446 | 0 | 0 | 0 | 0 | 177.6487 | 128.7359 | 0 | 0 | 0 | 0 | 0 | 0 | 303.2264 | 487.7792 | 1191.3239 | 1231.4568 | 0 | 0 | 0 | 0 | 0 | -60 | -351 | -351 | 0 | 0 | 0 | 0 | 83.9275 | 7.3639 | -274.8267 | -313.3121 | 0.36691 | 0.38398 | 0.38398 | 0 | 30.7942 | 2.8275 | -105.5266 | 0
7 | 15 | 12 | 588.8719 | 588.6933 | 591.0104 | 593.0041 | 0 | 0 | 0 | 0 | 172.3026 | 133.2241 | 0 | 0 | 0 | 0 | 0 | 0 | 315.8023 | 517.8076 | 1207.5396 | 1251.6427 | 0 | 0 | 0 | 0 | 0 | -60 | -351 | -351 | 0 | 0 | 0 | 0 | 100.767 | -2.3384 | -265.5292 | -307.6386 | 0.36691 | 0.38398 | 0.38398 | 0 | 36.9728 | -0.8979 | -101.9566 | 0
7 | 15 | 13 | 612.6612 | 613.8454 | 617.6703 | 620.8811 | 0 | 0 | 0 | 0 | 159.8293 | 138.1092 | 0 | 0 | 0 | 0 | 0 | 0 | 343.186 | 544.2421 | 1230.8255 | 1278.04 | 0 | 0 | 0 | 0 | 0 | -43.1691 | -194.8028 | -351 | 0 | 0 | 0 | 0 | 109.6458 | -25.3368 | -418.3525 | -306.1589 | 0.36382 | 0.38398 | 0.38398 | 0 | 39.8915 | -9.7287 | -160.6369 | 0
7 | 15 | 14 | 634.4965 | 636.8542 | 642.0769 | 646.5372 | 0 | 0 | 0 | 0 | 192.7942 | 139.6667 | 0 | 0 | 0 | 0 | 0 | 0 | 414.11 | 571.6037 | 1233.2241 | 1278.6995 | 0 | 0 | 0 | 0 | 0 | -32.1042 | -205.7875 | -229.6026 | 0 | 0 | 0 | 0 | 27.5923 | -42.3121 | -385.3597 | -402.5597 | 0.36561 | 0.38398 | 0.38398 | 0 | 10.088 | -16.2468 | -147.9685 | 0
7 | 15 | 15 | 651.5945 | 655.0829 | 661.5843 | 667.1269 | 0 | 0 | 0 | 0 | 169.6641 | 163.5469 | 0 | 0 | 0 | 0 | 0 | 0 | 485.2368 | 586.2123 | 1229.8712 | 1271.8959 | 0 | 0 | 0 | 0 | 0 | -3.0002 | 0 | 1.1435 | 0 | 0 | 0 | 0 | -3.3064 | -91.6762 | -568.2869 | -605.9125 | 0.36533 | 0.38398 | 0.38025 | 0 | -1.2079 | -35.2014 | -216.0906 | 0
7 | 15 | 16 | 663.1077 | 669.1488 | 678.5161 | 686.5983 | 0 | 0 | 0 | 0 | 160.0651 | 185.4641 | 0 | 0 | 0 | 0 | 0 | 0 | 490.4577 | 555.9161 | 1185.7249 | 1220.3573 | 0 | 0 | 0 | 0 | 0 | -3.0002 | -35.1 | 5.1612 | 0 | 0 | 0 | 0 | 12.5849 | -69.2312 | -472.1087 | -538.9203 | 0.37414 | 0.38398 | 0.38398 | 0.38586 | 4.7085 | -26.5831 | -181.278 | -207.9493
7 | 15 | 17 | 661.0066 | 669.722 | 682.0041 | 692.6383 | 0 | 0 | 0 | 0 | 172.8091 | 252.4118 | 0 | 0 | 0 | 0 | 0 | 0 | 452.6185 | 477.3533 | 1067.12 | 1090.1974 | 0 | 0 | 0 | 0 | 0 | -6.9167 | -25.4398 | -17.55 | 0 | 0 | 0 | 0 | 35.579 | -53.1263 | -359.6761 | -380.009 | 0.38366 | 0.35923 | 0.36981 | 0.37601 | 13.6501 | -19.0843 | -133.0108 | -142.8888
7 | 15 | 18 | 648.7712 | 660.0399 | 675.0942 | 688.1941 | 0 | 0 | 0 | 0 | 186.3065 | 255.4801 | 0 | 0 | 0 | 0 | 0 | 0 | 436.3564 | 379.8723 | 796.3116 | 805.0535 | 0 | 0 | 0 | 0 | 0 | -5.9951 | -6.5697 | 0 | 0 | 0 | 0 | 0 | 26.1083 | 30.6826 | -114.6477 | -116.8594 | 0.38585 | 0.38166 | 0.38652 | 0.37341 | 10.074 | 11.7103 | -44.3142 | -43.6365
7 | 15 | 19 | 626.7905 | 639.4334 | 655.9001 | 670.2399 | 0 | 0 | 0 | 0 | 203.2487 | 291.8334 | 0 | 0 | 0 | 0 | 0 | 0 | 352.6608 | 231.5544 | 424.1534 | 424.611 | 0 | 0 | 0 | 0 | 0 | -17.0609 | -24.1417 | 161.2525 | 0 | 0 | 0 | 0 | 70.881 | 133.1064 | 255.8884 | 84.3764 | 0.38793 | 0.39411 | 0.38919 | 0.38458 | 27.4972 | 52.4584 | 99.589 | 32.4493
7 | 15 | 20 | 623.4738 | 636.5376 | 653.3639 | 667.9135 | 0 | 0 | 0 | 0 | 194.4771 | 304.9252 | 0 | 0 | 0 | 0 | 0 | 0 | 307.886 | 160.6706 | 327.4058 | 327.4068 | 0 | 0 | 0 | 0 | 0 | 50.9382 | 185.6856 | 214.0835 | 0 | 0 | 0 | 0 | 121.1107 | 120.0036 | 140.2724 | 126.4232 | 0.38829 | 0.40541 | 0.3998 | 0.38892 | 47.0264 | 48.6501 | 56.0811 | 49.1681
7 | 15 | 21 | 608.3324 | 621.5349 | 638.3515 | 652.7778 | 0 | 0 | 0 | 0 | 195.6206 | 344.8632 | 0 | 0 | 0 | 0 | 0 | 0 | 249.6768 | 127.976 | 328.131 | 328.131 | 0 | 0 | 0 | 0 | 0 | 0 | 192.0654 | 117 | 0 | 0 | 0 | 0 | 163.035 | 148.6957 | 118.155 | 207.6468 | 0.38736 | 0.40087 | 0.39574 | 0.38805 | 63.1536 | 59.6077 | 46.7583 | 80.5779
7 | 15 | 22 | 557.4963 | 570.4934 | 586.8685 | 600.9123 | 0 | 0 | 0 | 0 | 197.2381 | 339.4599 | 0 | 0 | 0 | 0 | 0 | 0 | 224.2618 | 124.5807 | 358.7237 | 358.7237 | 0 | 0 | 0 | 0 | 0 | 5.6124 | 97.8208 | 101.7105 | 0 | 0 | 0 | 0 | 135.9964 | 100.8404 | 130.324 | 140.4781 | 0.38147 | 0.39646 | 0.3914 | 0.38267 | 51.8782 | 39.9794 | 51.0082 | 53.757
7 | 15 | 23 | 507.6743 | 519.8945 | 535.1979 | 548.2948 | 0 | 0 | 0 | 0 | 189.5149 | 360.6666 | 0 | 0 | 0 | 0 | 0 | 0 | 201.7853 | 105.6061 | 341.7191 | 341.7191 | 0 | 0 | 0 | 0 | 0 | 13.0833 | 13.3733 | 137.0092 | 0 | 0 | 0 | 0 | 116.3742 | 40.5384 | 180.1055 | 69.5665 | 0.37334 | 0.38975 | 0.38502 | 0.37572 | 43.4469 | 15.7998 | 69.3437 | 26.1375
7 | 15 | 24 | 463.5981 | 473.2097 | 485.4151 | 495.7318 | 0 | 0 | 0 | 0 | 172.2759 | 393.3846 | 0 | 0 | 0 | 0 | 0 | 0 | 202.3578 | 91.6965 | 314.3593 | 314.3593 | 0 | 0 | 0 | 0 | 0 | 4.689 | 92.1563 | 117 | 0 | 0 | 0 | 0 | 88.9644 | -16.5604 | 78.8996 | 64.3726 | 0.36396 | 0.38033 | 0.38357 | 0.36382 | 32.3794 | -6.2984 | 30.2634 | 23.4201
7 | 16 | 1 | 436.9842 | 443.919 | 452.9765 | 460.4086 | 0 | 0 | 0 | 0 | 119.5959 | 414.9385 | 0 | 0 | 0 | 0 | 0 | 0 | 184.2149 | 79.3156 | 298.4443 | 298.4443 | 0 | 0 | 0 | 0 | 0 | 13.0833 | 93.1762 | 22.5214 | 0 | 0 | 0 | 0 | 133.1734 | -63.4184 | 61.356 | 139.4429 | 0.3644 | 0.37066 | 0.38218 | 0.36382 | 48.5287 | -23.5065 | 23.4488 | 50.7323
7 | 16 | 2 | 418.3755 | 423.0525 | 429.5691 | 434.787 | 0 | 0 | 0 | 0 | 115.6957 | 417.9437 | 0 | 0 | 0 | 0 | 0 | 0 | 167.4622 | 69.7092 | 287.6493 | 287.6493 | 0 | 0 | 0 | 0 | 0 | 25.5046 | 161.6101 | 0 | 0 | 0 | 0 | 0 | 135.2176 | -90.1051 | -19.6903 | 147.1377 | 0.3644 | 0.36878 | 0.38135 | 0.36382 | 49.2737 | -33.2288 | -7.509 | 53.5319
7 | 16 | 3 | 411.9053 | 414.563 | 418.8446 | 422.1071 | 0 | 0 | 0 | 0 | 111.5354 | 407.315 | 0 | 0 | 0 | 0 | 0 | 0 | 170.3628 | 67.2221 | 288.8293 | 288.8293 | 0 | 0 | 0 | 0 | 0 | 43.2455 | 178.5773 | 0 | 0 | 0 | 0 | 0 | 130.007 | -103.2196 | -48.562 | 133.2779 | 0.36651 | 0.3648 | 0.37847 | 0.36382 | 47.6484 | -37.6548 | -18.3792 | 48.4894
7 | 16 | 4 | 423.2335 | 424.4568 | 427.1907 | 429.0648 | 0 | 0 | 0 | 0 | 127.7964 | 335.1935 | 0 | 0 | 0 | 0 | 0 | 0 | 175.971 | 70.006 | 290.8781 | 290.8781 | 0 | 0 | 0 | 0 | 0 | 65.4166 | 178.6965 | 0 | 0 | 0 | 0 | 0 | 119.4662 | -46.1592 | -42.3839 | 138.1867 | 0.36512 | 0.37056 | 0.38415 | 0.36382 | 43.6199 | -17.1049 | -16.2817 | 50.2753
7 | 16 | 5 | 446.9356 | 447.0895 | 448.7274 | 449.6076 | 0 | 0 | 0 | 0 | 184.2764 | 286.2915 | 0 | 0 | 0 | 0 | 0 | 0 | 150.741 | 58.8005 | 293.3241 | 293.3241 | 0 | 0 | 0 | 0 | 0 | 15.3137 | -68.509 | 179.8886 | 0 | 0 | 0 | 0 | 111.9182 | 86.6838 | 223.9124 | -23.6051 | 0.36404 | 0.37803 | 0.38589 | 0.36382 | 40.7431 | 32.7691 | 86.4051 | -8.5881
7 | 16 | 6 | 476.7845 | 475.9657 | 476.6952 | 476.8119 | 0 | 0 | 0 | 0 | 201.9347 | 282.6992 | 0 | 0 | 0 | 0 | 0 | 0 | 141.3996 | 100.1101 | 387.609 | 387.8618 | 0 | 0 | 0 | 0 | 0 | 43.8886 | 175.5177 | -77.9088 | 0 | 0 | 0 | 0 | 133.4502 | 49.2678 | -86.4315 | 166.8588 | 0.36811 | 0.37383 | 0.38312 | 0.36387 | 49.1237 | 18.4179 | -33.1133 | 60.7147
7 | 16 | 7 | 519.8863 | 518.6867 | 519.3611 | 519.643 | 0 | 0 | 0 | 0 | 198.1185 | 272.5677 | 0 | 0 | 0 | 0 | 0 | 0 | 144.9118 | 196.6569 | 685.1943 | 687.0471 | 0 | 0 | 0 | 0 | 0 | -16.3404 | -53.7317 | 0 | 0 | 0 | 0 | 0 | 176.856 | 65.8026 | -112.1015 | -167.404 | 0.37184 | 0.3586 | 0.37474 | 0.37002 | 65.7619 | 23.5965 | -42.0084 | -61.9422
7 | 16 | 8 | 559.6282 | 559.0329 | 560.9287 | 562.7523 | 0 | 0 | 0 | 0 | 159.7789 | 216.7182 | 0 | 0 | 0 | 0 | 0 | 0 | 185.4846 | 325.9586 | 968.0257 | 982.1443 | 0 | 0 | 0 | 0 | 0 | -13.6726 | -46.4954 | 0 | 0 | 0 | 0 | 0 | 214.3647 | 30.0286 | -360.6016 | -419.392 | 0.37003 | 0.38103 | 0.36475 | 0.38586 | 79.3207 | 11.4417 | -131.5299 | -161.8283
7 | 16 | 9 | 589.8493 | 590.4406 | 594.1486 | 598.025 | 0 | 0 | 0 | 0 | 191.8485 | 156.5316 | 0 | 0 | 0 | 0 | 0 | 0 | 222.1456 | 421.9435 | 1127.2045 | 1154.7065 | 0 | 0 | 0 | 0 | 0 | -64.4815 | -266.1728 | -3.51 | 0 | 0 | 0 | 0 | 175.8552 | 76.447 | -266.8831 | -553.1715 | 0.36691 | 0.38398 | 0.38398 | 0 | 64.5237 | 29.3537 | -102.4764 | 0
7 | 16 | 10 | 629.8465 | 631.3317 | 636.123 | 640.8691 | 0 | 0 | 0 | 0 | 176.7012 | 127.0234 | 0 | 0 | 0 | 0 | 0 | 0 | 253.2881 | 484.5133 | 1219.6824 | 1257.2792 | 0 | 0 | 0 | 0 | 0 | -61.3591 | -351 | -258.4817 | 0 | 0 | 0 | 0 | 199.8572 | 81.1541 | -232.5593 | -357.9284 | 0.36691 | 0.38398 | 0.38398 | 0 | 73.3304 | 31.1611 | -89.297 | 0
7 | 16 | 11 | 653.5797 | 655.5622 | 660.7041 | 665.3999 | 0 | 0 | 0 | 0 | 177.6487 | 128.7359 | 0 | 0 | 0 | 0 | 0 | 0 | 279.7161 | 527.9742 | 1267.7196 | 1311.9636 | 0 | 0 | 0 | 0 | 0 | -60 | -351 | -351 | 0 | 0 | 0 | 0 | 196.215 | 58.8521 | -256.0155 | -295.5637 | 0.36691 | 0.38398 | 0.38398 | 0 | 71.994 | 22.5977 | -98.3035 | 0
7 | 16 | 12 | 667.3518 | 669.7422 | 675.1743 | 679.8628 | 0 | 0 | 0 | 0 | 172.3026 | 133.2241 | 0 | 0 | 0 | 0 | 0 | 0 | 299.3644 | 552.0973 | 1275.8999 | 1323.5298 | 0 | 0 | 0 | 0 | 0 | -60 | -351 | -351 | 0 | 0 | 0 | 0 | 195.6848 | 44.4208 | -249.7256 | -292.6669 | 0.36691 | 0.38398 | 0.38398 | 0 | 71.7995 | 17.0565 | -95.8884 | 0
7 | 16 | 13 | 686.482 | 690.0827 | 696.8376 | 702.5833 | 0 | 0 | 0 | 0 | 159.8293 | 138.1092 | 0 | 0 | 0 | 0 | 0 | 0 | 306.45 | 553.688 | 1268.9296 | 1316.865 | 0 | 0 | 0 | 0 | 0 | -43.1691 | -194.8028 | -351 | 0 | 0 | 0 | 0 | 220.2027 | 41.4546 | -377.2892 | -263.2817 | 0.36382 | 0.38398 | 0.38398 | 0 | 80.1146 | 15.9175 | -144.8696 | 0
7 | 16 | 14 | 699.4523 | 703.9363 | 711.7372 | 718.4279 | 0 | 0 | 0 | 0 | 192.7942 | 139.6667 | 0 | 0 | 0 | 0 | 0 | 0 | 322.7886 | 562.744 | 1279.3282 | 1325.7865 | 0 | 0 | 0 | 0 | 0 | -32.1042 | -205.7875 | -229.6026 | 0 | 0 | 0 | 0 | 183.8695 | 33.6297 | -361.8035 | -377.7561 | 0.36561 | 0.38398 | 0.38398 | 0 | 67.2241 | 12.913 | -138.9235 | 0
7 | 16 | 15 | 707.6128 | 712.9348 | 721.6597 | 729.1258 | 0 | 0 | 0 | 0 | 169.6641 | 163.5469 | 0 | 0 | 0 | 0 | 0 | 0 | 387.7951 | 596.2622 | 1268.5648 | 1310.7258 | 0 | 0 | 0 | 0 | 0 | -3.0002 | 0 | 1.1435 | 0 | 0 | 0 | 0 | 150.1536 | -43.8741 | -546.905 | -582.7435 | 0.36533 | 0.38398 | 0.38025 | 0 | 54.855 | -16.8466 | -207.9602 | 0
7 | 16 | 16 | 708.9194 | 716.4601 | 727.6458 | 737.301 | 0 | 0 | 0 | 0 | 160.0651 | 185.4641 | 0 | 0 | 0 | 0 | 0 | 0 | 369.9559 | 553.6363 | 1216.3884 | 1251.0701 | 0 | 0 | 0 | 0 | 0 | -3.0002 | -35.1 | 5.1612 | 0 | 0 | 0 | 0 | 178.8984 | -19.6401 | -453.6426 | -518.9303 | 0.37414 | 0.38398 | 0.38398 | 0.38586 | 66.9325 | -7.5413 | -174.1874 | -200.236
7 | 16 | 17 | 695.2521 | 705.0885 | 718.7298 | 730.5399 | 0 | 0 | 0 | 0 | 172.8091 | 252.4118 | 0 | 0 | 0 | 0 | 0 | 0 | 382.3887 | 503.2104 | 1084.8896 | 1108.0729 | 0 | 0 | 0 | 0 | 0 | -6.9167 | -25.4398 | -17.55 | 0 | 0 | 0 | 0 | 140.0543 | -43.617 | -340.72 | -359.983 | 0.38366 | 0.35923 | 0.36981 | 0.37601 | 53.7326 | -15.6683 | -126.0007 | -135.3587
7 | 16 | 18 | 673.5534 | 685.6333 | 701.6713 | 715.6221 | 0 | 0 | 0 | 0 | 186.3065 | 255.4801 | 0 | 0 | 0 | 0 | 0 | 0 | 365.2726 | 386.01 | 849.9073 | 859.0244 | 0 | 0 | 0 | 0 | 0 | -5.9951 | -6.5697 | 0 | 0 | 0 | 0 | 0 | 121.9743 | 50.1383 | -141.6664 | -143.4023 | 0.38585 | 0.38166 | 0.38652 | 0.37341 | 47.0642 | 19.1357 | -54.7576 | -53.5479
7 | 16 | 19 | 645.7352 | 658.9982 | 676.2169 | 691.2072 | 0 | 0 | 0 | 0 | 203.2487 | 291.8334 | 0 | 0 | 0 | 0 | 0 | 0 | 346.8765 | 249.4853 | 470.2974 | 470.7813 | 0 | 0 | 0 | 0 | 0 | -17.0609 | -24.1417 | 161.2525 | 0 | 0 | 0 | 0 | 95.61 | 134.7404 | 230.0613 | 59.1734 | 0.38793 | 0.39411 | 0.38919 | 0.38458 | 37.0905 | 53.1024 | 89.5373 | 22.7568
7 | 16 | 20 | 645.5185 | 659.304 | 677.0052 | 692.3118 | 0 | 0 | 0 | 0 | 194.4771 | 304.9252 | 0 | 0 | 0 | 0 | 0 | 0 | 283.8682 | 165.6024 | 394.7166 | 394.7176 | 0 | 0 | 0 | 0 | 0 | 50.9382 | 185.6856 | 214.0835 | 0 | 0 | 0 | 0 | 167.1733 | 137.8382 | 96.6029 | 83.5107 | 0.38829 | 0.40541 | 0.3998 | 0.38892 | 64.9122 | 55.8803 | 38.622 | 32.4787
7 | 16 | 21 | 624.739 | 638.4786 | 655.9464 | 670.9361 | 0 | 0 | 0 | 0 | 195.6206 | 344.8632 | 0 | 0 | 0 | 0 | 0 | 0 | 255.4903 | 162.2088 | 419.5703 | 419.5703 | 0 | 0 | 0 | 0 | 0 | 0 | 192.0654 | 117 | 0 | 0 | 0 | 0 | 173.6281 | 131.4067 | 44.3107 | 134.3658 | 0.38736 | 0.40087 | 0.39574 | 0.38805 | 67.257 | 52.677 | 17.5354 | 52.141
7 | 16 | 22 | 568.8994 | 582.2697 | 599.0974 | 613.5328 | 0 | 0 | 0 | 0 | 197.2381 | 339.4599 | 0 | 0 | 0 | 0 | 0 | 0 | 247.5683 | 166.5314 | 424.7754 | 424.7754 | 0 | 0 | 0 | 0 | 0 | 5.6124 | 97.8208 | 101.7105 | 0 | 0 | 0 | 0 | 124.093 | 70.666 | 76.5012 | 87.0469 | 0.38147 | 0.39646 | 0.3914 | 0.38267 | 47.3374 | 28.0164 | 29.9422 | 33.3104
7 | 16 | 23 | 519.9657 | 532.5883 | 548.3795 | 561.8985 | 0 | 0 | 0 | 0 | 189.5149 | 360.6666 | 0 | 0 | 0 | 0 | 0 | 0 | 253.0859 | 164.7718 | 405.141 | 405.141 | 0 | 0 | 0 | 0 | 0 | 13.0833 | 13.3733 | 137.0092 | 0 | 0 | 0 | 0 | 77.365 | -5.9335 | 129.8652 | 19.7483 | 0.37334 | 0.38975 | 0.38502 | 0.37572 | 28.8833 | -2.3126 | 50.0003 | 7.4198
7 | 16 | 24 | 474.6023 | 484.5741 | 497.2164 | 507.9109 | 0 | 0 | 0 | 0 | 172.2759 | 393.3846 | 0 | 0 | 0 | 0 | 0 | 0 | 256.552 | 157.6613 | 391.6162 | 391.6162 | 0 | 0 | 0 | 0 | 0 | 4.689 | 92.1563 | 117 | 0 | 0 | 0 | 0 | 45.7744 | -71.1608 | 13.4439 | -0.70523 | 0.36396 | 0.38033 | 0.38357 | 0.36382 | 16.66 | -27.0646 | 5.1567 | -0.25658
7 | 17 | 1 | 442.7311 | 449.854 | 459.1395 | 466.769 | 0 | 0 | 0 | 0 | 119.5959 | 414.9385 | 0 | 0 | 0 | 0 | 0 | 0 | 238.0868 | 131.6241 | 362.2094 | 362.2094 | 0 | 0 | 0 | 0 | 0 | 13.0833 | 93.1762 | 22.5214 | 0 | 0 | 0 | 0 | 85.0484 | -109.7919 | 3.754 | 82.0382 | 0.3644 | 0.37066 | 0.38218 | 0.36382 | 30.9918 | -40.6953 | 1.4347 | 29.8473
7 | 17 | 2 | 427.8206 | 432.8068 | 439.6983 | 445.2406 | 0 | 0 | 0 | 0 | 115.6957 | 417.9437 | 0 | 0 | 0 | 0 | 0 | 0 | 210.3139 | 103.7442 | 343.1143 | 343.1143 | 0 | 0 | 0 | 0 | 0 | 25.5046 | 161.6101 | 0 | 0 | 0 | 0 | 0 | 101.811 | -114.3857 | -65.0261 | 102.1262 | 0.3644 | 0.36878 | 0.38135 | 0.36382 | 37.1002 | -42.183 | -24.798 | 37.1557
7 | 17 | 3 | 419.7551 | 422.6697 | 427.2629 | 430.795 | 0 | 0 | 0 | 0 | 111.5354 | 407.315 | 0 | 0 | 0 | 0 | 0 | 0 | 208.6789 | 111.0096 | 355.2732 | 355.2732 | 0 | 0 | 0 | 0 | 0 | 43.2455 | 178.5773 | 0 | 0 | 0 | 0 | 0 | 99.5408 | -138.9003 | -106.5876 | 75.5218 | 0.36651 | 0.3648 | 0.37847 | 0.36382 | 36.4823 | -50.6712 | -40.3402 | 27.4765
7 | 17 | 4 | 422.3271 | 423.5207 | 426.2186 | 428.0616 | 0 | 0 | 0 | 0 | 127.7964 | 335.1935 | 0 | 0 | 0 | 0 | 0 | 0 | 193.0443 | 115.5443 | 379.0958 | 379.0958 | 0 | 0 | 0 | 0 | 0 | 65.4166 | 178.6965 | 0 | 0 | 0 | 0 | 0 | 101.4864 | -92.6337 | -131.5737 | 48.9658 | 0.36512 | 0.37056 | 0.38415 | 0.36382 | 37.0551 | -34.3265 | -50.5437 | 17.8148
7 | 17 | 5 | 445.2315 | 445.3296 | 446.8999 | 447.7216 | 0 | 0 | 0 | 0 | 184.2764 | 286.2915 | 0 | 0 | 0 | 0 | 0 | 0 | 185.0353 | 109.002 | 378.6709 | 378.671 | 0 | 0 | 0 | 0 | 0 | 15.3137 | -68.509 | 179.8886 | 0 | 0 | 0 | 0 | 75.9198 | 34.7223 | 136.738 | -110.838 | 0.36404 | 0.37803 | 0.38589 | 0.36382 | 27.6381 | 13.1261 | 52.7656 | -40.3253
7 | 17 | 6 | 475.8599 | 475.0109 | 475.7036 | 475.7886 | 0 | 0 | 0 | 0 | 201.9347 | 282.6992 | 0 | 0 | 0 | 0 | 0 | 0 | 183.4429 | 128.0031 | 444.0781 | 444.3142 | 0 | 0 | 0 | 0 | 0 | 43.8886 | 175.5177 | -77.9088 | 0 | 0 | 0 | 0 | 90.4823 | 20.42 | -143.8921 | 109.3832 | 0.36811 | 0.37383 | 0.38312 | 0.36387 | 33.307 | 7.6336 | -55.1274 | 39.8011
7 | 17 | 7 | 515.2272 | 513.8751 | 514.3646 | 514.4865 | 0 | 0 | 0 | 0 | 198.1185 | 272.5677 | 0 | 0 | 0 | 0 | 0 | 0 | 183.0109 | 199.8548 | 714.2 | 715.9285 | 0 | 0 | 0 | 0 | 0 | -16.3404 | -53.7317 | 0 | 0 | 0 | 0 | 0 | 134.0979 | 57.793 | -146.1038 | -201.442 | 0.37184 | 0.3586 | 0.37474 | 0.37002 | 49.8628 | 20.7244 | -54.7503 | -74.5368
7 | 17 | 8 | 550.3643 | 549.4658 | 550.9939 | 552.4994 | 0 | 0 | 0 | 0 | 159.7789 | 216.7182 | 0 | 0 | 0 | 0 | 0 | 0 | 236.0964 | 321.868 | 961.1402 | 974.9232 | 0 | 0 | 0 | 0 | 0 | -13.6726 | -46.4954 | 0 | 0 | 0 | 0 | 0 | 154.489 | 24.5521 | -363.6509 | -422.4238 | 0.37003 | 0.38103 | 0.36475 | 0.38586 | 57.1651 | 9.355 | -132.6421 | -162.9982
7 | 17 | 9 | 577.6848 | 577.8779 | 581.1031 | 584.5618 | 0 | 0 | 0 | 0 | 191.8485 | 156.5316 | 0 | 0 | 0 | 0 | 0 | 0 | 291.6716 | 427.9488 | 1160.7403 | 1187.9238 | 0 | 0 | 0 | 0 | 0 | -64.4815 | -266.1728 | -3.51 | 0 | 0 | 0 | 0 | 94.1647 | 57.879 | -313.4645 | -599.852 | 0.36691 | 0.38398 | 0.38398 | 0 | 34.5503 | 22.2241 | -120.3625 | 0
7 | 17 | 10 | 612.3159 | 613.2272 | 617.3227 | 621.4669 | 0 | 0 | 0 | 0 | 176.7012 | 127.0234 | 0 | 0 | 0 | 0 | 0 | 0 | 335.4062 | 501.8944 | 1230.9689 | 1268.7297 | 0 | 0 | 0 | 0 | 0 | -61.3591 | -351 | -258.4817 | 0 | 0 | 0 | 0 | 100.2084 | 45.6685 | -262.6462 | -388.7812 | 0.36691 | 0.38398 | 0.38398 | 0 | 36.7679 | 17.5356 | -100.8496 | 0
7 | 17 | 11 | 634.49 | 635.8476 | 640.2318 | 644.2721 | 0 | 0 | 0 | 0 | 177.6487 | 128.7359 | 0 | 0 | 0 | 0 | 0 | 0 | 362.1682 | 544.6574 | 1237.8371 | 1282.0332 | 0 | 0 | 0 | 0 | 0 | -60 | -351 | -351 | 0 | 0 | 0 | 0 | 94.6731 | 22.4543 | -246.6053 | -286.7611 | 0.36691 | 0.38398 | 0.38398 | 0 | 34.7369 | 8.6219 | -94.6903 | 0
7 | 17 | 12 | 645.1983 | 646.8636 | 651.4163 | 655.3442 | 0 | 0 | 0 | 0 | 172.3026 | 133.2241 | 0 | 0 | 0 | 0 | 0 | 0 | 377.9823 | 569.1027 | 1231.0026 | 1278.5915 | 0 | 0 | 0 | 0 | 0 | -60 | -351 | -351 | 0 | 0 | 0 | 0 | 94.9134 | 4.5367 | -228.5862 | -272.2473 | 0.36691 | 0.38398 | 0.38398 | 0 | 34.8251 | 1.742 | -87.7714 | 0
7 | 17 | 13 | 663.3858 | 666.2304 | 672.0687 | 677.0213 | 0 | 0 | 0 | 0 | 159.8293 | 138.1092 | 0 | 0 | 0 | 0 | 0 | 0 | 392.9151 | 574.6567 | 1211.4995 | 1259.053 | 0 | 0 | 0 | 0 | 0 | -43.1691 | -194.8028 | -351 | 0 | 0 | 0 | 0 | 110.6414 | -3.3663 | -344.628 | -231.0318 | 0.36382 | 0.38398 | 0.38398 | 0 | 40.2538 | -1.2926 | -132.3286 | 0
7 | 17 | 14 | 674.507 | 678.1743 | 684.9851 | 690.8193 | 0 | 0 | 0 | 0 | 192.7942 | 139.6667 | 0 | 0 | 0 | 0 | 0 | 0 | 426.1891 | 586.6888 | 1211.1186 | 1256.7295 | 0 | 0 | 0 | 0 | 0 | -32.1042 | -205.7875 | -229.6026 | 0 | 0 | 0 | 0 | 55.5237 | -16.077 | -320.3459 | -336.3077 | 0.36561 | 0.38398 | 0.38398 | 0 | 20.2999 | -6.1732 | -123.0048 | 0
7 | 17 | 15 | 681.9785 | 686.4615 | 694.1689 | 700.7548 | 0 | 0 | 0 | 0 | 169.6641 | 163.5469 | 0 | 0 | 0 | 0 | 0 | 0 | 442.4375 | 580.1347 | 1208.4555 | 1250.1119 | 0 | 0 | 0 | 0 | 0 | -3.0002 | 0 | 1.1435 | 0 | 0 | 0 | 0 | 69.8769 | -54.2199 | -514.2866 | -550.5006 | 0.36533 | 0.38398 | 0.38025 | 0 | 25.5278 | -20.8191 | -195.557 | 0
7 | 17 | 16 | 687.4548 | 694.2929 | 704.6266 | 713.5448 | 0 | 0 | 0 | 0 | 160.0651 | 185.4641 | 0 | 0 | 0 | 0 | 0 | 0 | 455.0497 | 537.9062 | 1172.5415 | 1206.5423 | 0 | 0 | 0 | 0 | 0 | -3.0002 | -35.1 | 5.1612 | 0 | 0 | 0 | 0 | 72.3401 | -26.0772 | -432.8149 | -498.1587 | 0.37414 | 0.38398 | 0.38398 | 0.38586 | 27.0651 | -10.013 | -166.1901 | -192.221
7 | 17 | 17 | 682.3443 | 691.7582 | 704.8872 | 716.2541 | 0 | 0 | 0 | 0 | 172.8091 | 252.4118 | 0 | 0 | 0 | 0 | 0 | 0 | 414.1475 | 476.1277 | 1078.9827 | 1101.268 | 0 | 0 | 0 | 0 | 0 | -6.9167 | -25.4398 | -17.55 | 0 | 0 | 0 | 0 | 95.3877 | -29.8645 | -348.6557 | -367.4639 | 0.38366 | 0.35923 | 0.36981 | 0.37601 | 36.596 | -10.7281 | -128.9354 | -138.1717
7 | 17 | 18 | 659.7935 | 671.4231 | 686.9149 | 700.3932 | 0 | 0 | 0 | 0 | 186.3065 | 255.4801 | 0 | 0 | 0 | 0 | 0 | 0 | 390.7495 | 389.6681 | 884.375 | 892.9484 | 0 | 0 | 0 | 0 | 0 | -5.9951 | -6.5697 | 0 | 0 | 0 | 0 | 0 | 82.7376 | 32.27 | -190.8905 | -192.5552 | 0.38585 | 0.38166 | 0.38652 | 0.37341 | 31.9246 | 12.3161 | -73.7839 | -71.902
7 | 17 | 19 | 636.5257 | 649.4873 | 666.3404 | 681.0145 | 0 | 0 | 0 | 0 | 203.2487 | 291.8334 | 0 | 0 | 0 | 0 | 0 | 0 | 345.146 | 246.091 | 480.6914 | 481.089 | 0 | 0 | 0 | 0 | 0 | -17.0609 | -24.1417 | 161.2525 | 0 | 0 | 0 | 0 | 88.1311 | 128.6237 | 209.7908 | 38.673 | 0.38793 | 0.39411 | 0.38919 | 0.38458 | 34.1891 | 50.6918 | 81.6483 | 14.8728
7 | 17 | 20 | 642.0378 | 655.7093 | 673.2724 | 688.4594 | 0 | 0 | 0 | 0 | 194.4771 | 304.9252 | 0 | 0 | 0 | 0 | 0 | 0 | 312.5433 | 175.6708 | 364.7109 | 364.7117 | 0 | 0 | 0 | 0 | 0 | 50.9382 | 185.6856 | 214.0835 | 0 | 0 | 0 | 0 | 135.0174 | 124.175 | 122.8758 | 109.6642 | 0.38829 | 0.40541 | 0.3998 | 0.38892 | 52.4263 | 50.3412 | 49.126 | 42.6502
7 | 17 | 21 | 625.2285 | 638.9841 | 656.4713 | 671.4779 | 0 | 0 | 0 | 0 | 195.6206 | 344.8632 | 0 | 0 | 0 | 0 | 0 | 0 | 299.5342 | 186.4318 | 393.0035 | 393.0035 | 0 | 0 | 0 | 0 | 0 | 0 | 192.0654 | 117 | 0 | 0 | 0 | 0 | 130.0737 | 107.6892 | 71.4024 | 161.4743 | 0.38736 | 0.40087 | 0.39574 | 0.38805 | 50.3857 | 43.1694 | 28.2565 | 62.6605
7 | 17 | 22 | 569.9871 | 583.3931 | 600.2639 | 614.7367 | 0 | 0 | 0 | 0 | 197.2381 | 339.4599 | 0 | 0 | 0 | 0 | 0 | 0 | 283.6068 | 165.3622 | 365.8431 | 365.8431 | 0 | 0 | 0 | 0 | 0 | 5.6124 | 97.8208 | 101.7105 | 0 | 0 | 0 | 0 | 89.1422 | 72.9586 | 136.6 | 147.1831 | 0.38147 | 0.39646 | 0.3914 | 0.38267 | 34.0049 | 28.9254 | 53.4646 | 56.3227
7 | 17 | 23 | 516.6119 | 529.1246 | 544.7827 | 558.1866 | 0 | 0 | 0 | 0 | 189.5149 | 360.6666 | 0 | 0 | 0 | 0 | 0 | 0 | 287.7023 | 155.067 | 347.9247 | 347.9247 | 0 | 0 | 0 | 0 | 0 | 13.0833 | 13.3733 | 137.0092 | 0 | 0 | 0 | 0 | 39.3947 | 0.30772 | 183.4847 | 73.2527 | 0.37334 | 0.38975 | 0.38502 | 0.37572 | 14.7075 | 0.11993 | 70.6448 | 27.5225
7 | 17 | 24 | 475.545 | 485.5477 | 498.2273 | 508.9543 | 0 | 0 | 0 | 0 | 172.2759 | 393.3846 | 0 | 0 | 0 | 0 | 0 | 0 | 270.0353 | 160.5841 | 357.7391 | 357.7391 | 0 | 0 | 0 | 0 | 0 | 4.689 | 92.1563 | 117 | 0 | 0 | 0 | 0 | 33.2339 | -73.1101 | 48.3319 | 34.2151 | 0.36396 | 0.38033 | 0.38357 | 0.36382 | 12.0958 | -27.8059 | 18.5386 | 12.4482
7 | 18 | 1 | 445.2691 | 452.4751 | 461.8614 | 469.578 | 0 | 0 | 0 | 0 | 119.5959 | 414.9385 | 0 | 0 | 0 | 0 | 0 | 0 | 252.3062 | 153.6217 | 339.0974 | 339.0974 | 0 | 0 | 0 | 0 | 0 | 13.0833 | 93.1762 | 22.5214 | 0 | 0 | 0 | 0 | 73.367 | -129.1684 | 29.5878 | 107.9592 | 0.3644 | 0.37066 | 0.38218 | 0.36382 | 26.7351 | -47.8773 | 11.3077 | 39.2779
7 | 18 | 2 | 429.0896 | 434.1173 | 441.0593 | 446.6451 | 0 | 0 | 0 | 0 | 115.6957 | 417.9437 | 0 | 0 | 0 | 0 | 0 | 0 | 222.628 | 132.7448 | 321.4078 | 321.4078 | 0 | 0 | 0 | 0 | 0 | 25.5046 | 161.6101 | 0 | 0 | 0 | 0 | 0 | 90.7659 | -142.0758 | -41.9586 | 125.2373 | 0.3644 | 0.36878 | 0.38135 | 0.36382 | 33.0754 | -52.3945 | -16.0011 | 45.564
7 | 18 | 3 | 422.7464 | 425.7589 | 430.4708 | 434.1056 | 0 | 0 | 0 | 0 | 111.5354 | 407.315 | 0 | 0 | 0 | 0 | 0 | 0 | 224.5918 | 127.4449 | 301.8066 | 301.8066 | 0 | 0 | 0 | 0 | 0 | 43.2455 | 178.5773 | 0 | 0 | 0 | 0 | 0 | 86.6192 | -152.2464 | -49.9131 | 132.299 | 0.36651 | 0.3648 | 0.37847 | 0.36382 | 31.7465 | -55.5399 | -18.8906 | 48.1332
7 | 18 | 4 | 427.1312 | 428.4821 | 431.3707 | 433.3787 | 0 | 0 | 0 | 0 | 127.7964 | 335.1935 | 0 | 0 | 0 | 0 | 0 | 0 | 224.3133 | 123.4947 | 288.1219 | 288.1219 | 0 | 0 | 0 | 0 | 0 | 65.4166 | 178.6965 | 0 | 0 | 0 | 0 | 0 | 75.0216 | -95.6227 | -35.4477 | 145.2568 | 0.36512 | 0.37056 | 0.38415 | 0.36382 | 27.3922 | -35.4342 | -13.6171 | 52.8476
7 | 18 | 5 | 447.8783 | 448.063 | 449.7384 | 450.651 | 0 | 0 | 0 | 0 | 184.2764 | 286.2915 | 0 | 0 | 0 | 0 | 0 | 0 | 195.0558 | 111.1092 | 256.0745 | 256.0745 | 0 | 0 | 0 | 0 | 0 | 15.3137 | -68.509 | 179.8886 | 0 | 0 | 0 | 0 | 68.5461 | 35.3486 | 262.1729 | 14.6878 | 0.36404 | 0.37803 | 0.38589 | 0.36382 | 24.9538 | 13.3628 | 101.1694 | 5.3437
7 | 18 | 6 | 478.7606 | 478.0065 | 478.8143 | 478.9989 | 0 | 0 | 0 | 0 | 201.9347 | 282.6992 | 0 | 0 | 0 | 0 | 0 | 0 | 177.8755 | 123.1145 | 298.9099 | 299.1066 | 0 | 0 | 0 | 0 | 0 | 43.8886 | 175.5177 | -77.9088 | 0 | 0 | 0 | 0 | 98.9504 | 28.3041 | 4.3867 | 257.8011 | 0.36811 | 0.37383 | 0.38312 | 0.36387 | 36.4242 | 10.581 | 1.6806 | 93.8057
7 | 18 | 7 | 521.5542 | 520.4092 | 521.1498 | 521.4889 | 0 | 0 | 0 | 0 | 198.1185 | 272.5677 | 0 | 0 | 0 | 0 | 0 | 0 | 188.0681 | 210.2792 | 559.0187 | 560.9204 | 0 | 0 | 0 | 0 | 0 | -16.3404 | -53.7317 | 0 | 0 | 0 | 0 | 0 | 135.3676 | 53.9028 | 15.8628 | -39.4314 | 0.37184 | 0.3586 | 0.37474 | 0.37002 | 50.3349 | 19.3293 | 5.9443 | -14.5903
7 | 18 | 8 | 557.9785 | 557.3292 | 559.1595 | 560.9265 | 0 | 0 | 0 | 0 | 159.7789 | 216.7182 | 0 | 0 | 0 | 0 | 0 | 0 | 247.6857 | 338.5963 | 816.959 | 830.4658 | 0 | 0 | 0 | 0 | 0 | -13.6726 | -46.4954 | 0 | 0 | 0 | 0 | 0 | 150.5139 | 15.6872 | -211.3042 | -269.5393 | 0.37003 | 0.38103 | 0.36475 | 0.38586 | 55.6942 | 5.9773 | -77.0734 | -104.0055
7 | 18 | 9 | 587.7464 | 588.2688 | 591.8934 | 595.6976 | 0 | 0 | 0 | 0 | 191.8485 | 156.5316 | 0 | 0 | 0 | 0 | 0 | 0 | 311.6916 | 446.0945 | 1003.1308 | 1028.8994 | 0 | 0 | 0 | 0 | 0 | -64.4815 | -266.1728 | -3.51 | 0 | 0 | 0 | 0 | 84.2063 | 50.1242 | -145.0647 | -429.6918 | 0.36691 | 0.38398 | 0.38398 | 0 | 30.8965 | 19.2465 | -55.7012 | 0
7 | 18 | 10 | 616.5943 | 617.6457 | 621.911 | 626.2021 | 0 | 0 | 0 | 0 | 176.7012 | 127.0234 | 0 | 0 | 0 | 0 | 0 | 0 | 364.1269 | 526.5926 | 1109.7401 | 1144.7597 | 0 | 0 | 0 | 0 | 0 | -61.3591 | -351 | -258.4817 | 0 | 0 | 0 | 0 | 75.7662 | 25.3888 | -136.8291 | -260.0759 | 0.36691 | 0.38398 | 0.38398 | 0 | 27.7997 | 9.7487 | -52.539 | 0
7 | 18 | 11 | 635.0158 | 636.3905 | 640.7956 | 644.854 | 0 | 0 | 0 | 0 | 177.6487 | 128.7359 | 0 | 0 | 0 | 0 | 0 | 0 | 394.1334 | 546.5604 | 1131.3247 | 1171.8536 | 0 | 0 | 0 | 0 | 0 | -60 | -351 | -351 | 0 | 0 | 0 | 0 | 63.2336 | 21.0943 | -139.529 | -175.9996 | 0.36691 | 0.38398 | 0.38398 | 0 | 23.2013 | 8.0997 | -53.5757 | 0
7 | 18 | 12 | 648.5159 | 650.2897 | 654.9742 | 659.016 | 0 | 0 | 0 | 0 | 172.3026 | 133.2241 | 0 | 0 | 0 | 0 | 0 | 0 | 426.9029 | 590.0534 | 1163.284 | 1207.7164 | 0 | 0 | 0 | 0 | 0 | -60 | -351 | -351 | 0 | 0 | 0 | 0 | 49.3104 | -12.9877 | -157.3098 | -197.7005 | 0.36691 | 0.38398 | 0.38398 | 0 | 18.0927 | -4.987 | -60.403 | 0
7 | 18 | 13 | 666.4314 | 669.3758 | 675.3349 | 680.3921 | 0 | 0 | 0 | 0 | 159.8293 | 138.1092 | 0 | 0 | 0 | 0 | 0 | 0 | 437.8535 | 614.2428 | 1196.5537 | 1241.7915 | 0 | 0 | 0 | 0 | 0 | -43.1691 | -194.8028 | -351 | 0 | 0 | 0 | 0 | 68.7487 | -39.8071 | -326.416 | -210.3994 | 0.36382 | 0.38398 | 0.38398 | 0 | 25.0123 | -15.2849 | -125.3356 | 0
7 | 18 | 14 | 676.7368 | 680.4772 | 687.3765 | 693.2872 | 0 | 0 | 0 | 0 | 192.7942 | 139.6667 | 0 | 0 | 0 | 0 | 0 | 0 | 436.5475 | 619.0608 | 1211.0977 | 1255.6608 | 0 | 0 | 0 | 0 | 0 | -32.1042 | -205.7875 | -229.6026 | 0 | 0 | 0 | 0 | 47.3952 | -46.1461 | -317.9336 | -332.771 | 0.36561 | 0.38398 | 0.38398 | 0 | 17.328 | -17.719 | -122.0786 | 0
7 | 18 | 15 | 684.1721 | 688.7269 | 696.5214 | 703.1826 | 0 | 0 | 0 | 0 | 169.6641 | 163.5469 | 0 | 0 | 0 | 0 | 0 | 0 | 472.8988 | 625.2 | 1236.4968 | 1277.2505 | 0 | 0 | 0 | 0 | 0 | -3.0002 | 0 | 1.1435 | 0 | 0 | 0 | 0 | 41.6092 | -97.0199 | -539.9754 | -575.2114 | 0.36533 | 0.38398 | 0.38025 | 0 | 15.2009 | -37.2532 | -205.3252 | 0
7 | 18 | 16 | 687.5454 | 694.3865 | 704.7238 | 713.6451 | 0 | 0 | 0 | 0 | 160.0651 | 185.4641 | 0 | 0 | 0 | 0 | 0 | 0 | 470.3974 | 597.4833 | 1166.4421 | 1200.1184 | 0 | 0 | 0 | 0 | 0 | -3.0002 | -35.1 | 5.1612 | 0 | 0 | 0 | 0 | 57.0829 | -85.5607 | -426.6183 | -491.6345 | 0.37414 | 0.38398 | 0.38398 | 0.38586 | 21.3568 | -32.8532 | -163.8108 | -189.7035
7 | 18 | 17 | 678.7548 | 688.0512 | 701.0377 | 712.2813 | 0 | 0 | 0 | 0 | 172.8091 | 252.4118 | 0 | 0 | 0 | 0 | 0 | 0 | 464.9528 | 554.2352 | 1090.0659 | 1112.8411 | 0 | 0 | 0 | 0 | 0 | -6.9167 | -25.4398 | -17.55 | 0 | 0 | 0 | 0 | 40.993 | -111.6791 | -363.5884 | -383.0098 | 0.38366 | 0.35923 | 0.36981 | 0.37601 | 15.7272 | -40.118 | -134.4576 | -144.0171
7 | 18 | 18 | 659.8117 | 671.4418 | 686.9343 | 700.4133 | 0 | 0 | 0 | 0 | 186.3065 | 255.4801 | 0 | 0 | 0 | 0 | 0 | 0 | 440.7415 | 442.0764 | 880.1407 | 889.2701 | 0 | 0 | 0 | 0 | 0 | -5.9951 | -6.5697 | 0 | 0 | 0 | 0 | 0 | 32.7637 | -20.1196 | -186.6368 | -188.8568 | 0.38585 | 0.38166 | 0.38652 | 0.37341 | 12.642 | -7.6788 | -72.1398 | -70.521
7 | 18 | 19 | 635.7281 | 648.6635 | 665.485 | 680.1316 | 0 | 0 | 0 | 0 | 203.2487 | 291.8334 | 0 | 0 | 0 | 0 | 0 | 0 | 393.1345 | 267.4427 | 438.1313 | 438.5922 | 0 | 0 | 0 | 0 | 0 | -17.0609 | -24.1417 | 161.2525 | 0 | 0 | 0 | 0 | 39.3449 | 106.4482 | 251.4955 | 80.2869 | 0.38793 | 0.39411 | 0.38919 | 0.38458 | 15.2633 | 41.9522 | 97.8793 | 30.8766
7 | 18 | 20 | 637.0161 | 650.5232 | 667.8869 | 682.9016 | 0 | 0 | 0 | 0 | 194.4771 | 304.9252 | 0 | 0 | 0 | 0 | 0 | 0 | 357.8462 | 200.2887 | 336.549 | 336.5498 | 0 | 0 | 0 | 0 | 0 | 50.9382 | 185.6856 | 214.0835 | 0 | 0 | 0 | 0 | 84.6928 | 94.371 | 145.6524 | 132.2683 | 0.38829 | 0.40541 | 0.3998 | 0.38892 | 32.8856 | 38.2585 | 58.2321 | 51.4413
7 | 18 | 21 | 624.6846 | 638.4224 | 655.8881 | 670.8759 | 0 | 0 | 0 | 0 | 195.6206 | 344.8632 | 0 | 0 | 0 | 0 | 0 | 0 | 306.9654 | 168.8982 | 331.916 | 331.916 | 0 | 0 | 0 | 0 | 0 | 0 | 192.0654 | 117 | 0 | 0 | 0 | 0 | 122.0986 | 124.661 | 131.9067 | 221.9599 | 0.38736 | 0.40087 | 0.39574 | 0.38805 | 47.2964 | 49.9729 | 52.2003 | 86.1321
7 | 18 | 22 | 575.589 | 589.1783 | 606.2715 | 620.9366 | 0 | 0 | 0 | 0 | 197.2381 | 339.4599 | 0 | 0 | 0 | 0 | 0 | 0 | 271.4085 | 145.0116 | 332.2593 | 332.2593 | 0 | 0 | 0 | 0 | 0 | 5.6124 | 97.8208 | 101.7105 | 0 | 0 | 0 | 0 | 106.9423 | 99.0944 | 176.1914 | 186.9668 | 0.38147 | 0.39646 | 0.3914 | 0.38267 | 40.795 | 39.2872 | 68.9605 | 71.5468
7 | 18 | 23 | 519.6032 | 532.2138 | 547.9906 | 561.4972 | 0 | 0 | 0 | 0 | 189.5149 | 360.6666 | 0 | 0 | 0 | 0 | 0 | 0 | 267.8419 | 129.4096 | 292.495 | 292.495 | 0 | 0 | 0 | 0 | 0 | 13.0833 | 13.3733 | 137.0092 | 0 | 0 | 0 | 0 | 62.2464 | 29.0542 | 242.1223 | 131.993 | 0.37334 | 0.38975 | 0.38502 | 0.37572 | 23.2389 | 11.3239 | 93.2213 | 49.5924
7 | 18 | 24 | 477.1766 | 487.2327 | 499.9771 | 510.7601 | 0 | 0 | 0 | 0 | 172.2759 | 393.3846 | 0 | 0 | 0 | 0 | 0 | 0 | 285.3838 | 143.4504 | 306.7952 | 306.7952 | 0 | 0 | 0 | 0 | 0 | 4.689 | 92.1563 | 117 | 0 | 0 | 0 | 0 | 19.517 | -54.2914 | 101.0257 | 86.9649 | 0.36396 | 0.38033 | 0.38357 | 0.36382 | 7.1034 | -20.6486 | 38.7503 | 31.6397
7 | 19 | 1 | 444.3808 | 451.5578 | 460.9088 | 468.5948 | 0 | 0 | 0 | 0 | 119.5959 | 414.9385 | 0 | 0 | 0 | 0 | 0 | 0 | 284.7199 | 130.044 | 296.5793 | 296.5793 | 0 | 0 | 0 | 0 | 0 | 13.0833 | 93.1762 | 22.5214 | 0 | 0 | 0 | 0 | 40.0651 | -106.508 | 71.1533 | 149.4941 | 0.3644 | 0.37066 | 0.38218 | 0.36382 | 14.5998 | -39.4781 | 27.1931 | 54.3892
7 | 19 | 2 | 426.6966 | 431.646 | 438.4929 | 443.9966 | 0 | 0 | 0 | 0 | 115.6957 | 417.9437 | 0 | 0 | 0 | 0 | 0 | 0 | 276.3345 | 106.952 | 272.4425 | 272.4425 | 0 | 0 | 0 | 0 | 0 | 25.5046 | 161.6101 | 0 | 0 | 0 | 0 | 0 | 34.6665 | -118.7543 | 4.4403 | 171.5541 | 0.3644 | 0.36878 | 0.38135 | 0.36382 | 12.6326 | -43.794 | 1.6933 | 62.4151
7 | 19 | 3 | 415.2229 | 417.9892 | 422.4024 | 425.7789 | 0 | 0 | 0 | 0 | 111.5354 | 407.315 | 0 | 0 | 0 | 0 | 0 | 0 | 297.626 | 112.1659 | 258.7365 | 258.7365 | 0 | 0 | 0 | 0 | 0 | 43.2455 | 178.5773 | 0 | 0 | 0 | 0 | 0 | 6.0615 | -144.7371 | -14.9114 | 167.0424 | 0.36651 | 0.3648 | 0.37847 | 0.36382 | 2.2216 | -52.8005 | -5.6435 | 60.7736
7 | 19 | 4 | 422.9797 | 424.1947 | 426.9186 | 428.7839 | 0 | 0 | 0 | 0 | 127.7964 | 335.1935 | 0 | 0 | 0 | 0 | 0 | 0 | 283.3034 | 101.3178 | 259.509 | 259.509 | 0 | 0 | 0 | 0 | 0 | 65.4166 | 178.6965 | 0 | 0 | 0 | 0 | 0 | 11.88 | -77.7332 | -11.287 | 169.2749 | 0.36512 | 0.37056 | 0.38415 | 0.36382 | 4.3377 | -28.805 | -4.3359 | 61.5859
7 | 19 | 5 | 443.4548 | 443.4948 | 444.9946 | 445.7552 | 0 | 0 | 0 | 0 | 184.2764 | 286.2915 | 0 | 0 | 0 | 0 | 0 | 0 | 258.0746 | 92.1661 | 255.9873 | 255.9874 | 0 | 0 | 0 | 0 | 0 | 15.3137 | -68.509 | 179.8886 | 0 | 0 | 0 | 0 | 1.1039 | 49.7235 | 257.5162 | 9.8792 | 0.36404 | 0.37803 | 0.38589 | 0.36382 | 0.40185 | 18.797 | 99.3724 | 3.5943
7 | 19 | 6 | 470.947 | 469.9371 | 470.4349 | 470.3512 | 0 | 0 | 0 | 0 | 201.9347 | 282.6992 | 0 | 0 | 0 | 0 | 0 | 0 | 242.8309 | 136.5463 | 337.6915 | 337.9232 | 0 | 0 | 0 | 0 | 0 | 43.8886 | 175.5177 | -77.9088 | 0 | 0 | 0 | 0 | 26.1814 | 6.803 | -42.7742 | 210.3368 | 0.36811 | 0.37383 | 0.38312 | 0.36387 | 9.6375 | 2.5432 | -16.3875 | 76.5349
7 | 19 | 7 | 515.481 | 514.1372 | 514.6368 | 514.7674 | 0 | 0 | 0 | 0 | 198.1185 | 272.5677 | 0 | 0 | 0 | 0 | 0 | 0 | 225.3645 | 238.5396 | 621.6212 | 623.349 | 0 | 0 | 0 | 0 | 0 | -16.3404 | -53.7317 | 0 | 0 | 0 | 0 | 0 | 91.9981 | 19.3704 | -53.2527 | -108.5816 | 0.37184 | 0.3586 | 0.37474 | 0.37002 | 34.2084 | 6.9461 | -19.9557 | -40.1769
7 | 19 | 8 | 559.1387 | 558.5274 | 560.4038 | 562.2106 | 0 | 0 | 0 | 0 | 159.7789 | 216.7182 | 0 | 0 | 0 | 0 | 0 | 0 | 249.8617 | 355.954 | 866.4516 | 880.6554 | 0 | 0 | 0 | 0 | 0 | -13.6726 | -46.4954 | 0 | 0 | 0 | 0 | 0 | 149.4982 | -0.47222 | -259.5524 | -318.4448 | 0.37003 | 0.38103 | 0.36475 | 0.38586 | 55.3183 | -0.17993 | -94.6721 | -122.8764
7 | 19 | 9 | 594.6353 | 595.3833 | 599.2813 | 603.322 | 0 | 0 | 0 | 0 | 191.8485 | 156.5316 | 0 | 0 | 0 | 0 | 0 | 0 | 270.21 | 451.3325 | 1025.602 | 1053.8863 | 0 | 0 | 0 | 0 | 0 | -64.4815 | -266.1728 | -3.51 | 0 | 0 | 0 | 0 | 132.5768 | 52.0007 | -160.1479 | -447.0542 | 0.36691 | 0.38398 | 0.38398 | 0 | 48.6443 | 19.967 | -61.4928 | 0
7 | 19 | 10 | 623.0482 | 624.3109 | 628.8323 | 633.345 | 0 | 0 | 0 | 0 | 176.7012 | 127.0234 | 0 | 0 | 0 | 0 | 0 | 0 | 303.4863 | 527.1266 | 1128.8786 | 1167.4482 | 0 | 0 | 0 | 0 | 0 | -61.3591 | -351 | -258.4817 | 0 | 0 | 0 | 0 | 142.8607 | 31.5199 | -149.0463 | -275.6215 | 0.36691 | 0.38398 | 0.38398 | 0 | 52.4176 | 12.1029 | -57.2301 | 0
7 | 19 | 11 | 644.8054 | 646.5006 | 651.2942 | 655.6887 | 0 | 0 | 0 | 0 | 177.6487 | 128.7359 | 0 | 0 | 0 | 0 | 0 | 0 | 331.9861 | 574.9679 | 1174.3916 | 1219.3089 | 0 | 0 | 0 | 0 | 0 | -60 | -351 | -351 | 0 | 0 | 0 | 0 | 135.1706 | 2.7968 | -172.0973 | -212.6201 | 0.36691 | 0.38398 | 0.38398 | 0 | 49.596 | 1.0739 | -66.0811 | 0
7 | 19 | 12 | 659.7014 | 661.8414 | 666.9698 | 671.3957 | 0 | 0 | 0 | 0 | 172.3026 | 133.2241 | 0 | 0 | 0 | 0 | 0 | 0 | 341.217 | 593.1151 | 1188.5741 | 1236.9636 | 0 | 0 | 0 | 0 | 0 | -60 | -351 | -351 | 0 | 0 | 0 | 0 | 146.1818 | -4.4978 | -170.6042 | -214.5679 | 0.36691 | 0.38398 | 0.38398 | 0 | 53.6362 | -1.727 | -65.5078 | 0
7 | 19 | 13 | 677.3088 | 680.6092 | 687 | 692.4307 | 0 | 0 | 0 | 0 | 159.8293 | 138.1092 | 0 | 0 | 0 | 0 | 0 | 0 | 381.0848 | 619.7526 | 1177.7809 | 1226.8436 | 0 | 0 | 0 | 0 | 0 | -43.1691 | -194.8028 | -351 | 0 | 0 | 0 | 0 | 136.3947 | -34.0834 | -295.9781 | -183.4129 | 0.36382 | 0.38398 | 0.38398 | 0 | 49.6234 | -13.0872 | -113.6482 | 0
7 | 19 | 14 | 692.4546 | 696.7094 | 704.2326 | 710.683 | 0 | 0 | 0 | 0 | 192.7942 | 139.6667 | 0 | 0 | 0 | 0 | 0 | 0 | 400.4396 | 627.4331 | 1188.4503 | 1235.8714 | 0 | 0 | 0 | 0 | 0 | -32.1042 | -205.7875 | -229.6026 | 0 | 0 | 0 | 0 | 99.2208 | -38.2862 | -278.4302 | -295.5858 | 0.36561 | 0.38398 | 0.38398 | 0 | 36.2759 | -14.701 | -106.9102 | 0
7 | 19 | 15 | 703.0081 | 708.1794 | 716.7215 | 724.0295 | 0 | 0 | 0 | 0 | 169.6641 | 163.5469 | 0 | 0 | 0 | 0 | 0 | 0 | 406.5528 | 616.2632 | 1202.3323 | 1245.1617 | 0 | 0 | 0 | 0 | 0 | -3.0002 | 0 | 1.1435 | 0 | 0 | 0 | 0 | 126.7912 | -68.6305 | -485.6107 | -522.2757 | 0.36533 | 0.38398 | 0.38025 | 0 | 46.3201 | -26.3524 | -184.6531 | 0
7 | 19 | 16 | 706.0732 | 713.5207 | 724.5934 | 734.1509 | 0 | 0 | 0 | 0 | 160.0651 | 185.4641 | 0 | 0 | 0 | 0 | 0 | 0 | 405.9645 | 582.5635 | 1180.6573 | 1215.5928 | 0 | 0 | 0 | 0 | 0 | -3.0002 | -35.1 | 5.1612 | 0 | 0 | 0 | 0 | 140.0436 | -51.5066 | -420.9639 | -486.6031 | 0.37414 | 0.38398 | 0.38398 | 0.38586 | 52.3955 | -19.7773 | -161.6396 | -187.7621
7 | 19 | 17 | 695.7234 | 705.5753 | 719.2353 | 731.0616 | 0 | 0 | 0 | 0 | 172.8091 | 252.4118 | 0 | 0 | 0 | 0 | 0 | 0 | 403.9453 | 525.0282 | 1086.7804 | 1110.0977 | 0 | 0 | 0 | 0 | 0 | -6.9167 | -25.4398 | -17.55 | 0 | 0 | 0 | 0 | 118.969 | -64.948 | -342.1053 | -361.4861 | 0.38366 | 0.35923 | 0.36981 | 0.37601 | 45.6431 | -23.331 | -126.513 | -135.9239
7 | 19 | 18 | 671.0878 | 683.0871 | 699.0272 | 712.8934 | 0 | 0 | 0 | 0 | 186.3065 | 255.4801 | 0 | 0 | 0 | 0 | 0 | 0 | 354.963 | 402.4397 | 871.1514 | 880.3257 | 0 | 0 | 0 | 0 | 0 | -5.9951 | -6.5697 | 0 | 0 | 0 | 0 | 0 | 129.8184 | 31.1624 | -165.5546 | -167.4323 | 0.38585 | 0.38166 | 0.38652 | 0.37341 | 50.0909 | 11.8934 | -63.991 | -62.5209
7 | 19 | 19 | 644.0311 | 657.2383 | 674.3894 | 689.3211 | 0 | 0 | 0 | 0 | 203.2487 | 291.8334 | 0 | 0 | 0 | 0 | 0 | 0 | 283.2039 | 235.4046 | 461.5898 | 462.0479 | 0 | 0 | 0 | 0 | 0 | -17.0609 | -24.1417 | 161.2525 | 0 | 0 | 0 | 0 | 157.5785 | 147.0612 | 236.9413 | 66.0207 | 0.38793 | 0.39411 | 0.38919 | 0.38458 | 61.1302 | 57.9581 | 92.215 | 25.3901
7 | 19 | 20 | 641.0225 | 654.6608 | 672.1836 | 687.3358 | 0 | 0 | 0 | 0 | 194.4771 | 304.9252 | 0 | 0 | 0 | 0 | 0 | 0 | 263.9895 | 173.8803 | 357.6097 | 357.6105 | 0 | 0 | 0 | 0 | 0 | 50.9382 | 185.6856 | 214.0835 | 0 | 0 | 0 | 0 | 182.5559 | 124.9171 | 128.8882 | 115.6418 | 0.38829 | 0.40541 | 0.3998 | 0.38892 | 70.8851 | 50.642 | 51.5297 | 44.975
7 | 19 | 21 | 630.5402 | 644.4697 | 662.1678 | 677.3567 | 0 | 0 | 0 | 0 | 195.6206 | 344.8632 | 0 | 0 | 0 | 0 | 0 | 0 | 254.1679 | 168.4681 | 363.0077 | 363.0077 | 0 | 0 | 0 | 0 | 0 | 0 | 192.0654 | 117 | 0 | 0 | 0 | 0 | 180.7518 | 131.1385 | 107.0947 | 197.349 | 0.38736 | 0.40087 | 0.39574 | 0.38805 | 70.0165 | 52.5695 | 42.3813 | 76.5818
7 | 19 | 22 | 573.6129 | 587.1376 | 604.1523 | 618.7496 | 0 | 0 | 0 | 0 | 197.2381 | 339.4599 | 0 | 0 | 0 | 0 | 0 | 0 | 234.7128 | 156.685 | 381.188 | 381.188 | 0 | 0 | 0 | 0 | 0 | 5.6124 | 97.8208 | 101.7105 | 0 | 0 | 0 | 0 | 141.662 | 85.3803 | 125.1435 | 135.8511 | 0.38147 | 0.39646 | 0.3914 | 0.38267 | 54.0394 | 33.8501 | 48.9806 | 51.9863
7 | 19 | 23 | 523.9541 | 536.7072 | 552.6567 | 566.3127 | 0 | 0 | 0 | 0 | 189.5149 | 360.6666 | 0 | 0 | 0 | 0 | 0 | 0 | 216.4052 | 141.6681 | 383.8681 | 383.8681 | 0 | 0 | 0 | 0 | 0 | 13.0833 | 13.3733 | 137.0092 | 0 | 0 | 0 | 0 | 118.034 | 21.2892 | 155.4153 | 45.4354 | 0.37334 | 0.38975 | 0.38502 | 0.37572 | 44.0666 | 8.2974 | 59.8376 | 17.071
7 | 19 | 24 | 473.8771 | 483.8252 | 496.4387 | 507.1083 | 0 | 0 | 0 | 0 | 172.2759 | 393.3846 | 0 | 0 | 0 | 0 | 0 | 0 | 195.96 | 133.5136 | 371.8069 | 371.8069 | 0 | 0 | 0 | 0 | 0 | 4.689 | 92.1563 | 117 | 0 | 0 | 0 | 0 | 105.6413 | -47.762 | 32.4755 | 18.3015 | 0.36396 | 0.38033 | 0.38357 | 0.36382 | 38.4491 | -18.1653 | 12.4566 | 6.6585
7 | 20 | 1 | 446.8282 | 454.0853 | 463.5334 | 471.3035 | 0 | 0 | 0 | 0 | 119.5959 | 414.9385 | 0 | 0 | 0 | 0 | 0 | 0 | 164.5238 | 108.9629 | 347.2628 | 347.2628 | 0 | 0 | 0 | 0 | 0 | 13.0833 | 93.1762 | 22.5214 | 0 | 0 | 0 | 0 | 162.7085 | -82.8994 | 23.0944 | 101.5193 | 0.3644 | 0.37066 | 0.38218 | 0.36382 | 59.2914 | -30.7274 | 8.8261 | 36.9349
7 | 20 | 2 | 429.5066 | 434.548 | 441.5064 | 447.1066 | 0 | 0 | 0 | 0 | 115.6957 | 417.9437 | 0 | 0 | 0 | 0 | 0 | 0 | 142.1898 | 82.812 | 318.2396 | 318.2396 | 0 | 0 | 0 | 0 | 0 | 25.5046 | 161.6101 | 0 | 0 | 0 | 0 | 0 | 171.6212 | -91.7123 | -38.3432 | 128.867 | 0.3644 | 0.36878 | 0.38135 | 0.36382 | 62.5392 | -33.8215 | -14.6224 | 46.8846
7 | 20 | 3 | 419.4832 | 422.3889 | 426.9713 | 430.494 | 0 | 0 | 0 | 0 | 111.5354 | 407.315 | 0 | 0 | 0 | 0 | 0 | 0 | 139.4069 | 73.86 | 298.9653 | 298.9653 | 0 | 0 | 0 | 0 | 0 | 43.2455 | 178.5773 | 0 | 0 | 0 | 0 | 0 | 168.5409 | -102.0315 | -50.5714 | 131.5287 | 0.36651 | 0.3648 | 0.37847 | 0.36382 | 61.7713 | -37.2214 | -19.1397 | 47.853
7 | 20 | 4 | 420.4235 | 421.5549 | 424.1772 | 425.9549 | 0 | 0 | 0 | 0 | 127.7964 | 335.1935 | 0 | 0 | 0 | 0 | 0 | 0 | 140.5485 | 75.0818 | 290.0112 | 290.0112 | 0 | 0 | 0 | 0 | 0 | 65.4166 | 178.6965 | 0 | 0 | 0 | 0 | 0 | 152.0787 | -54.137 | -44.5305 | 135.9436 | 0.36512 | 0.37056 | 0.38415 | 0.36382 | 55.5275 | -20.0611 | -17.1063 | 49.4592
7 | 20 | 5 | 443.0741 | 443.1016 | 444.5863 | 445.3339 | 0 | 0 | 0 | 0 | 184.2764 | 286.2915 | 0 | 0 | 0 | 0 | 0 | 0 | 105.5321 | 52.9969 | 281.5467 | 281.5467 | 0 | 0 | 0 | 0 | 0 | 15.3137 | -68.509 | 179.8886 | 0 | 0 | 0 | 0 | 153.2657 | 88.4995 | 231.5486 | -16.1014 | 0.36404 | 0.37803 | 0.38589 | 0.36382 | 55.7954 | 33.4555 | 89.3519 | -5.858
7 | 20 | 6 | 469.5873 | 468.533 | 468.9767 | 468.8463 | 0 | 0 | 0 | 0 | 201.9347 | 282.6992 | 0 | 0 | 0 | 0 | 0 | 0 | 95.6665 | 83.8623 | 385.9448 | 386.144 | 0 | 0 | 0 | 0 | 0 | 43.8886 | 175.5177 | -77.9088 | 0 | 0 | 0 | 0 | 171.9861 | 58.0828 | -92.4857 | 160.6111 | 0.36811 | 0.37383 | 0.38312 | 0.36387 | 63.3091 | 21.7132 | -35.4328 | 58.4413
7 | 20 | 7 | 509.1178 | 507.5656 | 507.8127 | 507.7248 | 0 | 0 | 0 | 0 | 198.1185 | 272.5677 | 0 | 0 | 0 | 0 | 0 | 0 | 111.1928 | 183.5974 | 716.7914 | 718.3917 | 0 | 0 | 0 | 0 | 0 | -16.3404 | -53.7317 | 0 | 0 | 0 | 0 | 0 | 199.8065 | 67.741 | -155.2471 | -210.6669 | 0.37184 | 0.3586 | 0.37474 | 0.37002 | 74.2958 | 24.2917 | -58.1766 | -77.9501
7 | 20 | 8 | 548.2795 | 547.3127 | 548.7581 | 550.192 | 0 | 0 | 0 | 0 | 159.7789 | 216.7182 | 0 | 0 | 0 | 0 | 0 | 0 | 167.1684 | 315.2873 | 970.3261 | 984.0101 | 0 | 0 | 0 | 0 | 0 | -13.6726 | -46.4954 | 0 | 0 | 0 | 0 | 0 | 221.3323 | 28.9798 | -375.0727 | -433.818 | 0.37003 | 0.38103 | 0.36475 | 0.38586 | 81.8989 | 11.0421 | -136.8082 | -167.3948
7 | 20 | 9 | 579.2983 | 579.5442 | 582.8334 | 586.3476 | 0 | 0 | 0 | 0 | 191.8485 | 156.5316 | 0 | 0 | 0 | 0 | 0 | 0 | 234.4874 | 441.796 | 1141.6319 | 1169.7626 | 0 | 0 | 0 | 0 | 0 | -64.4815 | -266.1728 | -3.51 | 0 | 0 | 0 | 0 | 152.9624 | 45.6981 | -292.6256 | -579.9051 | 0.36691 | 0.38398 | 0.38398 | 0 | 56.1241 | 17.547 | -112.3609 | 0
7 | 20 | 10 | 612.4247 | 613.3396 | 617.4394 | 621.5873 | 0 | 0 | 0 | 0 | 176.7012 | 127.0234 | 0 | 0 | 0 | 0 | 0 | 0 | 290.0853 | 531.1959 | 1239.7756 | 1278.6069 | 0 | 0 | 0 | 0 | 0 | -61.3591 | -351 | -258.4817 | 0 | 0 | 0 | 0 | 145.6382 | 16.4793 | -271.3362 | -398.5379 | 0.36691 | 0.38398 | 0.38398 | 0 | 53.4367 | 6.3277 | -104.1863 | 0
7 | 20 | 11 | 636.6836 | 638.113 | 642.5843 | 646.6999 | 0 | 0 | 0 | 0 | 177.6487 | 128.7359 | 0 | 0 | 0 | 0 | 0 | 0 | 323.9001 | 580.2282 | 1271.9733 | 1317.4344 | 0 | 0 | 0 | 0 | 0 | -60 | -351 | -351 | 0 | 0 | 0 | 0 | 135.1348 | -10.8511 | -278.3891 | -319.7345 | 0.36691 | 0.38398 | 0.38398 | 0 | 49.5829 | -4.1666 | -106.8944 | 0
7 | 20 | 12 | 649.0779 | 650.8701 | 655.5769 | 659.6379 | 0 | 0 | 0 | 0 | 172.3026 | 133.2241 | 0 | 0 | 0 | 0 | 0 | 0 | 365.1959 | 609.1927 | 1268.3364 | 1316.7032 | 0 | 0 | 0 | 0 | 0 | -60 | -351 | -351 | 0 | 0 | 0 | 0 | 111.5794 | -31.5467 | -261.7595 | -306.0653 | 0.36691 | 0.38398 | 0.38398 | 0 | 40.94 | -12.1132 | -100.5091 | 0
7 | 20 | 13 | 667.1385 | 670.106 | 676.0931 | 681.1746 | 0 | 0 | 0 | 0 | 159.8293 | 138.1092 | 0 | 0 | 0 | 0 | 0 | 0 | 416.7198 | 618.9253 | 1256.478 | 1305.2478 | 0 | 0 | 0 | 0 | 0 | -43.1691 | -194.8028 | -351 | 0 | 0 | 0 | 0 | 90.5894 | -43.7594 | -385.5821 | -273.0732 | 0.36382 | 0.38398 | 0.38398 | 0 | 32.9584 | -16.8025 | -148.0539 | 0
7 | 20 | 14 | 680.9246 | 684.802 | 691.8676 | 697.9221 | 0 | 0 | 0 | 0 | 192.7942 | 139.6667 | 0 | 0 | 0 | 0 | 0 | 0 | 450.8236 | 615.189 | 1253.1984 | 1300.0666 | 0 | 0 | 0 | 0 | 0 | -32.1042 | -205.7875 | -229.6026 | 0 | 0 | 0 | 0 | 37.3068 | -37.9496 | -355.5433 | -372.542 | 0.36561 | 0.38398 | 0.38398 | 0 | 13.6396 | -14.5717 | -136.5197 | 0
7 | 20 | 15 | 687.8704 | 692.5462 | 700.4875 | 707.2757 | 0 | 0 | 0 | 0 | 169.6641 | 163.5469 | 0 | 0 | 0 | 0 | 0 | 0 | 437.5765 | 584.1359 | 1234.9198 | 1276.0614 | 0 | 0 | 0 | 0 | 0 | -3.0002 | 0 | 1.1435 | 0 | 0 | 0 | 0 | 80.6298 | -52.1364 | -534.4322 | -569.9292 | 0.36533 | 0.38398 | 0.38025 | 0 | 29.4562 | -20.0191 | -203.2174 | 0
7 | 20 | 16 | 689.4127 | 696.3149 | 706.7263 | 715.7117 | 0 | 0 | 0 | 0 | 160.0651 | 185.4641 | 0 | 0 | 0 | 0 | 0 | 0 | 433.0355 | 556.9242 | 1189.4112 | 1223.517 | 0 | 0 | 0 | 0 | 0 | -3.0002 | -35.1 | 5.1612 | 0 | 0 | 0 | 0 | 96.3122 | -43.0732 | -447.5849 | -512.9665 | 0.37414 | 0.38398 | 0.38398 | 0.38586 | 36.0339 | -16.539 | -171.8614 | -197.9347
7 | 20 | 17 | 676.6699 | 685.8981 | 698.8019 | 709.9739 | 0 | 0 | 0 | 0 | 172.8091 | 252.4118 | 0 | 0 | 0 | 0 | 0 | 0 | 426.9803 | 485.797 | 1084.8499 | 1107.1925 | 0 | 0 | 0 | 0 | 0 | -6.9167 | -25.4398 | -17.55 | 0 | 0 | 0 | 0 | 76.8805 | -45.3939 | -360.6082 | -379.6685 | 0.38366 | 0.35923 | 0.36981 | 0.37601 | 29.4957 | -16.3067 | -133.3555 | -142.7608
7 | 20 | 18 | 649.7683 | 661.0696 | 676.1635 | 689.2976 | 0 | 0 | 0 | 0 | 186.3065 | 255.4801 | 0 | 0 | 0 | 0 | 0 | 0 | 354.01 | 359.3479 | 863.905 | 872.3824 | 0 | 0 | 0 | 0 | 0 | -5.9951 | -6.5697 | 0 | 0 | 0 | 0 | 0 | 109.4517 | 52.2367 | -181.1718 | -183.0848 | 0.38585 | 0.38166 | 0.38652 | 0.37341 | 42.2323 | 19.9366 | -70.0274 | -68.3657
7 | 20 | 19 | 622.1858 | 634.6779 | 650.9619 | 665.1435 | 0 | 0 | 0 | 0 | 203.2487 | 291.8334 | 0 | 0 | 0 | 0 | 0 | 0 | 283.6757 | 211.1823 | 472.1286 | 472.5339 | 0 | 0 | 0 | 0 | 0 | -17.0609 | -24.1417 | 161.2525 | 0 | 0 | 0 | 0 | 135.2614 | 148.723 | 202.975 | 31.3572 | 0.38793 | 0.39411 | 0.38919 | 0.38458 | 52.4726 | 58.6131 | 78.9957 | 12.0593
7 | 20 | 20 | 625.9212 | 639.0651 | 655.9885 | 670.6222 | 0 | 0 | 0 | 0 | 194.4771 | 304.9252 | 0 | 0 | 0 | 0 | 0 | 0 | 275.3131 | 159.9599 | 348.3765 | 348.3771 | 0 | 0 | 0 | 0 | 0 | 50.9382 | 185.6856 | 214.0835 | 0 | 0 | 0 | 0 | 156.131 | 123.2417 | 121.9264 | 108.1616 | 0.38829 | 0.40541 | 0.3998 | 0.38892 | 60.6245 | 49.9628 | 48.7464 | 42.0658
7 | 20 | 21 | 611.4868 | 624.7926 | 641.7344 | 656.269 | 0 | 0 | 0 | 0 | 195.6206 | 344.8632 | 0 | 0 | 0 | 0 | 0 | 0 | 276.6092 | 157.0753 | 343.2143 | 343.2143 | 0 | 0 | 0 | 0 | 0 | 0 | 192.0654 | 117 | 0 | 0 | 0 | 0 | 139.257 | 122.8541 | 106.4546 | 196.0547 | 0.38736 | 0.40087 | 0.39574 | 0.38805 | 53.943 | 49.2485 | 42.128 | 76.0795
7 | 20 | 22 | 564.2584 | 577.4768 | 594.1203 | 608.3963 | 0 | 0 | 0 | 0 | 197.2381 | 339.4599 | 0 | 0 | 0 | 0 | 0 | 0 | 262.6124 | 146.6709 | 334.4552 | 334.4552 | 0 | 0 | 0 | 0 | 0 | 5.6124 | 97.8208 | 101.7105 | 0 | 0 | 0 | 0 | 104.4079 | 85.7337 | 161.8442 | 172.2306 | 0.38147 | 0.39646 | 0.3914 | 0.38267 | 39.8282 | 33.9902 | 63.3451 | 65.9077
7 | 20 | 23 | 521.9055 | 534.5916 | 550.4598 | 564.0454 | 0 | 0 | 0 | 0 | 189.5149 | 360.6666 | 0 | 0 | 0 | 0 | 0 | 0 | 230.9963 | 124.3382 | 341.6106 | 341.6106 | 0 | 0 | 0 | 0 | 0 | 13.0833 | 13.3733 | 137.0092 | 0 | 0 | 0 | 0 | 101.3944 | 36.5034 | 195.4758 | 85.4255 | 0.37334 | 0.38975 | 0.38502 | 0.37572 | 37.8544 | 14.2272 | 75.2616 | 32.0961
7 | 20 | 24 | 479.2433 | 489.367 | 502.1935 | 513.0474 | 0 | 0 | 0 | 0 | 172.2759 | 393.3846 | 0 | 0 | 0 | 0 | 0 | 0 | 212.8551 | 116.5301 | 337.067 | 337.067 | 0 | 0 | 0 | 0 | 0 | 4.689 | 92.1563 | 117 | 0 | 0 | 0 | 0 | 94.1123 | -25.2366 | 72.9702 | 58.9804 | 0.36396 | 0.38033 | 0.38357 | 0.36382 | 34.253 | -9.5982 | 27.9891 | 21.4583
7 | 21 | 1 | 448.4054 | 455.7141 | 465.2249 | 473.0491 | 0 | 0 | 0 | 0 | 119.5959 | 414.9385 | 0 | 0 | 0 | 0 | 0 | 0 | 195.7519 | 109.0847 | 325.9951 | 325.9951 | 0 | 0 | 0 | 0 | 0 | 13.0833 | 93.1762 | 22.5214 | 0 | 0 | 0 | 0 | 133.0576 | -81.3924 | 46.0536 | 124.5327 | 0.3644 | 0.37066 | 0.38218 | 0.36382 | 48.4865 | -30.1688 | 17.6006 | 45.3077
7 | 21 | 2 | 428.4551 | 433.4621 | 440.3788 | 445.9428 | 0 | 0 | 0 | 0 | 115.6957 | 417.9437 | 0 | 0 | 0 | 0 | 0 | 0 | 167.1916 | 91.336 | 319.2828 | 319.2828 | 0 | 0 | 0 | 0 | 0 | 25.5046 | 161.6101 | 0 | 0 | 0 | 0 | 0 | 145.5679 | -101.3222 | -40.5141 | 126.66 | 0.3644 | 0.36878 | 0.38135 | 0.36382 | 53.0454 | -37.3655 | -15.4502 | 46.0817
7 | 21 | 3 | 416.5825 | 419.3933 | 423.8606 | 427.2837 | 0 | 0 | 0 | 0 | 111.5354 | 407.315 | 0 | 0 | 0 | 0 | 0 | 0 | 142.7987 | 71.3952 | 304.1015 | 304.1015 | 0 | 0 | 0 | 0 | 0 | 43.2455 | 178.5773 | 0 | 0 | 0 | 0 | 0 | 162.2485 | -102.5623 | -58.8182 | 123.1823 | 0.36651 | 0.3648 | 0.37847 | 0.36382 | 59.4651 | -37.415 | -22.2609 | 44.8164
7 | 21 | 4 | 414.9305 | 415.882 | 418.2864 | 419.8753 | 0 | 0 | 0 | 0 | 127.7964 | 335.1935 | 0 | 0 | 0 | 0 | 0 | 0 | 130.4193 | 58.491 | 292.784 | 292.784 | 0 | 0 | 0 | 0 | 0 | 65.4166 | 178.6965 | 0 | 0 | 0 | 0 | 0 | 156.7148 | -43.2191 | -53.1942 | 127.0913 | 0.36512 | 0.37056 | 0.38415 | 0.36382 | 57.2203 | -16.0154 | -20.4344 | 46.2386
7 | 21 | 5 | 420.0323 | 419.3056 | 419.8756 | 419.8321 | 0 | 0 | 0 | 0 | 184.2764 | 286.2915 | 0 | 0 | 0 | 0 | 0 | 0 | 102.2876 | 40.691 | 282.2786 | 282.2786 | 0 | 0 | 0 | 0 | 0 | 15.3137 | -68.509 | 179.8886 | 0 | 0 | 0 | 0 | 133.4683 | 77.0093 | 206.1061 | -42.3352 | 0.36404 | 0.37803 | 0.38589 | 0.36382 | 48.5883 | 29.1119 | 79.5339 | -15.4025
7 | 21 | 6 | 420.4762 | 417.8142 | 416.3087 | 414.4919 | 0 | 0 | 0 | 0 | 201.9347 | 282.6992 | 0 | 0 | 0 | 0 | 0 | 0 | 84.0629 | 79.6541 | 396.4411 | 396.6452 | 0 | 0 | 0 | 0 | 0 | 43.8886 | 175.5177 | -77.9088 | 0 | 0 | 0 | 0 | 134.4786 | 11.5722 | -155.6501 | 95.7555 | 0.36811 | 0.37383 | 0.38312 | 0.36387 | 49.5023 | 4.3261 | -59.6321 | 34.8424
7 | 21 | 7 | 443.5637 | 439.8657 | 437.5108 | 435.172 | 0 | 0 | 0 | 0 | 198.1185 | 272.5677 | 0 | 0 | 0 | 0 | 0 | 0 | 108.5047 | 181.8965 | 705.0808 | 706.6733 | 0 | 0 | 0 | 0 | 0 | -16.3404 | -53.7317 | 0 | 0 | 0 | 0 | 0 | 136.9405 | 1.742 | -213.8383 | -271.5013 | 0.37184 | 0.3586 | 0.37474 | 0.37002 | 50.9198 | 0.62467 | -80.1328 | -100.4598
7 | 21 | 8 | 479.7342 | 476.5236 | 475.2483 | 474.3286 | 0 | 0 | 0 | 0 | 159.7789 | 216.7182 | 0 | 0 | 0 | 0 | 0 | 0 | 181.1329 | 320.0689 | 939.6659 | 953.5211 | 0 | 0 | 0 | 0 | 0 | -13.6726 | -46.4954 | 0 | 0 | 0 | 0 | 0 | 138.8224 | -46.5909 | -417.9223 | -479.1925 | 0.37003 | 0.38103 | 0.36475 | 0.38586 | 51.368 | -17.7524 | -152.4377 | -184.9032
7 | 21 | 9 | 515.7203 | 513.885 | 514.6507 | 515.9818 | 0 | 0 | 0 | 0 | 191.8485 | 156.5316 | 0 | 0 | 0 | 0 | 0 | 0 | 240.033 | 438.0183 | 1099.8386 | 1127.625 | 0 | 0 | 0 | 0 | 0 | -64.4815 | -266.1728 | -3.51 | 0 | 0 | 0 | 0 | 83.8388 | -16.1834 | -319.0151 | -608.1332 | 0.36691 | 0.38398 | 0.38398 | 0 | 30.7616 | -6.214 | -122.4938 | 0
7 | 21 | 10 | 544.8401 | 543.5427 | 544.96 | 546.7872 | 0 | 0 | 0 | 0 | 176.7012 | 127.0234 | 0 | 0 | 0 | 0 | 0 | 0 | 271.5555 | 512.4321 | 1190.7005 | 1228.9923 | 0 | 0 | 0 | 0 | 0 | -61.3591 | -351 | -258.4817 | 0 | 0 | 0 | 0 | 96.5835 | -34.5537 | -294.7405 | -423.7234 | 0.36691 | 0.38398 | 0.38398 | 0 | 35.4378 | -13.2677 | -113.173 | 0
7 | 21 | 11 | 566.416 | 565.5452 | 567.2275 | 568.9303 | 0 | 0 | 0 | 0 | 177.6487 | 128.7359 | 0 | 0 | 0 | 0 | 0 | 0 | 286.4353 | 545.3336 | 1225.1796 | 1269.3487 | 0 | 0 | 0 | 0 | 0 | -60 | -351 | -351 | 0 | 0 | 0 | 0 | 102.332 | -48.5242 | -306.952 | -349.4184 | 0.36691 | 0.38398 | 0.38398 | 0 | 37.547 | -18.6321 | -117.8619 | 0
7 | 21 | 12 | 589.8327 | 589.6856 | 592.0408 | 594.0675 | 0 | 0 | 0 | 0 | 172.3026 | 133.2241 | 0 | 0 | 0 | 0 | 0 | 0 | 302.0756 | 559.3767 | 1213.762 | 1260.5702 | 0 | 0 | 0 | 0 | 0 | -60 | -351 | -351 | 0 | 0 | 0 | 0 | 115.4544 | -42.9153 | -270.7212 | -315.5026 | 0.36691 | 0.38398 | 0.38398 | 0 | 42.3618 | -16.4784 | -103.9502 | 0
7 | 21 | 13 | 610.6307 | 611.7485 | 615.4928 | 618.6339 | 0 | 0 | 0 | 0 | 159.8293 | 138.1092 | 0 | 0 | 0 | 0 | 0 | 0 | 322.836 | 577.3281 | 1205.0465 | 1252.5163 | 0 | 0 | 0 | 0 | 0 | -43.1691 | -194.8028 | -351 | 0 | 0 | 0 | 0 | 127.9654 | -60.5197 | -394.7509 | -282.8824 | 0.36382 | 0.38398 | 0.38398 | 0 | 46.5566 | -23.2381 | -151.5745 | 0
7 | 21 | 14 | 623.1478 | 625.134 | 629.9063 | 633.9769 | 0 | 0 | 0 | 0 | 192.7942 | 139.6667 | 0 | 0 | 0 | 0 | 0 | 0 | 323.9366 | 555.9648 | 1180.7741 | 1226.2132 | 0 | 0 | 0 | 0 | 0 | -32.1042 | -205.7875 | -229.6026 | 0 | 0 | 0 | 0 | 106.4171 | -38.3934 | -345.0802 | -362.6338 | 0.36561 | 0.38398 | 0.38398 | 0 | 38.9069 | -14.7421 | -132.5022 | 0
7 | 21 | 15 | 634.4265 | 637.3528 | 643.1729 | 648.1259 | 0 | 0 | 0 | 0 | 169.6641 | 163.5469 | 0 | 0 | 0 | 0 | 0 | 0 | 329.1968 | 541.2327 | 1173.2903 | 1214.6237 | 0 | 0 | 0 | 0 | 0 | -3.0002 | 0 | 1.1435 | 0 | 0 | 0 | 0 | 135.5655 | -64.4266 | -530.1174 | -567.6413 | 0.36533 | 0.38398 | 0.38025 | 0 | 49.5256 | -24.7382 | -201.5767 | 0
7 | 21 | 16 | 640.4103 | 645.7084 | 654.1749 | 661.4777 | 0 | 0 | 0 | 0 | 160.0651 | 185.4641 | 0 | 0 | 0 | 0 | 0 | 0 | 328.5449 | 504.4102 | 1137.3802 | 1171.1365 | 0 | 0 | 0 | 0 | 0 | -3.0002 | -35.1 | 5.1612 | 0 | 0 | 0 | 0 | 151.8003 | -41.1656 | -448.1053 | -514.82 | 0.37414 | 0.38398 | 0.38398 | 0.38586 | 56.7941 | -15.8066 | -172.0612 | -198.6499
7 | 21 | 17 | 634.7197 | 642.5747 | 653.8134 | 663.545 | 0 | 0 | 0 | 0 | 172.8091 | 252.4118 | 0 | 0 | 0 | 0 | 0 | 0 | 287.4259 | 416.2544 | 1040.8745 | 1063.2998 | 0 | 0 | 0 | 0 | 0 | -6.9167 | -25.4398 | -17.55 | 0 | 0 | 0 | 0 | 174.4847 | -19.1748 | -361.6213 | -382.2048 | 0.38366 | 0.35923 | 0.36981 | 0.37601 | 66.9421 | -6.8881 | -133.7302 | -143.7145
7 | 21 | 18 | 619.2573 | 629.56 | 643.4428 | 655.5293 | 0 | 0 | 0 | 0 | 186.3065 | 255.4801 | 0 | 0 | 0 | 0 | 0 | 0 | 240.8954 | 300.501 | 840.1427 | 848.9392 | 0 | 0 | 0 | 0 | 0 | -5.9951 | -6.5697 | 0 | 0 | 0 | 0 | 0 | 192.0555 | 79.5739 | -190.1302 | -193.4099 | 0.38585 | 0.38166 | 0.38652 | 0.37341 | 74.1053 | 30.3701 | -73.4901 | -72.2212
7 | 21 | 19 | 595.3188 | 606.9314 | 622.149 | 635.4081 | 0 | 0 | 0 | 0 | 203.2487 | 291.8334 | 0 | 0 | 0 | 0 | 0 | 0 | 224.3589 | 184.6651 | 457.3454 | 457.7577 | 0 | 0 | 0 | 0 | 0 | -17.0609 | -24.1417 | 161.2525 | 0 | 0 | 0 | 0 | 167.7112 | 147.4938 | 188.9454 | 16.3979 | 0.38793 | 0.39411 | 0.38919 | 0.38458 | 65.061 | 58.1286 | 73.5355 | 6.3063
7 | 21 | 20 | 599.5618 | 611.8429 | 627.72 | 641.4486 | 0 | 0 | 0 | 0 | 194.4771 | 304.9252 | 0 | 0 | 0 | 0 | 0 | 0 | 238.0909 | 156.0952 | 347.1166 | 347.1172 | 0 | 0 | 0 | 0 | 0 | 50.9382 | 185.6856 | 214.0835 | 0 | 0 | 0 | 0 | 166.9938 | 99.8842 | 94.9178 | 80.2479 | 0.38829 | 0.40541 | 0.3998 | 0.38892 | 64.8425 | 40.4936 | 37.9483 | 31.2097
7 | 21 | 21 | 588.6262 | 601.1837 | 617.2182 | 630.9679 | 0 | 0 | 0 | 0 | 195.6206 | 344.8632 | 0 | 0 | 0 | 0 | 0 | 0 | 230.5513 | 142.8555 | 336.2762 | 336.2762 | 0 | 0 | 0 | 0 | 0 | 0 | 192.0654 | 117 | 0 | 0 | 0 | 0 | 162.4543 | 113.4651 | 88.8765 | 177.6916 | 0.38736 | 0.40087 | 0.39574 | 0.38805 | 62.9287 | 45.4847 | 35.1717 | 68.9537
7 | 21 | 22 | 547.6523 | 560.3272 | 576.3115 | 590.0174 | 0 | 0 | 0 | 0 | 197.2381 | 339.4599 | 0 | 0 | 0 | 0 | 0 | 0 | 216.8291 | 126.3349 | 320.3477 | 320.3477 | 0 | 0 | 0 | 0 | 0 | 5.6124 | 97.8208 | 101.7105 | 0 | 0 | 0 | 0 | 133.5852 | 88.92 | 158.143 | 167.9591 | 0.38147 | 0.39646 | 0.3914 | 0.38267 | 50.9584 | 35.2535 | 61.8964 | 64.2731
7 | 21 | 23 | 505.0638 | 517.1985 | 532.3983 | 545.4056 | 0 | 0 | 0 | 0 | 189.5149 | 360.6666 | 0 | 0 | 0 | 0 | 0 | 0 | 217.7439 | 122.9918 | 314.5688 | 314.5688 | 0 | 0 | 0 | 0 | 0 | 13.0833 | 13.3733 | 137.0092 | 0 | 0 | 0 | 0 | 97.805 | 20.4568 | 204.4561 | 93.8275 | 0.37334 | 0.38975 | 0.38502 | 0.37572 | 36.5143 | 7.973 | 78.7191 | 35.2528
7 | 21 | 24 | 466.5712 | 476.2801 | 488.6036 | 499.0224 | 0 | 0 | 0 | 0 | 172.2759 | 393.3846 | 0 | 0 | 0 | 0 | 0 | 0 | 199.2833 | 116.1931 | 311.9018 | 311.9018 | 0 | 0 | 0 | 0 | 0 | 4.689 | 92.1563 | 117 | 0 | 0 | 0 | 0 | 95.012 | -37.9866 | 84.5455 | 70.1206 | 0.36396 | 0.38033 | 0.38357 | 0.36382 | 34.5805 | -14.4474 | 32.429 | 25.5114
7 | 22 | 1 | 439.9392 | 446.9708 | 456.1455 | 463.6791 | 0 | 0 | 0 | 0 | 119.5959 | 414.9385 | 0 | 0 | 0 | 0 | 0 | 0 | 188.8341 | 115.3007 | 311.9254 | 311.9254 | 0 | 0 | 0 | 0 | 0 | 13.0833 | 93.1762 | 22.5214 | 0 | 0 | 0 | 0 | 131.5092 | -96.3517 | 51.044 | 129.2323 | 0.3644 | 0.37066 | 0.38218 | 0.36382 | 47.9223 | -35.7135 | 19.5078 | 47.0175
7 | 22 | 2 | 417.886 | 422.5469 | 429.0442 | 434.2453 | 0 | 0 | 0 | 0 | 115.6957 | 417.9437 | 0 | 0 | 0 | 0 | 0 | 0 | 191.3379 | 103.0351 | 296.4535 | 296.4535 | 0 | 0 | 0 | 0 | 0 | 25.5046 | 161.6101 | 0 | 0 | 0 | 0 | 0 | 110.8524 | -123.9364 | -29.0194 | 137.7918 | 0.3644 | 0.36878 | 0.38135 | 0.36382 | 40.3949 | -45.7051 | -11.0667 | 50.1316
7 | 22 | 3 | 407.5543 | 410.0696 | 414.1785 | 417.2917 | 0 | 0 | 0 | 0 | 111.5354 | 407.315 | 0 | 0 | 0 | 0 | 0 | 0 | 178.0445 | 86.8459 | 280.7682 | 280.7682 | 0 | 0 | 0 | 0 | 0 | 43.2455 | 178.5773 | 0 | 0 | 0 | 0 | 0 | 117.9744 | -127.3367 | -45.167 | 136.5235 | 0.36651 | 0.3648 | 0.37847 | 0.36382 | 43.2384 | -46.4528 | -17.0943 | 49.6702
7 | 22 | 4 | 401.9502 | 402.4768 | 404.366 | 405.5093 | 0 | 0 | 0 | 0 | 127.7964 | 335.1935 | 0 | 0 | 0 | 0 | 0 | 0 | 165.668 | 81.2844 | 276.5089 | 276.5089 | 0 | 0 | 0 | 0 | 0 | 65.4166 | 178.6965 | 0 | 0 | 0 | 0 | 0 | 108.4859 | -79.4177 | -50.8394 | 129.0004 | 0.36512 | 0.37056 | 0.38415 | 0.36382 | 39.6108 | -29.4292 | -19.5299 | 46.9331
7 | 22 | 5 | 403.39 | 402.1185 | 402.028 | 401.413 | 0 | 0 | 0 | 0 | 184.2764 | 286.2915 | 0 | 0 | 0 | 0 | 0 | 0 | 164.5162 | 80.4262 | 270.7165 | 270.7166 | 0 | 0 | 0 | 0 | 0 | 15.3137 | -68.509 | 179.8886 | 0 | 0 | 0 | 0 | 54.5974 | 20.0871 | 199.8205 | -49.1922 | 0.36404 | 0.37803 | 0.38589 | 0.36382 | 19.8758 | 7.5935 | 77.1083 | -17.8972
7 | 22 | 6 | 397.6338 | 394.224 | 391.8119 | 389.2108 | 0 | 0 | 0 | 0 | 201.9347 | 282.6992 | 0 | 0 | 0 | 0 | 0 | 0 | 130.5828 | 89.5376 | 370.8533 | 371.0288 | 0 | 0 | 0 | 0 | 0 | 43.8886 | 175.5177 | -77.9088 | 0 | 0 | 0 | 0 | 65.1162 | -21.9014 | -154.5591 | 96.0907 | 0.36811 | 0.37383 | 0.38312 | 0.36387 | 23.9696 | -8.1874 | -59.2141 | 34.9644
7 | 22 | 7 | 416.1347 | 411.5388 | 408.0952 | 404.8146 | 0 | 0 | 0 | 0 | 198.1185 | 272.5677 | 0 | 0 | 0 | 0 | 0 | 0 | 134.7295 | 179.042 | 678.6749 | 679.9843 | 0 | 0 | 0 | 0 | 0 | -16.3404 | -53.7317 | 0 | 0 | 0 | 0 | 0 | 83.2867 | -23.7304 | -216.848 | -275.1698 | 0.37184 | 0.3586 | 0.37474 | 0.37002 | 30.9692 | -8.5096 | -81.2606 | -101.8172
7 | 22 | 8 | 447.7729 | 443.5161 | 440.9722 | 438.9551 | 0 | 0 | 0 | 0 | 159.7789 | 216.7182 | 0 | 0 | 0 | 0 | 0 | 0 | 172.6947 | 283.578 | 917.1232 | 928.1384 | 0 | 0 | 0 | 0 | 0 | -13.6726 | -46.4954 | 0 | 0 | 0 | 0 | 0 | 115.2994 | -43.1075 | -429.6556 | -489.1833 | 0.37003 | 0.38103 | 0.36475 | 0.38586 | 42.6639 | -16.4252 | -156.7174 | -188.7583
7 | 22 | 9 | 483.1064 | 480.2035 | 479.6748 | 479.8859 | 0 | 0 | 0 | 0 | 191.8485 | 156.5316 | 0 | 0 | 0 | 0 | 0 | 0 | 198.498 | 347.1857 | 1043.6856 | 1063.9321 | 0 | 0 | 0 | 0 | 0 | -64.4815 | -266.1728 | -3.51 | 0 | 0 | 0 | 0 | 92.7599 | 40.9678 | -297.8381 | -580.5361 | 0.36691 | 0.38398 | 0.38398 | 0 | 34.0349 | 15.7306 | -114.3624 | 0
7 | 22 | 10 | 514.3111 | 512.0143 | 512.2199 | 512.9988 | 0 | 0 | 0 | 0 | 176.7012 | 127.0234 | 0 | 0 | 0 | 0 | 0 | 0 | 227.5614 | 427.0678 | 1127.4257 | 1158.819 | 0 | 0 | 0 | 0 | 0 | -61.3591 | -351 | -258.4817 | 0 | 0 | 0 | 0 | 110.0485 | 19.2822 | -264.2058 | -387.3385 | 0.36691 | 0.38398 | 0.38398 | 0 | 40.3783 | 7.4039 | -101.4484 | 0
7 | 22 | 11 | 545.6947 | 544.1456 | 545.0055 | 545.9968 | 0 | 0 | 0 | 0 | 177.6487 | 128.7359 | 0 | 0 | 0 | 0 | 0 | 0 | 234.4791 | 452.473 | 1149.0191 | 1185.3635 | 0 | 0 | 0 | 0 | 0 | -60 | -351 | -351 | 0 | 0 | 0 | 0 | 133.5669 | 22.9367 | -253.0136 | -288.3668 | 0.36691 | 0.38398 | 0.38398 | 0 | 49.0075 | 8.8071 | -97.1509 | 0
7 | 22 | 12 | 574.2056 | 573.5469 | 575.2819 | 576.772 | 0 | 0 | 0 | 0 | 172.3026 | 133.2241 | 0 | 0 | 0 | 0 | 0 | 0 | 239.7611 | 462.8902 | 1140.0947 | 1178.5154 | 0 | 0 | 0 | 0 | 0 | -60 | -351 | -351 | 0 | 0 | 0 | 0 | 162.1419 | 37.4326 | -213.8128 | -250.7433 | 0.36691 | 0.38398 | 0.38398 | 0 | 59.4921 | 14.3732 | -82.0988 | 0
7 | 22 | 13 | 599.4271 | 600.1781 | 603.4777 | 606.2341 | 0 | 0 | 0 | 0 | 159.8293 | 138.1092 | 0 | 0 | 0 | 0 | 0 | 0 | 266.724 | 497.0279 | 1142.617 | 1184.517 | 0 | 0 | 0 | 0 | 0 | -43.1691 | -194.8028 | -351 | 0 | 0 | 0 | 0 | 172.8738 | 8.2102 | -344.3365 | -227.2829 | 0.36382 | 0.38398 | 0.38398 | 0 | 62.8953 | 3.1525 | -132.2166 | 0
7 | 22 | 14 | 618.6337 | 620.4721 | 625.0653 | 628.9808 | 0 | 0 | 0 | 0 | 192.7942 | 139.6667 | 0 | 0 | 0 | 0 | 0 | 0 | 308.0346 | 519.0896 | 1144.3774 | 1185.2236 | 0 | 0 | 0 | 0 | 0 | -32.1042 | -205.7875 | -229.6026 | 0 | 0 | 0 | 0 | 117.805 | -6.18 | -313.5246 | -326.6401 | 0.36561 | 0.38398 | 0.38398 | 0 | 43.0704 | -2.373 | -120.3856 | 0
7 | 22 | 15 | 632.6136 | 635.4806 | 641.2287 | 646.1195 | 0 | 0 | 0 | 0 | 169.6641 | 163.5469 | 0 | 0 | 0 | 0 | 0 | 0 | 328.5317 | 497.0538 | 1150.9871 | 1184.9914 | 0 | 0 | 0 | 0 | 0 | -3.0002 | 0 | 1.1435 | 0 | 0 | 0 | 0 | 134.4178 | -22.1199 | -509.7584 | -540.0154 | 0.36533 | 0.38398 | 0.38025 | 0 | 49.1063 | -8.4935 | -193.8352 | 0
7 | 22 | 16 | 640.1021 | 645.3902 | 653.8444 | 661.1366 | 0 | 0 | 0 | 0 | 160.0651 | 185.4641 | 0 | 0 | 0 | 0 | 0 | 0 | 324.3054 | 454.1266 | 1123.0507 | 1149.9003 | 0 | 0 | 0 | 0 | 0 | -3.0002 | -35.1 | 5.1612 | 0 | 0 | 0 | 0 | 155.7317 | 8.7997 | -434.1063 | -493.9249 | 0.37414 | 0.38398 | 0.38398 | 0.38586 | 58.265 | 3.3789 | -166.686 | -190.5873
7 | 22 | 17 | 639.5782 | 647.5922 | 659.0238 | 668.9222 | 0 | 0 | 0 | 0 | 172.8091 | 252.4118 | 0 | 0 | 0 | 0 | 0 | 0 | 338.6047 | 401.4719 | 1014.6467 | 1030.9693 | 0 | 0 | 0 | 0 | 0 | -6.9167 | -25.4398 | -17.55 | 0 | 0 | 0 | 0 | 128.1645 | 0.6253 | -330.1831 | -344.4971 | 0.38366 | 0.35923 | 0.36981 | 0.37601 | 49.171 | 0.22462 | -122.1041 | -129.5358
7 | 22 | 18 | 630.5516 | 641.224 | 655.5551 | 668.0294 | 0 | 0 | 0 | 0 | 186.3065 | 255.4801 | 0 | 0 | 0 | 0 | 0 | 0 | 281.1677 | 285.2576 | 815.215 | 821.5343 | 0 | 0 | 0 | 0 | 0 | -5.9951 | -6.5697 | 0 | 0 | 0 | 0 | 0 | 163.0774 | 106.4813 | -153.0903 | -153.5049 | 0.38585 | 0.38166 | 0.38652 | 0.37341 | 62.924 | 40.6395 | -59.1732 | -57.3203
7 | 22 | 19 | 616.3664 | 628.6681 | 644.721 | 658.7029 | 0 | 0 | 0 | 0 | 203.2487 | 291.8334 | 0 | 0 | 0 | 0 | 0 | 0 | 237.3353 | 151.4531 | 464.1803 | 464.6372 | 0 | 0 | 0 | 0 | 0 | -17.0609 | -24.1417 | 161.2525 | 0 | 0 | 0 | 0 | 175.7825 | 202.4424 | 204.6825 | 32.8131 | 0.38793 | 0.39411 | 0.38919 | 0.38458 | 68.1921 | 79.7843 | 79.6602 | 12.6192
7 | 22 | 20 | 618.9959 | 631.9132 | 648.5617 | 662.9576 | 0 | 0 | 0 | 0 | 194.4771 | 304.9252 | 0 | 0 | 0 | 0 | 0 | 0 | 197.3271 | 102.9983 | 342.6644 | 342.6651 | 0 | 0 | 0 | 0 | 0 | 50.9382 | 185.6856 | 214.0835 | 0 | 0 | 0 | 0 | 227.1917 | 173.0514 | 120.2117 | 106.209 | 0.38829 | 0.40541 | 0.3998 | 0.38892 | 88.2169 | 70.1559 | 48.0608 | 41.3064
7 | 22 | 21 | 609.0756 | 622.3025 | 639.1486 | 653.6005 | 0 | 0 | 0 | 0 | 195.6206 | 344.8632 | 0 | 0 | 0 | 0 | 0 | 0 | 207.3127 | 116.7574 | 350.9073 | 350.9073 | 0 | 0 | 0 | 0 | 0 | 0 | 192.0654 | 117 | 0 | 0 | 0 | 0 | 206.1424 | 160.682 | 96.1759 | 185.6932 | 0.38736 | 0.40087 | 0.39574 | 0.38805 | 79.8518 | 64.4126 | 38.0603 | 72.0587
7 | 22 | 22 | 555.7922 | 568.7335 | 585.0409 | 599.0263 | 0 | 0 | 0 | 0 | 197.2381 | 339.4599 | 0 | 0 | 0 | 0 | 0 | 0 | 197.5749 | 101.8676 | 342.6503 | 342.6503 | 0 | 0 | 0 | 0 | 0 | 5.6124 | 97.8208 | 101.7105 | 0 | 0 | 0 | 0 | 160.9791 | 121.7936 | 144.5698 | 154.6654 | 0.38147 | 0.39646 | 0.3914 | 0.38267 | 61.4083 | 48.2866 | 56.5839 | 59.186
7 | 22 | 23 | 505.4626 | 517.6104 | 532.826 | 545.847 | 0 | 0 | 0 | 0 | 189.5149 | 360.6666 | 0 | 0 | 0 | 0 | 0 | 0 | 195.4125 | 100.7437 | 341.2751 | 341.2751 | 0 | 0 | 0 | 0 | 0 | 13.0833 | 13.3733 | 137.0092 | 0 | 0 | 0 | 0 | 120.5353 | 43.1168 | 178.1776 | 67.5627 | 0.37334 | 0.38975 | 0.38502 | 0.37572 | 45.0004 | 16.8047 | 68.6015 | 25.3846
7 | 22 | 24 | 463.0905 | 472.6854 | 484.8708 | 495.17 | 0 | 0 | 0 | 0 | 172.2759 | 393.3846 | 0 | 0 | 0 | 0 | 0 | 0 | 189.4871 | 103.0688 | 337.9753 | 337.9753 | 0 | 0 | 0 | 0 | 0 | 4.689 | 92.1563 | 117 | 0 | 0 | 0 | 0 | 101.3274 | -28.4569 | 54.7392 | 40.1948 | 0.36396 | 0.38033 | 0.38357 | 0.36382 | 36.879 | -10.823 | 20.9962 | 14.6237
7 | 23 | 1 | 439.9574 | 446.9895 | 456.1649 | 463.6991 | 0 | 0 | 0 | 0 | 119.5959 | 414.9385 | 0 | 0 | 0 | 0 | 0 | 0 | 199.4604 | 113.5694 | 327.9545 | 327.9545 | 0 | 0 | 0 | 0 | 0 | 13.0833 | 93.1762 | 22.5214 | 0 | 0 | 0 | 0 | 120.9011 | -94.6017 | 35.0342 | 113.2232 | 0.3644 | 0.37066 | 0.38218 | 0.36382 | 44.0567 | -35.0649 | 13.3892 | 41.1931
7 | 23 | 2 | 423.2521 | 428.0888 | 434.799 | 440.1843 | 0 | 0 | 0 | 0 | 115.6957 | 417.9437 | 0 | 0 | 0 | 0 | 0 | 0 | 197.7034 | 105.15 | 308.0731 | 308.0731 | 0 | 0 | 0 | 0 | 0 | 25.5046 | 161.6101 | 0 | 0 | 0 | 0 | 0 | 109.853 | -120.5095 | -34.8842 | 132.1113 | 0.3644 | 0.36878 | 0.38135 | 0.36382 | 40.0308 | -44.4413 | -13.3032 | 48.0649
7 | 23 | 3 | 415.5311 | 418.3074 | 422.733 | 426.12 | 0 | 0 | 0 | 0 | 111.5354 | 407.315 | 0 | 0 | 0 | 0 | 0 | 0 | 177.8699 | 77.4759 | 292.6866 | 292.6866 | 0 | 0 | 0 | 0 | 0 | 43.2455 | 178.5773 | 0 | 0 | 0 | 0 | 0 | 126.1257 | -109.7289 | -48.5309 | 133.4334 | 0.36651 | 0.3648 | 0.37847 | 0.36382 | 46.2259 | -40.0294 | -18.3675 | 48.546
7 | 23 | 4 | 425.6809 | 426.9843 | 429.8154 | 431.7735 | 0 | 0 | 0 | 0 | 127.7964 | 335.1935 | 0 | 0 | 0 | 0 | 0 | 0 | 166.3043 | 71.1505 | 277.604 | 277.604 | 0 | 0 | 0 | 0 | 0 | 65.4166 | 178.6965 | 0 | 0 | 0 | 0 | 0 | 131.5803 | -44.7762 | -26.4852 | 154.1695 | 0.36512 | 0.37056 | 0.38415 | 0.36382 | 48.043 | -16.5924 | -10.1742 | 56.0902
7 | 23 | 5 | 452.4468 | 452.7811 | 454.6377 | 455.7072 | 0 | 0 | 0 | 0 | 184.2764 | 286.2915 | 0 | 0 | 0 | 0 | 0 | 0 | 184.3309 | 82.4613 | 264.9778 | 264.9778 | 0 | 0 | 0 | 0 | 0 | 15.3137 | -68.509 | 179.8886 | 0 | 0 | 0 | 0 | 83.8394 | 68.7146 | 258.1689 | 10.8408 | 0.36404 | 0.37803 | 0.38589 | 0.36382 | 30.5212 | 25.9762 | 99.6243 | 3.9441
7 | 23 | 6 | 485.6314 | 485.1022 | 486.1828 | 486.6033 | 0 | 0 | 0 | 0 | 201.9347 | 282.6992 | 0 | 0 | 0 | 0 | 0 | 0 | 169.0646 | 88.9664 | 279.9546 | 280.0894 | 0 | 0 | 0 | 0 | 0 | 43.8886 | 175.5177 | -77.9088 | 0 | 0 | 0 | 0 | 114.6321 | 69.548 | 30.7105 | 284.4227 | 0.36811 | 0.37383 | 0.38312 | 0.36387 | 42.1967 | 25.9992 | 11.7657 | 103.4924
7 | 23 | 7 | 527.8993 | 526.962 | 527.9544 | 528.5115 | 0 | 0 | 0 | 0 | 198.1185 | 272.5677 | 0 | 0 | 0 | 0 | 0 | 0 | 151.7579 | 153.0085 | 449.0688 | 450.4435 | 0 | 0 | 0 | 0 | 0 | -16.3404 | -53.7317 | 0 | 0 | 0 | 0 | 0 | 178.023 | 117.7263 | 132.6173 | 78.068 | 0.37184 | 0.3586 | 0.37474 | 0.37002 | 66.1958 | 42.2162 | 49.6964 | 28.8864
7 | 23 | 8 | 570.7231 | 570.491 | 572.8271 | 575.0317 | 0 | 0 | 0 | 0 | 159.7789 | 216.7182 | 0 | 0 | 0 | 0 | 0 | 0 | 161.3609 | 216.2529 | 553.7066 | 562.1403 | 0 | 0 | 0 | 0 | 0 | -13.6726 | -46.4954 | 0 | 0 | 0 | 0 | 0 | 249.5833 | 151.1924 | 65.6159 | 12.8915 | 0.37003 | 0.38103 | 0.36475 | 0.38586 | 92.3525 | 57.6085 | 23.9335 | 4.9744
7 | 23 | 9 | 612.6736 | 614.012 | 618.6259 | 623.2861 | 0 | 0 | 0 | 0 | 191.8485 | 156.5316 | 0 | 0 | 0 | 0 | 0 | 0 | 200.0744 | 293.1161 | 626.4222 | 644.9955 | 0 | 0 | 0 | 0 | 0 | -64.4815 | -266.1728 | -3.51 | 0 | 0 | 0 | 0 | 220.7506 | 228.8458 | 258.3765 | -18.1994 | 0.36691 | 0.38398 | 0.38398 | 0 | 80.9965 | 87.8711 | 99.2101 | 0
7 | 23 | 10 | 642.3917 | 644.2876 | 649.5768 | 654.7537 | 0 | 0 | 0 | 0 | 176.7012 | 127.0234 | 0 | 0 | 0 | 0 | 0 | 0 | 230.8536 | 385.3653 | 799.6195 | 828.2941 | 0 | 0 | 0 | 0 | 0 | -61.3591 | -351 | -258.4817 | 0 | 0 | 0 | 0 | 234.8369 | 193.258 | 200.9573 | 84.9412 | 0.36691 | 0.38398 | 0.38398 | 0 | 86.165 | 74.2063 | 77.1626 | 0
7 | 23 | 11 | 670.6209 | 673.1612 | 678.9795 | 684.2604 | 0 | 0 | 0 | 0 | 177.6487 | 128.7359 | 0 | 0 | 0 | 0 | 0 | 0 | 244.6439 | 410.6378 | 804.6103 | 838.5694 | 0 | 0 | 0 | 0 | 0 | -60 | -351 | -351 | 0 | 0 | 0 | 0 | 248.3283 | 193.7875 | 225.3692 | 196.691 | 0.36691 | 0.38398 | 0.38398 | 0 | 91.1151 | 74.4096 | 86.5361 | 0
7 | 23 | 12 | 693.2943 | 696.5339 | 702.9957 | 708.575 | 0 | 0 | 0 | 0 | 172.3026 | 133.2241 | 0 | 0 | 0 | 0 | 0 | 0 | 267.8773 | 403.9291 | 698.5124 | 734.5988 | 0 | 0 | 0 | 0 | 0 | -60 | -351 | -351 | 0 | 0 | 0 | 0 | 253.1143 | 219.3806 | 355.4832 | 324.9762 | 0.36691 | 0.38398 | 0.38398 | 0 | 92.8712 | 84.2367 | 136.4967 | 0
7 | 23 | 13 | 718.7696 | 723.4272 | 731.4636 | 738.318 | 0 | 0 | 0 | 0 | 159.8293 | 138.1092 | 0 | 0 | 0 | 0 | 0 | 0 | 284.8426 | 405.9616 | 705.1614 | 741.6239 | 0 | 0 | 0 | 0 | 0 | -43.1691 | -194.8028 | -351 | 0 | 0 | 0 | 0 | 274.0977 | 222.5255 | 221.1051 | 347.6941 | 0.36382 | 0.38398 | 0.38398 | 0 | 99.7227 | 85.4443 | 84.8988 | 0
7 | 23 | 14 | 737.668 | 743.4029 | 752.7207 | 760.7236 | 0 | 0 | 0 | 0 | 192.7942 | 139.6667 | 0 | 0 | 0 | 0 | 0 | 0 | 314.3523 | 374.9506 | 604.56 | 636.9791 | 0 | 0 | 0 | 0 | 0 | -32.1042 | -205.7875 | -229.6026 | 0 | 0 | 0 | 0 | 230.5216 | 260.8898 | 353.9482 | 353.347 | 0.36561 | 0.38398 | 0.38398 | 0 | 84.2804 | 100.1752 | 135.9073 | 0
7 | 23 | 15 | 749.1098 | 755.7903 | 766.1622 | 775.0532 | 0 | 0 | 0 | 0 | 169.6641 | 163.5469 | 0 | 0 | 0 | 0 | 0 | 0 | 339.3456 | 376.5143 | 565.5012 | 593.9082 | 0 | 0 | 0 | 0 | 0 | -3.0002 | 0 | 1.1435 | 0 | 0 | 0 | 0 | 240.1001 | 218.7293 | 200.661 | 180.0015 | 0.36533 | 0.38398 | 0.38025 | 0 | 87.7148 | 83.9866 | 76.3012 | 0
7 | 23 | 16 | 753.4621 | 762.4609 | 775.4145 | 786.5992 | 0 | 0 | 0 | 0 | 160.0651 | 185.4641 | 0 | 0 | 0 | 0 | 0 | 0 | 352.8495 | 364.4117 | 544.1577 | 567.2711 | 0 | 0 | 0 | 0 | 0 | -3.0002 | -35.1 | 5.1612 | 0 | 0 | 0 | 0 | 240.5475 | 215.5854 | 266.3567 | 214.1669 | 0.37414 | 0.38398 | 0.38398 | 0.38586 | 89.9977 | 82.7794 | 102.2743 | 82.639
7 | 23 | 17 | 740.6468 | 751.9692 | 767.4123 | 780.7811 | 0 | 0 | 0 | 0 | 172.8091 | 252.4118 | 0 | 0 | 0 | 0 | 0 | 0 | 341.1286 | 309.1101 | 528.3868 | 544.0895 | 0 | 0 | 0 | 0 | 0 | -6.9167 | -25.4398 | -17.55 | 0 | 0 | 0 | 0 | 226.7091 | 197.3641 | 264.4653 | 254.2416 | 0.38366 | 0.35923 | 0.36981 | 0.37601 | 86.9782 | 70.8983 | 97.8012 | 95.5985
7 | 23 | 18 | 718.6037 | 732.1583 | 749.9844 | 765.4821 | 0 | 0 | 0 | 0 | 186.3065 | 255.4801 | 0 | 0 | 0 | 0 | 0 | 0 | 323.5714 | 241.5251 | 495.2933 | 501.7125 | 0 | 0 | 0 | 0 | 0 | -5.9951 | -6.5697 | 0 | 0 | 0 | 0 | 0 | 208.7257 | 241.1482 | 261.2607 | 263.7696 | 0.38585 | 0.38166 | 0.38652 | 0.37341 | 80.5376 | 92.0363 | 100.9838 | 98.4942
7 | 23 | 19 | 690.7311 | 705.4671 | 724.4717 | 741.007 | 0 | 0 | 0 | 0 | 203.2487 | 291.8334 | 0 | 0 | 0 | 0 | 0 | 0 | 319.6599 | 175.5331 | 349.57 | 349.9414 | 0 | 0 | 0 | 0 | 0 | -17.0609 | -24.1417 | 161.2525 | 0 | 0 | 0 | 0 | 167.8226 | 255.1614 | 399.0434 | 229.8131 | 0.38793 | 0.39411 | 0.38919 | 0.38458 | 65.1042 | 100.5614 | 155.3033 | 88.3811
7 | 23 | 20 | 690.8045 | 706.0723 | 725.571 | 742.4326 | 0 | 0 | 0 | 0 | 194.4771 | 304.9252 | 0 | 0 | 0 | 0 | 0 | 0 | 312.7671 | 146.1709 | 337.8827 | 337.8832 | 0 | 0 | 0 | 0 | 0 | 50.9382 | 185.6856 | 214.0835 | 0 | 0 | 0 | 0 | 183.5604 | 204.038 | 202.0027 | 190.466 | 0.38829 | 0.40541 | 0.3998 | 0.38892 | 71.2752 | 82.718 | 80.761 | 74.0754
7 | 23 | 21 | 671.8197 | 687.1005 | 706.437 | 723.0433 | 0 | 0 | 0 | 0 | 195.6206 | 344.8632 | 0 | 0 | 0 | 0 | 0 | 0 | 288.7686 | 140.222 | 340.6091 | 340.6091 | 0 | 0 | 0 | 0 | 0 | 0 | 192.0654 | 117 | 0 | 0 | 0 | 0 | 187.4305 | 202.0153 | 173.7624 | 265.4342 | 0.38736 | 0.40087 | 0.39574 | 0.38805 | 72.6036 | 80.9819 | 68.7641 | 103.0024
7 | 23 | 22 | 606.8069 | 621.4181 | 639.7504 | 655.4874 | 0 | 0 | 0 | 0 | 197.2381 | 339.4599 | 0 | 0 | 0 | 0 | 0 | 0 | 287.6799 | 145.9329 | 359.1873 | 359.1873 | 0 | 0 | 0 | 0 | 0 | 5.6124 | 97.8208 | 101.7105 | 0 | 0 | 0 | 0 | 121.8889 | 130.4129 | 182.7423 | 194.5896 | 0.38147 | 0.39646 | 0.3914 | 0.38267 | 46.4966 | 51.7038 | 71.5245 | 74.4639
7 | 23 | 23 | 546.9778 | 560.4845 | 577.3479 | 591.7944 | 0 | 0 | 0 | 0 | 189.5149 | 360.6666 | 0 | 0 | 0 | 0 | 0 | 0 | 266.4631 | 154.725 | 384.3134 | 384.3134 | 0 | 0 | 0 | 0 | 0 | 13.0833 | 13.3733 | 137.0092 | 0 | 0 | 0 | 0 | 90.9998 | 32.0096 | 179.6612 | 70.4718 | 0.37334 | 0.38975 | 0.38502 | 0.37572 | 33.9737 | 12.4757 | 69.1727 | 26.4777
7 | 23 | 24 | 502.7021 | 513.5937 | 527.3513 | 539.0107 | 0 | 0 | 0 | 0 | 172.2759 | 393.3846 | 0 | 0 | 0 | 0 | 0 | 0 | 257.1954 | 140.7337 | 362.4063 | 362.4063 | 0 | 0 | 0 | 0 | 0 | 4.689 | 92.1563 | 117 | 0 | 0 | 0 | 0 | 73.2308 | -25.2136 | 72.7887 | 59.6044 | 0.36396 | 0.38033 | 0.38357 | 0.36382 | 26.653 | -9.5895 | 27.9194 | 21.6854
7 | 24 | 1 | 472.9701 | 481.0829 | 491.5686 | 500.2364 | 0 | 0 | 0 | 0 | 119.5959 | 414.9385 | 0 | 0 | 0 | 0 | 0 | 0 | 217.9512 | 108.132 | 337.0208 | 337.0208 | 0 | 0 | 0 | 0 | 0 | 13.0833 | 93.1762 | 22.5214 | 0 | 0 | 0 | 0 | 135.423 | -55.0709 | 61.3717 | 140.6942 | 0.3644 | 0.37066 | 0.38218 | 0.36382 | 49.3485 | -20.4125 | 23.4548 | 51.1876
7 | 24 | 2 | 450.5542 | 456.2846 | 464.0785 | 470.4013 | 0 | 0 | 0 | 0 | 115.6957 | 417.9437 | 0 | 0 | 0 | 0 | 0 | 0 | 195.7436 | 82.5452 | 322.9161 | 322.9161 | 0 | 0 | 0 | 0 | 0 | 25.5046 | 161.6101 | 0 | 0 | 0 | 0 | 0 | 139.1149 | -69.7089 | -20.4478 | 147.4852 | 0.3644 | 0.36878 | 0.38135 | 0.36382 | 50.6939 | -25.7072 | -7.7978 | 53.6583
7 | 24 | 3 | 440.8027 | 444.4064 | 449.8349 | 454.0898 | 0 | 0 | 0 | 0 | 111.5354 | 407.315 | 0 | 0 | 0 | 0 | 0 | 0 | 195.9532 | 83.0336 | 351.1215 | 351.1215 | 0 | 0 | 0 | 0 | 0 | 43.2455 | 178.5773 | 0 | 0 | 0 | 0 | 0 | 133.3141 | -89.1877 | -79.8638 | 102.9683 | 0.36651 | 0.3648 | 0.37847 | 0.36382 | 48.8605 | -32.5359 | -30.226 | 37.4621
7 | 24 | 4 | 443.556 | 445.4445 | 448.9851 | 451.557 | 0 | 0 | 0 | 0 | 127.7964 | 335.1935 | 0 | 0 | 0 | 0 | 0 | 0 | 193.5688 | 78.1452 | 364.5459 | 364.5459 | 0 | 0 | 0 | 0 | 0 | 65.4166 | 178.6965 | 0 | 0 | 0 | 0 | 0 | 122.1909 | -33.3107 | -94.2573 | 87.0112 | 0.36512 | 0.37056 | 0.38415 | 0.36382 | 44.6148 | -12.3437 | -36.2087 | 31.6565
7 | 24 | 5 | 464.7382 | 465.4748 | 467.8193 | 469.3108 | 0 | 0 | 0 | 0 | 184.2764 | 286.2915 | 0 | 0 | 0 | 0 | 0 | 0 | 149.1978 | 65.7553 | 359.6053 | 359.6053 | 0 | 0 | 0 | 0 | 0 | 15.3137 | -68.509 | 179.8886 | 0 | 0 | 0 | 0 | 131.2639 | 98.1143 | 176.7231 | -70.183 | 0.36404 | 0.37803 | 0.38589 | 0.36382 | 47.7858 | 37.0902 | 68.1953 | -25.5341
7 | 24 | 6 | 493.0824 | 492.7971 | 494.1734 | 494.8498 | 0 | 0 | 0 | 0 | 201.9347 | 282.6992 | 0 | 0 | 0 | 0 | 0 | 0 | 153.3449 | 83.8698 | 366.6368 | 366.7764 | 0 | 0 | 0 | 0 | 0 | 43.8886 | 175.5177 | -77.9088 | 0 | 0 | 0 | 0 | 137.8028 | 82.3395 | -47.981 | 205.9821 | 0.36811 | 0.37383 | 0.38312 | 0.36387 | 50.726 | 30.7811 | -18.3823 | 74.9504
7 | 24 | 7 | 537.5801 | 536.9597 | 538.3364 | 539.2259 | 0 | 0 | 0 | 0 | 198.1185 | 272.5677 | 0 | 0 | 0 | 0 | 0 | 0 | 187.0144 | 153.4451 | 556.1881 | 557.9272 | 0 | 0 | 0 | 0 | 0 | -16.3404 | -53.7317 | 0 | 0 | 0 | 0 | 0 | 152.4472 | 127.2874 | 35.88 | -18.7013 | 0.37184 | 0.3586 | 0.37474 | 0.37002 | 56.6858 | 45.6448 | 13.4455 | -6.9198
7 | 24 | 8 | 582.4887 | 582.6417 | 585.4449 | 588.0535 | 0 | 0 | 0 | 0 | 159.7789 | 216.7182 | 0 | 0 | 0 | 0 | 0 | 0 | 231.1791 | 278.7309 | 791.1122 | 804.0904 | 0 | 0 | 0 | 0 | 0 | -13.6726 | -46.4954 | 0 | 0 | 0 | 0 | 0 | 191.5308 | 100.8652 | -159.1719 | -216.0368 | 0.37003 | 0.38103 | 0.36475 | 0.38586 | 70.8715 | 38.4324 | -58.0582 | -83.3609
7 | 24 | 9 | 622.2819 | 623.9348 | 628.9301 | 633.9202 | 0 | 0 | 0 | 0 | 191.8485 | 156.5316 | 0 | 0 | 0 | 0 | 0 | 0 | 257.3953 | 373.9529 | 967.0725 | 992.934 | 0 | 0 | 0 | 0 | 0 | -64.4815 | -266.1728 | -3.51 | 0 | 0 | 0 | 0 | 173.038 | 157.9319 | -71.9696 | -355.5038 | 0.36691 | 0.38398 | 0.38398 | 0 | 63.4901 | 60.6419 | -27.6345 | 0
7 | 24 | 10 | 659.2153 | 661.6619 | 667.6189 | 673.3734 | 0 | 0 | 0 | 0 | 176.7012 | 127.0234 | 0 | 0 | 0 | 0 | 0 | 0 | 268.6631 | 440.7575 | 1086.4497 | 1121.8609 | 0 | 0 | 0 | 0 | 0 | -61.3591 | -351 | -258.4817 | 0 | 0 | 0 | 0 | 213.851 | 155.2401 | -67.8308 | -190.0058 | 0.36691 | 0.38398 | 0.38398 | 0 | 78.4649 | 59.6083 | -26.0453 | 0
7 | 24 | 11 | 689.6925 | 692.8571 | 699.4324 | 705.3682 | 0 | 0 | 0 | 0 | 177.6487 | 128.7359 | 0 | 0 | 0 | 0 | 0 | 0 | 263.6966 | 474.1883 | 1147.8147 | 1187.9258 | 0 | 0 | 0 | 0 | 0 | -60 | -351 | -351 | 0 | 0 | 0 | 0 | 248.3472 | 149.9329 | -97.3824 | -131.5576 | 0.36691 | 0.38398 | 0.38398 | 0 | 91.122 | 57.5705 | -37.3924 | 0
7 | 24 | 12 | 709.7734 | 713.5525 | 720.6683 | 726.8135 | 0 | 0 | 0 | 0 | 172.3026 | 133.2241 | 0 | 0 | 0 | 0 | 0 | 0 | 265.075 | 486.9415 | 1158.3492 | 1199.8096 | 0 | 0 | 0 | 0 | 0 | -60 | -351 | -351 | 0 | 0 | 0 | 0 | 272.3958 | 153.3869 | -86.6809 | -121.9961 | 0.36691 | 0.38398 | 0.38398 | 0 | 99.9458 | 58.8967 | -33.2833 | 0
7 | 24 | 13 | 733.599 | 738.742 | 747.3671 | 754.7306 | 0 | 0 | 0 | 0 | 159.8293 | 138.1092 | 0 | 0 | 0 | 0 | 0 | 0 | 278.4055 | 502.9713 | 1181.5133 | 1223.7248 | 0 | 0 | 0 | 0 | 0 | -43.1691 | -194.8028 | -351 | 0 | 0 | 0 | 0 | 295.3643 | 140.8307 | -239.3434 | -117.9942 | 0.36382 | 0.38398 | 0.38398 | 0 | 107.46 | 54.0755 | -91.9019 | 0
7 | 24 | 14 | 748.2734 | 754.3555 | 764.0942 | 772.4613 | 0 | 0 | 0 | 0 | 192.7942 | 139.6667 | 0 | 0 | 0 | 0 | 0 | 0 | 301.2301 | 516.7703 | 1177.7666 | 1218.3912 | 0 | 0 | 0 | 0 | 0 | -32.1042 | -205.7875 | -229.6026 | 0 | 0 | 0 | 0 | 254.2491 | 130.0226 | -207.8848 | -216.3274 | 0.36561 | 0.38398 | 0.38398 | 0 | 92.9554 | 49.9255 | -79.8226 | 0
7 | 24 | 15 | 757.1772 | 764.1217 | 774.8139 | 783.9819 | 0 | 0 | 0 | 0 | 169.6641 | 163.5469 | 0 | 0 | 0 | 0 | 0 | 0 | 305.9461 | 496.0943 | 1168.2379 | 1203.735 | 0 | 0 | 0 | 0 | 0 | -3.0002 | 0 | 1.1435 | 0 | 0 | 0 | 0 | 281.5669 | 107.4807 | -393.424 | -420.8967 | 0.36533 | 0.38398 | 0.38025 | 0 | 102.8637 | 41.2699 | -149.5991 | 0
7 | 24 | 16 | 757.6317 | 766.767 | 779.8861 | 791.214 | 0 | 0 | 0 | 0 | 160.0651 | 185.4641 | 0 | 0 | 0 | 0 | 0 | 0 | 301.7538 | 467.3559 | 1166.0589 | 1195.9802 | 0 | 0 | 0 | 0 | 0 | -3.0002 | -35.1 | 5.1612 | 0 | 0 | 0 | 0 | 295.8128 | 116.9473 | -351.0728 | -409.9274 | 0.37414 | 0.38398 | 0.38398 | 0.38586 | 110.6745 | 44.9049 | -134.8032 | -158.1758
7 | 24 | 17 | 749.7475 | 761.3678 | 777.1722 | 790.8535 | 0 | 0 | 0 | 0 | 172.8091 | 252.4118 | 0 | 0 | 0 | 0 | 0 | 0 | 326.6123 | 417.9908 | 1019.4821 | 1038.8606 | 0 | 0 | 0 | 0 | 0 | -6.9167 | -25.4398 | -17.55 | 0 | 0 | 0 | 0 | 250.3261 | 97.882 | -216.8702 | -230.4571 | 0.38366 | 0.35923 | 0.36981 | 0.37601 | 96.039 | 35.1617 | -80.2002 | -86.6552
7 | 24 | 18 | 720.6703 | 734.2927 | 752.2007 | 767.7694 | 0 | 0 | 0 | 0 | 186.3065 | 255.4801 | 0 | 0 | 0 | 0 | 0 | 0 | 324.9408 | 331.5119 | 782.5889 | 790.3448 | 0 | 0 | 0 | 0 | 0 | -5.9951 | -6.5697 | 0 | 0 | 0 | 0 | 0 | 209.423 | 153.2958 | -23.8185 | -22.5754 | 0.38585 | 0.38166 | 0.38652 | 0.37341 | 80.8066 | 58.5066 | -9.2065 | -8.4299
7 | 24 | 19 | 686.3077 | 700.8988 | 719.7278 | 736.1113 | 0 | 0 | 0 | 0 | 203.2487 | 291.8334 | 0 | 0 | 0 | 0 | 0 | 0 | 259.4858 | 167.428 | 462.7042 | 463.1235 | 0 | 0 | 0 | 0 | 0 | -17.0609 | -24.1417 | 161.2525 | 0 | 0 | 0 | 0 | 223.5732 | 258.6982 | 281.1654 | 111.7353 | 0.38793 | 0.39411 | 0.38919 | 0.38458 | 86.7318 | 101.9553 | 109.4265 | 42.971
7 | 24 | 20 | 683.2085 | 698.2277 | 717.4249 | 734.0256 | 0 | 0 | 0 | 0 | 194.4771 | 304.9252 | 0 | 0 | 0 | 0 | 0 | 0 | 256.6934 | 116.9757 | 312.0776 | 312.0781 | 0 | 0 | 0 | 0 | 0 | 50.9382 | 185.6856 | 214.0835 | 0 | 0 | 0 | 0 | 232.038 | 225.3886 | 219.6616 | 207.8641 | 0.38829 | 0.40541 | 0.3998 | 0.38892 | 90.0987 | 91.3737 | 87.8211 | 80.8418
7 | 24 | 21 | 657.5704 | 672.3847 | 691.1557 | 707.2727 | 0 | 0 | 0 | 0 | 195.6206 | 344.8632 | 0 | 0 | 0 | 0 | 0 | 0 | 312.0782 | 155.6407 | 313.0424 | 313.0424 | 0 | 0 | 0 | 0 | 0 | 0 | 192.0654 | 117 | 0 | 0 | 0 | 0 | 149.8717 | 171.8808 | 186.0479 | 277.2303 | 0.38736 | 0.40087 | 0.39574 | 0.38805 | 58.0547 | 68.9019 | 73.6259 | 107.5799
7 | 24 | 22 | 598.3951 | 612.731 | 630.7294 | 646.1776 | 0 | 0 | 0 | 0 | 197.2381 | 339.4599 | 0 | 0 | 0 | 0 | 0 | 0 | 260.3893 | 134.972 | 321.114 | 321.114 | 0 | 0 | 0 | 0 | 0 | 5.6124 | 97.8208 | 101.7105 | 0 | 0 | 0 | 0 | 140.7676 | 132.6867 | 211.7945 | 223.353 | 0.38147 | 0.39646 | 0.3914 | 0.38267 | 53.6983 | 52.6053 | 82.8954 | 85.4708
7 | 24 | 23 | 539.1461 | 552.3965 | 568.949 | 583.1266 | 0 | 0 | 0 | 0 | 189.5149 | 360.6666 | 0 | 0 | 0 | 0 | 0 | 0 | 184.2158 | 97.3047 | 325.4133 | 325.4133 | 0 | 0 | 0 | 0 | 0 | 13.0833 | 13.3733 | 137.0092 | 0 | 0 | 0 | 0 | 165.4155 | 81.3419 | 230.1624 | 120.7041 | 0.37334 | 0.38975 | 0.38502 | 0.37572 | 61.7559 | 31.7029 | 88.6165 | 45.3509
7 | 24 | 24 | 491.3897 | 501.911 | 515.2195 | 526.4905 | 0 | 0 | 0 | 0 | 172.2759 | 393.3846 | 0 | 0 | 0 | 0 | 0 | 0 | 157.8702 | 96.6718 | 334.1389 | 334.1389 | 0 | 0 | 0 | 0 | 0 | 4.689 | 92.1563 | 117 | 0 | 0 | 0 | 0 | 161.2436 | 7.1656 | 88.9244 | 75.3516 | 0.36396 | 0.38033 | 0.38357 | 0.36382 | 58.686 | 2.7253 | 34.1086 | 27.4146
7 | 25 | 1 | 462.4735 | 470.2426 | 480.3118 | 488.6191 | 0 | 0 | 0 | 0 | 119.5959 | 414.9385 | 0 | 0 | 0 | 0 | 0 | 0 | 148.843 | 89.0603 | 323.2667 | 323.2667 | 0 | 0 | 0 | 0 | 0 | 13.0833 | 93.1762 | 22.5214 | 0 | 0 | 0 | 0 | 194.0345 | -46.8394 | 63.8689 | 142.831 | 0.3644 | 0.37066 | 0.38218 | 0.36382 | 70.7067 | -17.3614 | 24.4091 | 51.965
7 | 25 | 2 | 442.1787 | 447.6349 | 455.0963 | 461.1316 | 0 | 0 | 0 | 0 | 115.6957 | 417.9437 | 0 | 0 | 0 | 0 | 0 | 0 | 121.7392 | 61.4591 | 298.0135 | 298.0135 | 0 | 0 | 0 | 0 | 0 | 25.5046 | 161.6101 | 0 | 0 | 0 | 0 | 0 | 204.7438 | -57.2725 | -4.5273 | 163.1181 | 0.3644 | 0.36878 | 0.38135 | 0.36382 | 74.6092 | -21.1209 | -1.7265 | 59.3459
7 | 25 | 3 | 429.3997 | 432.63 | 437.606 | 441.4693 | 0 | 0 | 0 | 0 | 111.5354 | 407.315 | 0 | 0 | 0 | 0 | 0 | 0 | 98.7351 | 43.1524 | 282.244 | 282.244 | 0 | 0 | 0 | 0 | 0 | 43.2455 | 178.5773 | 0 | 0 | 0 | 0 | 0 | 219.1291 | -61.0828 | -23.2153 | 159.2253 | 0.36651 | 0.3648 | 0.37847 | 0.36382 | 80.3122 | -22.2831 | -8.7863 | 57.9296
7 | 25 | 4 | 435.815 | 437.4501 | 440.6834 | 442.9895 | 0 | 0 | 0 | 0 | 127.7964 | 335.1935 | 0 | 0 | 0 | 0 | 0 | 0 | 78.3706 | 35.6822 | 277.1627 | 277.1627 | 0 | 0 | 0 | 0 | 0 | 65.4166 | 178.6965 | 0 | 0 | 0 | 0 | 0 | 229.648 | 1.1579 | -15.1759 | 165.8268 | 0.36512 | 0.37056 | 0.38415 | 0.36382 | 83.8499 | 0.42906 | -5.8298 | 60.3314
7 | 25 | 5 | 458.6831 | 459.2216 | 461.3257 | 462.6093 | 0 | 0 | 0 | 0 | 184.2764 | 286.2915 | 0 | 0 | 0 | 0 | 0 | 0 | 57.472 | 28.4853 | 266.5318 | 266.5318 | 0 | 0 | 0 | 0 | 0 | 15.3137 | -68.509 | 179.8886 | 0 | 0 | 0 | 0 | 216.9347 | 129.131 | 263.303 | 16.1889 | 0.36404 | 0.37803 | 0.38589 | 0.36382 | 78.9737 | 48.8154 | 101.6055 | 5.8899
7 | 25 | 6 | 485.722 | 485.1958 | 486.28 | 486.7036 | 0 | 0 | 0 | 0 | 201.9347 | 282.6992 | 0 | 0 | 0 | 0 | 0 | 0 | 67.0837 | 67.2232 | 325.3057 | 325.4784 | 0 | 0 | 0 | 0 | 0 | 43.8886 | 175.5177 | -77.9088 | 0 | 0 | 0 | 0 | 216.7036 | 91.3848 | -14.5434 | 239.134 | 0.36811 | 0.37383 | 0.38312 | 0.36387 | 79.7698 | 34.1625 | -5.5718 | 87.0133
7 | 25 | 7 | 528.5338 | 527.6173 | 528.6349 | 529.2137 | 0 | 0 | 0 | 0 | 198.1185 | 272.5677 | 0 | 0 | 0 | 0 | 0 | 0 | 110.291 | 184.0006 | 600.8957 | 602.4286 | 0 | 0 | 0 | 0 | 0 | -16.3404 | -53.7317 | 0 | 0 | 0 | 0 | 0 | 220.1244 | 87.3894 | -18.5291 | -73.2149 | 0.37184 | 0.3586 | 0.37474 | 0.37002 | 81.8508 | 31.3375 | -6.9435 | -27.0907
7 | 25 | 8 | 571.0857 | 570.8654 | 573.216 | 575.433 | 0 | 0 | 0 | 0 | 159.7789 | 216.7182 | 0 | 0 | 0 | 0 | 0 | 0 | 174.1008 | 314.6981 | 844.2104 | 857.9316 | 0 | 0 | 0 | 0 | 0 | -13.6726 | -46.4954 | 0 | 0 | 0 | 0 | 0 | 237.206 | 53.1217 | -224.4991 | -282.4986 | 0.37003 | 0.38103 | 0.36475 | 0.38586 | 87.7725 | 20.2408 | -81.8863 | -109.0061
7 | 25 | 9 | 611.1145 | 612.4019 | 616.9539 | 621.5606 | 0 | 0 | 0 | 0 | 191.8485 | 156.5316 | 0 | 0 | 0 | 0 | 0 | 0 | 219.2419 | 415.7272 | 1029.0033 | 1056.5349 | 0 | 0 | 0 | 0 | 0 | -64.4815 | -266.1728 | -3.51 | 0 | 0 | 0 | 0 | 200.0241 | 104.6246 | -145.8765 | -431.4643 | 0.36691 | 0.38398 | 0.38398 | 0 | 73.3916 | 40.1733 | -56.0129 | 0
7 | 25 | 10 | 649.3713 | 651.4957 | 657.0619 | 662.4785 | 0 | 0 | 0 | 0 | 176.7012 | 127.0234 | 0 | 0 | 0 | 0 | 0 | 0 | 247.4745 | 477.5702 | 1118.468 | 1155.5385 | 0 | 0 | 0 | 0 | 0 | -61.3591 | -351 | -258.4817 | 0 | 0 | 0 | 0 | 225.1956 | 108.2611 | -110.4061 | -234.5783 | 0.36691 | 0.38398 | 0.38398 | 0 | 82.6274 | 41.5696 | -42.3932 | 0
7 | 25 | 11 | 677.8725 | 680.6501 | 686.7562 | 692.2862 | 0 | 0 | 0 | 0 | 177.6487 | 128.7359 | 0 | 0 | 0 | 0 | 0 | 0 | 257.6043 | 497.198 | 1166.3351 | 1207.6264 | 0 | 0 | 0 | 0 | 0 | -60 | -351 | -351 | 0 | 0 | 0 | 0 | 242.6195 | 114.7162 | -128.5789 | -164.3403 | 0.36691 | 0.38398 | 0.38398 | 0 | 89.0205 | 44.0482 | -49.3711 | 0
7 | 25 | 12 | 700.3645 | 703.8356 | 710.578 | 716.4001 | 0 | 0 | 0 | 0 | 172.3026 | 133.2241 | 0 | 0 | 0 | 0 | 0 | 0 | 275.3196 | 519.456 | 1161.154 | 1205.7333 | 0 | 0 | 0 | 0 | 0 | -60 | -351 | -351 | 0 | 0 | 0 | 0 | 252.7423 | 111.1555 | -99.576 | -138.3332 | 0.36691 | 0.38398 | 0.38398 | 0 | 92.7347 | 42.681 | -38.2347 | 0
7 | 25 | 13 | 727.9246 | 732.8819 | 741.2818 | 748.4505 | 0 | 0 | 0 | 0 | 159.8293 | 138.1092 | 0 | 0 | 0 | 0 | 0 | 0 | 303.6295 | 534.1482 | 1155.6198 | 1199.732 | 0 | 0 | 0 | 0 | 0 | -43.1691 | -194.8028 | -351 | 0 | 0 | 0 | 0 | 264.4659 | 103.7937 | -219.5352 | -100.2815 | 0.36382 | 0.38398 | 0.38398 | 0 | 96.2185 | 39.8542 | -84.296 | 0
7 | 25 | 14 | 745.9167 | 751.9216 | 761.5667 | 769.8529 | 0 | 0 | 0 | 0 | 192.7942 | 139.6667 | 0 | 0 | 0 | 0 | 0 | 0 | 364.9227 | 572.4925 | 1168.2025 | 1210.3659 | 0 | 0 | 0 | 0 | 0 | -32.1042 | -205.7875 | -229.6026 | 0 | 0 | 0 | 0 | 188.1999 | 71.8665 | -200.8482 | -210.9105 | 0.36561 | 0.38398 | 0.38398 | 0 | 68.8073 | 27.595 | -77.1207 | 0
7 | 25 | 15 | 753.6239 | 760.4521 | 771.0033 | 780.0492 | 0 | 0 | 0 | 0 | 169.6641 | 163.5469 | 0 | 0 | 0 | 0 | 0 | 0 | 296.4919 | 500.6496 | 1147.9347 | 1184.6831 | 0 | 0 | 0 | 0 | 0 | -3.0002 | 0 | 1.1435 | 0 | 0 | 0 | 0 | 287.4679 | 99.2558 | -376.9314 | -405.7774 | 0.36533 | 0.38398 | 0.38025 | 0 | 105.0195 | 38.1118 | -143.3278 | 0
7 | 25 | 16 | 756.8885 | 765.9994 | 779.089 | 790.3914 | 0 | 0 | 0 | 0 | 160.0651 | 185.4641 | 0 | 0 | 0 | 0 | 0 | 0 | 250.4734 | 436.8234 | 1118.0962 | 1147.1568 | 0 | 0 | 0 | 0 | 0 | -3.0002 | -35.1 | 5.1612 | 0 | 0 | 0 | 0 | 346.3499 | 146.7122 | -303.9072 | -361.9266 | 0.37414 | 0.38398 | 0.38398 | 0.38586 | 129.5823 | 56.3338 | -116.6928 | -139.6541
7 | 25 | 17 | 744.2182 | 755.6575 | 771.2424 | 784.7338 | 0 | 0 | 0 | 0 | 172.8091 | 252.4118 | 0 | 0 | 0 | 0 | 0 | 0 | 263.1633 | 395.424 | 1001.4127 | 1020.3612 | 0 | 0 | 0 | 0 | 0 | -6.9167 | -25.4398 | -17.55 | 0 | 0 | 0 | 0 | 308.2458 | 114.7384 | -204.7306 | -218.0774 | 0.38366 | 0.35923 | 0.36981 | 0.37601 | 118.2602 | 41.217 | -75.7108 | -82.0002
7 | 25 | 18 | 720.6341 | 734.2552 | 752.1619 | 767.7293 | 0 | 0 | 0 | 0 | 186.3065 | 255.4801 | 0 | 0 | 0 | 0 | 0 | 0 | 237.4092 | 304.9082 | 806.0673 | 813.6171 | 0 | 0 | 0 | 0 | 0 | -5.9951 | -6.5697 | 0 | 0 | 0 | 0 | 0 | 296.9184 | 179.862 | -47.3358 | -45.8878 | 0.38585 | 0.38166 | 0.38652 | 0.37341 | 114.567 | 68.6458 | -18.2965 | -17.135
7 | 25 | 19 | 690.3504 | 705.0739 | 724.0634 | 740.5856 | 0 | 0 | 0 | 0 | 203.2487 | 291.8334 | 0 | 0 | 0 | 0 | 0 | 0 | 191.4199 | 172.8183 | 461.0934 | 461.5086 | 0 | 0 | 0 | 0 | 0 | -17.0609 | -24.1417 | 161.2525 | 0 | 0 | 0 | 0 | 295.6818 | 257.4831 | 287.1117 | 117.8246 | 0.38793 | 0.39411 | 0.38919 | 0.38458 | 114.7053 | 101.4764 | 111.7407 | 45.3128
7 | 25 | 20 | 684.7132 | 699.7816 | 719.0386 | 735.691 | 0 | 0 | 0 | 0 | 194.4771 | 304.9252 | 0 | 0 | 0 | 0 | 0 | 0 | 162.2015 | 128.9543 | 365.4319 | 365.4323 | 0 | 0 | 0 | 0 | 0 | 50.9382 | 185.6856 | 214.0835 | 0 | 0 | 0 | 0 | 328.0346 | 214.9639 | 167.9211 | 156.1752 | 0.38829 | 0.40541 | 0.3998 | 0.38892 | 127.3735 | 87.1475 | 67.1351 | 60.7391
7 | 25 | 21 | 656.0839 | 670.8495 | 689.5614 | 705.6274 | 0 | 0 | 0 | 0 | 195.6206 | 344.8632 | 0 | 0 | 0 | 0 | 0 | 0 | 175.5189 | 142.649 | 385.0733 | 385.0733 | 0 | 0 | 0 | 0 | 0 | 0 | 192.0654 | 117 | 0 | 0 | 0 | 0 | 284.9443 | 183.3373 | 112.4227 | 203.5541 | 0.38736 | 0.40087 | 0.39574 | 0.38805 | 110.3767 | 73.4945 | 44.4898 | 78.9897
7 | 25 | 22 | 596.4735 | 610.7464 | 628.6685 | 644.0507 | 0 | 0 | 0 | 0 | 197.2381 | 339.4599 | 0 | 0 | 0 | 0 | 0 | 0 | 202.0345 | 162.5656 | 393.4546 | 393.4546 | 0 | 0 | 0 | 0 | 0 | 5.6124 | 97.8208 | 101.7105 | 0 | 0 | 0 | 0 | 197.2008 | 103.1085 | 137.3931 | 148.8856 | 0.38147 | 0.39646 | 0.3914 | 0.38267 | 75.2257 | 40.8786 | 53.775 | 56.9743
7 | 25 | 23 | 539.3274 | 552.5837 | 569.1434 | 583.3272 | 0 | 0 | 0 | 0 | 189.5149 | 360.6666 | 0 | 0 | 0 | 0 | 0 | 0 | 186.1502 | 140.8979 | 365.2028 | 365.2028 | 0 | 0 | 0 | 0 | 0 | 13.0833 | 13.3733 | 137.0092 | 0 | 0 | 0 | 0 | 163.6623 | 37.9358 | 190.5673 | 81.1152 | 0.37334 | 0.38975 | 0.38502 | 0.37572 | 61.1013 | 14.7855 | 73.3717 | 30.4766
7 | 25 | 24 | 492.4593 | 503.0156 | 516.3666 | 527.6743 | 0 | 0 | 0 | 0 | 172.2759 | 393.3846 | 0 | 0 | 0 | 0 | 0 | 0 | 165.0046 | 116.2258 | 339.3334 | 339.3334 | 0 | 0 | 0 | 0 | 0 | 4.689 | 92.1563 | 117 | 0 | 0 | 0 | 0 | 155.1788 | -11.2838 | 84.8769 | 71.3409 | 0.36396 | 0.38033 | 0.38357 | 0.36382 | 56.4787 | -4.2916 | 32.5561 | 25.9554
7 | 26 | 1 | 462.8723 | 470.6545 | 480.7395 | 489.0605 | 0 | 0 | 0 | 0 | 119.5959 | 414.9385 | 0 | 0 | 0 | 0 | 0 | 0 | 144.4456 | 94.7661 | 320.5019 | 320.5019 | 0 | 0 | 0 | 0 | 0 | 13.0833 | 93.1762 | 22.5214 | 0 | 0 | 0 | 0 | 198.8308 | -52.1334 | 67.0614 | 146.0372 | 0.3644 | 0.37066 | 0.38218 | 0.36382 | 72.4544 | -19.3237 | 25.6292 | 53.1315
7 | 26 | 2 | 443.5384 | 449.039 | 456.5544 | 462.6364 | 0 | 0 | 0 | 0 | 115.6957 | 417.9437 | 0 | 0 | 0 | 0 | 0 | 0 | 134.1257 | 80.8201 | 301.5845 | 301.5845 | 0 | 0 | 0 | 0 | 0 | 25.5046 | 161.6101 | 0 | 0 | 0 | 0 | 0 | 193.717 | -75.2293 | -6.6402 | 161.0518 | 0.3644 | 0.36878 | 0.38135 | 0.36382 | 70.591 | -27.743 | -2.5323 | 58.5941
7 | 26 | 3 | 435.5454 | 438.9769 | 444.1968 | 448.2711 | 0 | 0 | 0 | 0 | 111.5354 | 407.315 | 0 | 0 | 0 | 0 | 0 | 0 | 130.1615 | 82.4346 | 292.8012 | 292.8012 | 0 | 0 | 0 | 0 | 0 | 43.2455 | 178.5773 | 0 | 0 | 0 | 0 | 0 | 193.8484 | -94.0181 | -27.1818 | 155.4699 | 0.36651 | 0.3648 | 0.37847 | 0.36382 | 71.0467 | -34.2981 | -10.2875 | 56.5633
7 | 26 | 4 | 439.7489 | 441.5129 | 444.9023 | 447.3435 | 0 | 0 | 0 | 0 | 127.7964 | 335.1935 | 0 | 0 | 0 | 0 | 0 | 0 | 122.9467 | 81.9905 | 274.3116 | 274.3116 | 0 | 0 | 0 | 0 | 0 | 65.4166 | 178.6965 | 0 | 0 | 0 | 0 | 0 | 189.0059 | -41.0877 | -8.1059 | 173.0319 | 0.36512 | 0.37056 | 0.38415 | 0.36382 | 69.0105 | -15.2256 | -3.1139 | 62.9527
7 | 26 | 5 | 460.496 | 461.0938 | 463.2699 | 464.6158 | 0 | 0 | 0 | 0 | 184.2764 | 286.2915 | 0 | 0 | 0 | 0 | 0 | 0 | 92.1985 | 66.8982 | 267.2246 | 267.2247 | 0 | 0 | 0 | 0 | 0 | 15.3137 | -68.509 | 179.8886 | 0 | 0 | 0 | 0 | 184.0211 | 92.5904 | 264.5543 | 17.5025 | 0.36404 | 0.37803 | 0.38589 | 0.36382 | 66.9917 | 35.002 | 102.0884 | 6.3678
7 | 26 | 6 | 486.3203 | 485.8137 | 486.9216 | 487.3658 | 0 | 0 | 0 | 0 | 201.9347 | 282.6992 | 0 | 0 | 0 | 0 | 0 | 0 | 94.2517 | 87.6916 | 302.6671 | 302.8237 | 0 | 0 | 0 | 0 | 0 | 43.8886 | 175.5177 | -77.9088 | 0 | 0 | 0 | 0 | 190.1339 | 71.5343 | 8.7368 | 262.4508 | 0.36811 | 0.37383 | 0.38312 | 0.36387 | 69.9894 | 26.7418 | 3.3472 | 95.4976
7 | 26 | 7 | 529.5309 | 528.647 | 529.7042 | 530.3173 | 0 | 0 | 0 | 0 | 198.1185 | 272.5677 | 0 | 0 | 0 | 0 | 0 | 0 | 118.6263 | 195.2418 | 580.7989 | 582.4122 | 0 | 0 | 0 | 0 | 0 | -16.3404 | -53.7317 | 0 | 0 | 0 | 0 | 0 | 212.7861 | 77.1779 | 2.6371 | -52.0949 | 0.37184 | 0.3586 | 0.37474 | 0.37002 | 79.1221 | 27.6757 | 0.9882 | -19.2759
7 | 26 | 8 | 575.4185 | 575.34 | 577.8626 | 580.2284 | 0 | 0 | 0 | 0 | 159.7789 | 216.7182 | 0 | 0 | 0 | 0 | 0 | 0 | 169.7792 | 308.8682 | 788.1759 | 801.3888 | 0 | 0 | 0 | 0 | 0 | -13.6726 | -46.4954 | 0 | 0 | 0 | 0 | 0 | 245.8604 | 63.4262 | -163.818 | -221.1604 | 0.37003 | 0.38103 | 0.36475 | 0.38586 | 90.9749 | 24.1671 | -59.7528 | -85.3379
7 | 26 | 9 | 616.3719 | 617.8314 | 622.5921 | 627.3792 | 0 | 0 | 0 | 0 | 191.8485 | 156.5316 | 0 | 0 | 0 | 0 | 0 | 0 | 226.0009 | 422.8671 | 978.5462 | 1006.3002 | 0 | 0 | 0 | 0 | 0 | -64.4815 | -266.1728 | -3.51 | 0 | 0 | 0 | 0 | 198.5224 | 102.9142 | -89.7813 | -375.4109 | 0.36691 | 0.38398 | 0.38398 | 0 | 72.8406 | 39.5165 | -34.4738 | 0
7 | 26 | 10 | 655.1544 | 657.4681 | 663.2639 | 668.879 | 0 | 0 | 0 | 0 | 176.7012 | 127.0234 | 0 | 0 | 0 | 0 | 0 | 0 | 258.4474 | 491.0447 | 1086.2627 | 1124.374 | 0 | 0 | 0 | 0 | 0 | -61.3591 | -351 | -258.4817 | 0 | 0 | 0 | 0 | 220.0058 | 100.7591 | -71.9988 | -197.0133 | 0.36691 | 0.38398 | 0.38398 | 0 | 80.7232 | 38.689 | -27.6457 | 0
7 | 26 | 11 | 686.2661 | 689.3185 | 695.7578 | 701.576 | 0 | 0 | 0 | 0 | 177.6487 | 128.7359 | 0 | 0 | 0 | 0 | 0 | 0 | 272.6946 | 518.0924 | 1129.0422 | 1172.8736 | 0 | 0 | 0 | 0 | 0 | -60 | -351 | -351 | 0 | 0 | 0 | 0 | 235.9228 | 102.4903 | -82.2844 | -120.2976 | 0.36691 | 0.38398 | 0.38398 | 0 | 86.5634 | 39.3537 | -31.5951 | 0
7 | 26 | 12 | 711.4957 | 715.3311 | 722.5153 | 728.7196 | 0 | 0 | 0 | 0 | 172.3026 | 133.2241 | 0 | 0 | 0 | 0 | 0 | 0 | 276.9585 | 522.4548 | 1128.0319 | 1174.3126 | 0 | 0 | 0 | 0 | 0 | -60 | -351 | -351 | 0 | 0 | 0 | 0 | 262.2346 | 119.6521 | -54.5166 | -94.593 | 0.36691 | 0.38398 | 0.38398 | 0 | 96.2175 | 45.9434 | -20.933 | 0
7 | 26 | 13 | 738.9289 | 744.2464 | 753.083 | 760.6296 | 0 | 0 | 0 | 0 | 159.8293 | 138.1092 | 0 | 0 | 0 | 0 | 0 | 0 | 270.3448 | 514.0661 | 1127.862 | 1173.0233 | 0 | 0 | 0 | 0 | 0 | -43.1691 | -194.8028 | -351 | 0 | 0 | 0 | 0 | 308.7548 | 135.2402 | -179.9762 | -61.3937 | 0.36382 | 0.38398 | 0.38398 | 0 | 112.3317 | 51.9289 | -69.1064 | 0
7 | 26 | 14 | 759.0057 | 765.4391 | 775.6038 | 784.3394 | 0 | 0 | 0 | 0 | 192.7942 | 139.6667 | 0 | 0 | 0 | 0 | 0 | 0 | 283.1576 | 529.7219 | 1152.9177 | 1195.7914 | 0 | 0 | 0 | 0 | 0 | -32.1042 | -205.7875 | -229.6026 | 0 | 0 | 0 | 0 | 283.054 | 128.1547 | -171.5264 | -181.8494 | 0.36561 | 0.38398 | 0.38398 | 0 | 103.4866 | 49.2082 | -65.8618 | 0
7 | 26 | 15 | 770.9551 | 778.3507 | 789.5897 | 799.2308 | 0 | 0 | 0 | 0 | 169.6641 | 163.5469 | 0 | 0 | 0 | 0 | 0 | 0 | 307.9326 | 520.1489 | 1140.15 | 1176.8916 | 0 | 0 | 0 | 0 | 0 | -3.0002 | 0 | 1.1435 | 0 | 0 | 0 | 0 | 293.3584 | 97.6551 | -350.5603 | -378.8043 | 0.36533 | 0.38398 | 0.38025 | 0 | 107.1715 | 37.4971 | -133.3003 | 0
7 | 26 | 16 | 776.7033 | 786.4629 | 800.339 | 812.3218 | 0 | 0 | 0 | 0 | 160.0651 | 185.4641 | 0 | 0 | 0 | 0 | 0 | 0 | 307.042 | 465.3093 | 1067.7153 | 1098.3723 | 0 | 0 | 0 | 0 | 0 | -3.0002 | -35.1 | 5.1612 | 0 | 0 | 0 | 0 | 309.5963 | 138.6897 | -232.2763 | -291.2118 | 0.37414 | 0.38398 | 0.38398 | 0.38586 | 115.8314 | 53.2534 | -89.1883 | -112.3678
7 | 26 | 17 | 765.8822 | 778.0307 | 794.4754 | 808.7108 | 0 | 0 | 0 | 0 | 172.8091 | 252.4118 | 0 | 0 | 0 | 0 | 0 | 0 | 293.1908 | 368.455 | 950.8612 | 970.0128 | 0 | 0 | 0 | 0 | 0 | -6.9167 | -25.4398 | -17.55 | 0 | 0 | 0 | 0 | 299.8824 | 164.0806 | -130.946 | -143.752 | 0.38366 | 0.35923 | 0.36981 | 0.37601 | 115.0516 | 58.942 | -48.4248 | -54.0528
7 | 26 | 18 | 739.0349 | 753.2584 | 771.8954 | 788.0947 | 0 | 0 | 0 | 0 | 186.3065 | 255.4801 | 0 | 0 | 0 | 0 | 0 | 0 | 279.9666 | 272.9858 | 781.9567 | 789.4238 | 0 | 0 | 0 | 0 | 0 | -5.9951 | -6.5697 | 0 | 0 | 0 | 0 | 0 | 272.7619 | 230.7875 | -3.4917 | -1.3291 | 0.38585 | 0.38166 | 0.38652 | 0.37341 | 105.2461 | 88.082 | -1.3496 | -0.49632
7 | 26 | 19 | 708.4793 | 723.7962 | 743.5053 | 760.65 | 0 | 0 | 0 | 0 | 203.2487 | 291.8334 | 0 | 0 | 0 | 0 | 0 | 0 | 270.1493 | 161.711 | 501.9954 | 502.3641 | 0 | 0 | 0 | 0 | 0 | -17.0609 | -24.1417 | 161.2525 | 0 | 0 | 0 | 0 | 235.0814 | 287.3126 | 265.6516 | 97.0334 | 0.38793 | 0.39411 | 0.38919 | 0.38458 | 91.1963 | 113.2325 | 103.3887 | 37.3169
7 | 26 | 20 | 700.7029 | 716.2947 | 736.1863 | 753.3878 | 0 | 0 | 0 | 0 | 194.4771 | 304.9252 | 0 | 0 | 0 | 0 | 0 | 0 | 267.4917 | 130.0105 | 335.1779 | 335.1783 | 0 | 0 | 0 | 0 | 0 | 50.9382 | 185.6856 | 214.0835 | 0 | 0 | 0 | 0 | 238.734 | 230.4208 | 215.3228 | 204.126 | 0.38829 | 0.40541 | 0.3998 | 0.38892 | 92.6987 | 93.4138 | 86.0864 | 79.388
7 | 26 | 21 | 672.5268 | 687.8307 | 707.1952 | 723.8258 | 0 | 0 | 0 | 0 | 195.6206 | 344.8632 | 0 | 0 | 0 | 0 | 0 | 0 | 260.8823 | 125.6116 | 341.4895 | 341.4895 | 0 | 0 | 0 | 0 | 0 | 0 | 192.0654 | 117 | 0 | 0 | 0 | 0 | 216.0239 | 217.3559 | 173.6403 | 265.3364 | 0.38736 | 0.40087 | 0.39574 | 0.38805 | 83.6795 | 87.1315 | 68.7158 | 102.9644
7 | 26 | 22 | 612.8801 | 627.6901 | 646.2634 | 662.209 | 0 | 0 | 0 | 0 | 197.2381 | 339.4599 | 0 | 0 | 0 | 0 | 0 | 0 | 242.894 | 116.8959 | 331.7137 | 331.7137 | 0 | 0 | 0 | 0 | 0 | 5.6124 | 97.8208 | 101.7105 | 0 | 0 | 0 | 0 | 172.748 | 165.722 | 216.7289 | 228.7848 | 0.38147 | 0.39646 | 0.3914 | 0.38267 | 65.8977 | 65.7025 | 84.8267 | 87.5494
7 | 26 | 23 | 551.4737 | 565.1277 | 582.1695 | 596.7704 | 0 | 0 | 0 | 0 | 189.5149 | 360.6666 | 0 | 0 | 0 | 0 | 0 | 0 | 213.6436 | 97.1203 | 303.3745 | 303.3745 | 0 | 0 | 0 | 0 | 0 | 13.0833 | 13.3733 | 137.0092 | 0 | 0 | 0 | 0 | 148.3153 | 94.2574 | 265.4217 | 156.3867 | 0.37334 | 0.38975 | 0.38502 | 0.37572 | 55.3717 | 36.7368 | 102.1919 | 58.7576
7 | 26 | 24 | 503.4816 | 514.3988 | 528.1873 | 539.8735 | 0 | 0 | 0 | 0 | 172.2759 | 393.3846 | 0 | 0 | 0 | 0 | 0 | 0 | 203.5198 | 79.1571 | 279.9579 | 279.9579 | 0 | 0 | 0 | 0 | 0 | 4.689 | 92.1563 | 117 | 0 | 0 | 0 | 0 | 127.686 | 37.1681 | 156.0731 | 142.9155 | 0.36396 | 0.38033 | 0.38357 | 0.36382 | 46.4725 | 14.1361 | 59.8647 | 51.9958
7 | 27 | 1 | 473.4052 | 481.5322 | 492.0352 | 500.7179 | 0 | 0 | 0 | 0 | 119.5959 | 414.9385 | 0 | 0 | 0 | 0 | 0 | 0 | 196.3833 | 70.0987 | 270.1778 | 270.1778 | 0 | 0 | 0 | 0 | 0 | 13.0833 | 93.1762 | 22.5214 | 0 | 0 | 0 | 0 | 157.426 | -16.5882 | 128.6812 | 208.0187 | 0.3644 | 0.37066 | 0.38218 | 0.36382 | 57.3664 | -6.1486 | 49.1788 | 75.6817
7 | 27 | 2 | 451.2431 | 456.996 | 464.8172 | 471.1637 | 0 | 0 | 0 | 0 | 115.6957 | 417.9437 | 0 | 0 | 0 | 0 | 0 | 0 | 184.9238 | 67.9986 | 260.558 | 260.558 | 0 | 0 | 0 | 0 | 0 | 25.5046 | 161.6101 | 0 | 0 | 0 | 0 | 0 | 150.6237 | -54.4508 | 42.6491 | 210.6057 | 0.3644 | 0.36878 | 0.38135 | 0.36382 | 54.8877 | -20.0803 | 16.2644 | 76.6229
7 | 27 | 3 | 440.0594 | 443.6388 | 449.0378 | 453.2671 | 0 | 0 | 0 | 0 | 111.5354 | 407.315 | 0 | 0 | 0 | 0 | 0 | 0 | 189.3087 | 66.3297 | 238.158 | 238.158 | 0 | 0 | 0 | 0 | 0 | 43.2455 | 178.5773 | 0 | 0 | 0 | 0 | 0 | 139.2154 | -73.2514 | 32.3025 | 215.1091 | 0.36651 | 0.3648 | 0.37847 | 0.36382 | 51.0233 | -26.7223 | 12.2255 | 78.2614
7 | 27 | 4 | 441.0361 | 442.8421 | 446.2827 | 448.7681 | 0 | 0 | 0 | 0 | 127.7964 | 335.1935 | 0 | 0 | 0 | 0 | 0 | 0 | 171.4145 | 53.9061 | 223.7706 | 223.7706 | 0 | 0 | 0 | 0 | 0 | 65.4166 | 178.6965 | 0 | 0 | 0 | 0 | 0 | 141.8252 | -11.674 | 43.8155 | 224.9975 | 0.36512 | 0.37056 | 0.38415 | 0.36382 | 51.7837 | -4.3259 | 16.8316 | 81.8589
7 | 27 | 5 | 461.9463 | 462.5916 | 464.8253 | 466.2209 | 0 | 0 | 0 | 0 | 184.2764 | 286.2915 | 0 | 0 | 0 | 0 | 0 | 0 | 142.1851 | 35.6581 | 211.5265 | 211.5265 | 0 | 0 | 0 | 0 | 0 | 15.3137 | -68.509 | 179.8886 | 0 | 0 | 0 | 0 | 135.4848 | 125.3282 | 321.8078 | 74.8058 | 0.36404 | 0.37803 | 0.38589 | 0.36382 | 49.3224 | 47.3779 | 124.1818 | 27.216
7 | 27 | 6 | 485.3957 | 484.8588 | 485.9301 | 486.3425 | 0 | 0 | 0 | 0 | 201.9347 | 282.6992 | 0 | 0 | 0 | 0 | 0 | 0 | 132.1651 | 58.7396 | 273.1431 | 273.2816 | 0 | 0 | 0 | 0 | 0 | 43.8886 | 175.5177 | -77.9088 | 0 | 0 | 0 | 0 | 151.2959 | 99.5315 | 37.2693 | 290.9697 | 0.36811 | 0.37383 | 0.38312 | 0.36387 | 55.6929 | 37.208 | 14.2785 | 105.8747
7 | 27 | 7 | 527.3736 | 526.419 | 527.3906 | 527.9296 | 0 | 0 | 0 | 0 | 198.1185 | 272.5677 | 0 | 0 | 0 | 0 | 0 | 0 | 147.0038 | 157.4575 | 538.1293 | 539.6147 | 0 | 0 | 0 | 0 | 0 | -16.3404 | -53.7317 | 0 | 0 | 0 | 0 | 0 | 182.2512 | 112.7343 | 42.993 | -11.6851 | 0.37184 | 0.3586 | 0.37474 | 0.37002 | 67.7681 | 40.4261 | 16.111 | -4.3237
7 | 27 | 8 | 574.2763 | 574.1605 | 576.6377 | 578.9644 | 0 | 0 | 0 | 0 | 159.7789 | 216.7182 | 0 | 0 | 0 | 0 | 0 | 0 | 188.2588 | 268.6005 | 728.7495 | 740.4069 | 0 | 0 | 0 | 0 | 0 | -13.6726 | -46.4954 | 0 | 0 | 0 | 0 | 0 | 226.2387 | 102.5144 | -105.6164 | -161.4426 | 0.37003 | 0.38103 | 0.36475 | 0.38586 | 83.7144 | 39.0608 | -38.5237 | -62.2949
7 | 27 | 9 | 617.7315 | 619.2355 | 624.0502 | 628.8841 | 0 | 0 | 0 | 0 | 191.8485 | 156.5316 | 0 | 0 | 0 | 0 | 0 | 0 | 233.7581 | 379.9185 | 927.5303 | 952.1371 | 0 | 0 | 0 | 0 | 0 | -64.4815 | -266.1728 | -3.51 | 0 | 0 | 0 | 0 | 192.1249 | 147.267 | -37.3073 | -319.743 | 0.36691 | 0.38398 | 0.38398 | 0 | 70.4933 | 56.5469 | -14.3251 | 0
7 | 27 | 10 | 656.496 | 658.8536 | 664.7026 | 670.3638 | 0 | 0 | 0 | 0 | 176.7012 | 127.0234 | 0 | 0 | 0 | 0 | 0 | 0 | 261.2944 | 449.7462 | 1073.0545 | 1107.3925 | 0 | 0 | 0 | 0 | 0 | -61.3591 | -351 | -258.4817 | 0 | 0 | 0 | 0 | 218.5004 | 143.4431 | -57.3519 | -178.547 | 0.36691 | 0.38398 | 0.38398 | 0 | 80.1708 | 55.0786 | -22.0217 | 0
7 | 27 | 11 | 687.8071 | 690.9099 | 697.4104 | 703.2815 | 0 | 0 | 0 | 0 | 177.6487 | 128.7359 | 0 | 0 | 0 | 0 | 0 | 0 | 276.9511 | 493.6296 | 1123.6165 | 1164.8105 | 0 | 0 | 0 | 0 | 0 | -60 | -351 | -351 | 0 | 0 | 0 | 0 | 233.2073 | 128.5444 | -75.2061 | -110.529 | 0.36691 | 0.38398 | 0.38398 | 0 | 85.567 | 49.3579 | -28.8773 | 0
7 | 27 | 12 | 712.5653 | 716.4357 | 723.6624 | 729.9034 | 0 | 0 | 0 | 0 | 172.3026 | 133.2241 | 0 | 0 | 0 | 0 | 0 | 0 | 288.8867 | 524.4203 | 1127.37 | 1173.5018 | 0 | 0 | 0 | 0 | 0 | -60 | -351 | -351 | 0 | 0 | 0 | 0 | 251.3759 | 118.7913 | -52.7076 | -92.5984 | 0.36691 | 0.38398 | 0.38398 | 0 | 92.2333 | 45.6129 | -20.2384 | 0
7 | 27 | 13 | 740.3067 | 745.6693 | 754.5606 | 762.1544 | 0 | 0 | 0 | 0 | 159.8293 | 138.1092 | 0 | 0 | 0 | 0 | 0 | 0 | 293.001 | 530.6835 | 1135.5044 | 1181.9768 | 0 | 0 | 0 | 0 | 0 | -43.1691 | -194.8028 | -351 | 0 | 0 | 0 | 0 | 287.4764 | 120.0458 | -186.141 | -68.8223 | 0.36382 | 0.38398 | 0.38398 | 0 | 104.5902 | 46.0946 | -71.4735 | 0
7 | 27 | 14 | 754.9993 | 761.3015 | 771.3071 | 779.9051 | 0 | 0 | 0 | 0 | 192.7942 | 139.6667 | 0 | 0 | 0 | 0 | 0 | 0 | 299.6025 | 530.11 | 1144.3655 | 1189.2562 | 0 | 0 | 0 | 0 | 0 | -32.1042 | -205.7875 | -229.6026 | 0 | 0 | 0 | 0 | 262.6026 | 123.629 | -167.2708 | -179.7485 | 0.36561 | 0.38398 | 0.38398 | 0 | 96.0095 | 47.4705 | -64.2278 | 0
7 | 27 | 15 | 767.1662 | 774.4377 | 785.5263 | 795.0373 | 0 | 0 | 0 | 0 | 169.6641 | 163.5469 | 0 | 0 | 0 | 0 | 0 | 0 | 321.0398 | 504.8938 | 1103.1363 | 1143.1825 | 0 | 0 | 0 | 0 | 0 | -3.0002 | 0 | 1.1435 | 0 | 0 | 0 | 0 | 276.4623 | 108.9972 | -317.61 | -349.2887 | 0.36533 | 0.38398 | 0.38025 | 0 | 100.9989 | 41.8522 | -120.7709 | 0
7 | 27 | 16 | 774.2015 | 783.8792 | 797.656 | 809.5529 | 0 | 0 | 0 | 0 | 160.0651 | 185.4641 | 0 | 0 | 0 | 0 | 0 | 0 | 325.3007 | 445.6226 | 1037.9387 | 1068.7074 | 0 | 0 | 0 | 0 | 0 | -3.0002 | -35.1 | 5.1612 | 0 | 0 | 0 | 0 | 288.8358 | 155.7928 | -205.1827 | -264.3158 | 0.37414 | 0.38398 | 0.38398 | 0.38586 | 108.0641 | 59.8205 | -78.785 | -101.9897
7 | 27 | 17 | 761.8213 | 773.8369 | 790.1204 | 804.2163 | 0 | 0 | 0 | 0 | 172.8091 | 252.4118 | 0 | 0 | 0 | 0 | 0 | 0 | 319.3488 | 372.0288 | 933.157 | 953.0946 | 0 | 0 | 0 | 0 | 0 | -6.9167 | -25.4398 | -17.55 | 0 | 0 | 0 | 0 | 269.6635 | 156.3131 | -117.5968 | -131.3282 | 0.38366 | 0.35923 | 0.36981 | 0.37601 | 103.4579 | 56.1517 | -43.4882 | -49.3813
7 | 27 | 18 | 733.3606 | 747.3983 | 765.8101 | 781.8145 | 0 | 0 | 0 | 0 | 186.3065 | 255.4801 | 0 | 0 | 0 | 0 | 0 | 0 | 320.5939 | 294.361 | 744.9051 | 752.6742 | 0 | 0 | 0 | 0 | 0 | -5.9951 | -6.5697 | 0 | 0 | 0 | 0 | 0 | 226.4602 | 203.5523 | 27.4746 | 29.1403 | 0.38585 | 0.38166 | 0.38652 | 0.37341 | 87.3804 | 77.6875 | 10.6196 | 10.8813
7 | 27 | 19 | 701.3365 | 716.4196 | 735.8452 | 752.7446 | 0 | 0 | 0 | 0 | 203.2487 | 291.8334 | 0 | 0 | 0 | 0 | 0 | 0 | 302.0158 | 186.4579 | 473.8607 | 474.2492 | 0 | 0 | 0 | 0 | 0 | -17.0609 | -24.1417 | 161.2525 | 0 | 0 | 0 | 0 | 196.072 | 255.1891 | 286.1262 | 117.243 | 0.38793 | 0.39411 | 0.38919 | 0.38458 | 76.0632 | 100.5723 | 111.3572 | 45.0891
7 | 27 | 20 | 687.9582 | 703.1329 | 722.5186 | 739.2825 | 0 | 0 | 0 | 0 | 194.4771 | 304.9252 | 0 | 0 | 0 | 0 | 0 | 0 | 288.2219 | 136.8075 | 313.5163 | 313.5166 | 0 | 0 | 0 | 0 | 0 | 50.9382 | 185.6856 | 214.0835 | 0 | 0 | 0 | 0 | 205.2592 | 210.462 | 223.3167 | 211.6824 | 0.38829 | 0.40541 | 0.3998 | 0.38892 | 79.7007 | 85.3224 | 89.2824 | 82.3268
7 | 27 | 21 | 662.991 | 677.9827 | 696.9688 | 713.272 | 0 | 0 | 0 | 0 | 195.6206 | 344.8632 | 0 | 0 | 0 | 0 | 0 | 0 | 284.1828 | 122.7195 | 305.1966 | 305.1966 | 0 | 0 | 0 | 0 | 0 | 0 | 192.0654 | 117 | 0 | 0 | 0 | 0 | 183.1876 | 210.4001 | 199.7067 | 291.0753 | 0.38736 | 0.40087 | 0.39574 | 0.38805 | 70.96 | 84.3431 | 79.0312 | 112.9525
7 | 27 | 22 | 600.915 | 615.3334 | 633.4318 | 648.9665 | 0 | 0 | 0 | 0 | 197.2381 | 339.4599 | 0 | 0 | 0 | 0 | 0 | 0 | 286.7037 | 132.934 | 324.4189 | 324.4189 | 0 | 0 | 0 | 0 | 0 | 5.6124 | 97.8208 | 101.7105 | 0 | 0 | 0 | 0 | 116.9732 | 137.3271 | 211.1921 | 222.8371 | 0.38147 | 0.39646 | 0.3914 | 0.38267 | 44.6215 | 54.445 | 82.6596 | 85.2734
7 | 27 | 23 | 556.0241 | 569.827 | 587.0494 | 601.8065 | 0 | 0 | 0 | 0 | 189.5149 | 360.6666 | 0 | 0 | 0 | 0 | 0 | 0 | 275.1877 | 123.8064 | 316.3224 | 316.3224 | 0 | 0 | 0 | 0 | 0 | 13.0833 | 13.3733 | 137.0092 | 0 | 0 | 0 | 0 | 91.3216 | 72.2706 | 257.3537 | 148.475 | 0.37334 | 0.38975 | 0.38502 | 0.37572 | 34.0938 | 28.1674 | 99.0856 | 55.785
7 | 27 | 24 | 502.3395 | 513.2193 | 526.9624 | 538.6094 | 0 | 0 | 0 | 0 | 172.2759 | 393.3846 | 0 | 0 | 0 | 0 | 0 | 0 | 264.0213 | 110.3086 | 295.276 | 295.276 | 0 | 0 | 0 | 0 | 0 | 4.689 | 92.1563 | 117 | 0 | 0 | 0 | 0 | 66.0423 | 4.8371 | 139.5302 | 126.3334 | 0.36396 | 0.38033 | 0.38357 | 0.36382 | 24.0367 | 1.8397 | 53.5194 | 45.9628
7 | 28 | 1 | 469.1811 | 477.1699 | 487.5053 | 496.0429 | 0 | 0 | 0 | 0 | 119.5959 | 414.9385 | 0 | 0 | 0 | 0 | 0 | 0 | 253.9498 | 96.5677 | 275.4709 | 275.4709 | 0 | 0 | 0 | 0 | 0 | 13.0833 | 93.1762 | 22.5214 | 0 | 0 | 0 | 0 | 95.6355 | -47.4195 | 118.8582 | 198.0506 | 0.3644 | 0.37066 | 0.38218 | 0.36382 | 34.8498 | -17.5764 | 45.4247 | 72.0551
7 | 28 | 2 | 446.2939 | 451.8848 | 459.5096 | 465.6862 | 0 | 0 | 0 | 0 | 115.6957 | 417.9437 | 0 | 0 | 0 | 0 | 0 | 0 | 235.7802 | 80.8824 | 262.1606 | 262.1606 | 0 | 0 | 0 | 0 | 0 | 25.5046 | 161.6101 | 0 | 0 | 0 | 0 | 0 | 94.8181 | -72.4459 | 35.7389 | 203.5256 | 0.3644 | 0.36878 | 0.38135 | 0.36382 | 34.552 | -26.7165 | 13.6292 | 74.047
7 | 28 | 3 | 431.8652 | 435.1763 | 440.2501 | 444.198 | 0 | 0 | 0 | 0 | 111.5354 | 407.315 | 0 | 0 | 0 | 0 | 0 | 0 | 241.8094 | 81.5682 | 247.046 | 247.046 | 0 | 0 | 0 | 0 | 0 | 43.2455 | 178.5773 | 0 | 0 | 0 | 0 | 0 | 78.5204 | -96.9523 | 14.6268 | 197.152 | 0.36651 | 0.3648 | 0.37847 | 0.36382 | 28.7782 | -35.3685 | 5.5358 | 71.7282
7 | 28 | 4 | 427.4938 | 428.8566 | 431.7596 | 433.78 | 0 | 0 | 0 | 0 | 127.7964 | 335.1935 | 0 | 0 | 0 | 0 | 0 | 0 | 246.3795 | 79.9146 | 242.5294 | 242.5294 | 0 | 0 | 0 | 0 | 0 | 65.4166 | 178.6965 | 0 | 0 | 0 | 0 | 0 | 53.318 | -51.6681 | 10.5337 | 191.2506 | 0.36512 | 0.37056 | 0.38415 | 0.36382 | 19.4676 | -19.1463 | 4.0465 | 69.5811
7 | 28 | 5 | 432.5412 | 432.224 | 433.2905 | 433.6765 | 0 | 0 | 0 | 0 | 184.2764 | 286.2915 | 0 | 0 | 0 | 0 | 0 | 0 | 239.3095 | 77.3756 | 237.1036 | 237.1036 | 0 | 0 | 0 | 0 | 0 | 15.3137 | -68.509 | 179.8886 | 0 | 0 | 0 | 0 | 8.9554 | 53.2432 | 264.6959 | 16.6843 | 0.36404 | 0.37803 | 0.38589 | 0.36382 | 3.2601 | 20.1275 | 102.143 | 6.0701
7 | 28 | 6 | 431.5529 | 429.2535 | 428.1877 | 426.7513 | 0 | 0 | 0 | 0 | 201.9347 | 282.6992 | 0 | 0 | 0 | 0 | 0 | 0 | 211.6606 | 89.1552 | 296.2444 | 296.3649 | 0 | 0 | 0 | 0 | 0 | 43.8886 | 175.5177 | -77.9088 | 0 | 0 | 0 | 0 | 17.9576 | 13.5105 | -43.5744 | 208.2952 | 0.36811 | 0.37383 | 0.38312 | 0.36387 | 6.6103 | 5.0507 | -16.6941 | 75.792
7 | 28 | 7 | 455.5106 | 452.2037 | 450.323 | 448.3944 | 0 | 0 | 0 | 0 | 198.1185 | 272.5677 | 0 | 0 | 0 | 0 | 0 | 0 | 193.3904 | 176.5956 | 565.5959 | 566.915 | 0 | 0 | 0 | 0 | 0 | -16.3404 | -53.7317 | 0 | 0 | 0 | 0 | 0 | 64.0017 | 19.3808 | -61.5412 | -118.5206 | 0.37184 | 0.3586 | 0.37474 | 0.37002 | 23.7983 | 6.9499 | -23.0617 | -43.8545
7 | 28 | 8 | 496.6122 | 493.9541 | 493.3487 | 493.0085 | 0 | 0 | 0 | 0 | 159.7789 | 216.7182 | 0 | 0 | 0 | 0 | 0 | 0 | 221.118 | 290.2817 | 784.3389 | 796.4591 | 0 | 0 | 0 | 0 | 0 | -13.6726 | -46.4954 | 0 | 0 | 0 | 0 | 0 | 115.7153 | 0.62678 | -244.4948 | -303.4506 | 0.37003 | 0.38103 | 0.36475 | 0.38586 | 42.8178 | 0.23882 | -89.1798 | -117.0907
7 | 28 | 9 | 537.3299 | 536.202 | 537.8255 | 539.8985 | 0 | 0 | 0 | 0 | 191.8485 | 156.5316 | 0 | 0 | 0 | 0 | 0 | 0 | 262.0628 | 393.3987 | 960.7648 | 986.411 | 0 | 0 | 0 | 0 | 0 | -64.4815 | -266.1728 | -3.51 | 0 | 0 | 0 | 0 | 83.4186 | 50.7533 | -156.7666 | -443.0025 | 0.36691 | 0.38398 | 0.38398 | 0 | 30.6075 | 19.488 | -60.1944 | 0
7 | 28 | 10 | 578.1067 | 577.8982 | 580.6359 | 583.6054 | 0 | 0 | 0 | 0 | 176.7012 | 127.0234 | 0 | 0 | 0 | 0 | 0 | 0 | 287.8068 | 462.5337 | 1053.8828 | 1089.4094 | 0 | 0 | 0 | 0 | 0 | -61.3591 | -351 | -258.4817 | 0 | 0 | 0 | 0 | 113.5987 | 49.7002 | -122.2469 | -247.3223 | 0.36691 | 0.38398 | 0.38398 | 0 | 41.6809 | 19.0837 | -46.9398 | 0
7 | 28 | 11 | 609.0552 | 609.5802 | 612.9549 | 616.1218 | 0 | 0 | 0 | 0 | 177.6487 | 128.7359 | 0 | 0 | 0 | 0 | 0 | 0 | 300.3342 | 508.7606 | 1120.6002 | 1163.049 | 0 | 0 | 0 | 0 | 0 | -60 | -351 | -351 | 0 | 0 | 0 | 0 | 131.0723 | 32.0836 | -156.6453 | -195.9273 | 0.36691 | 0.38398 | 0.38398 | 0 | 48.0923 | 12.3193 | -60.1479 | 0
7 | 28 | 12 | 636.3514 | 637.7271 | 641.9287 | 645.5527 | 0 | 0 | 0 | 0 | 172.3026 | 133.2241 | 0 | 0 | 0 | 0 | 0 | 0 | 309.5505 | 527.8066 | 1150.1658 | 1196.0721 | 0 | 0 | 0 | 0 | 0 | -60 | -351 | -351 | 0 | 0 | 0 | 0 | 154.4983 | 36.6963 | -157.2371 | -199.5194 | 0.36691 | 0.38398 | 0.38398 | 0 | 56.6876 | 14.0905 | -60.3751 | 0
7 | 28 | 13 | 659.2705 | 661.9805 | 667.6554 | 672.4667 | 0 | 0 | 0 | 0 | 159.8293 | 138.1092 | 0 | 0 | 0 | 0 | 0 | 0 | 314.8358 | 525.9867 | 1150.0085 | 1196.5283 | 0 | 0 | 0 | 0 | 0 | -43.1691 | -194.8028 | -351 | 0 | 0 | 0 | 0 | 184.6054 | 41.0538 | -287.5503 | -173.0617 | 0.36382 | 0.38398 | 0.38398 | 0 | 67.1635 | 15.7636 | -110.4121 | 0
7 | 28 | 14 | 675.8123 | 679.5223 | 686.385 | 692.2639 | 0 | 0 | 0 | 0 | 192.7942 | 139.6667 | 0 | 0 | 0 | 0 | 0 | 0 | 324.7311 | 515.3365 | 1155.1506 | 1199.1568 | 0 | 0 | 0 | 0 | 0 | -32.1042 | -205.7875 | -229.6026 | 0 | 0 | 0 | 0 | 158.287 | 56.6233 | -262.9781 | -277.2903 | 0.36561 | 0.38398 | 0.38398 | 0 | 57.8709 | 21.7419 | -100.977 | 0
7 | 28 | 15 | 687.5985 | 692.2654 | 700.1959 | 706.9748 | 0 | 0 | 0 | 0 | 169.6641 | 163.5469 | 0 | 0 | 0 | 0 | 0 | 0 | 352.0441 | 527.9618 | 1186.2126 | 1226.5417 | 0 | 0 | 0 | 0 | 0 | -3.0002 | 0 | 1.1435 | 0 | 0 | 0 | 0 | 165.8903 | 3.7569 | -486.0167 | -520.7105 | 0.36533 | 0.38398 | 0.38025 | 0 | 60.604 | 1.4426 | -184.8074 | 0
7 | 28 | 16 | 695.7578 | 702.8677 | 713.531 | 722.7343 | 0 | 0 | 0 | 0 | 160.0651 | 185.4641 | 0 | 0 | 0 | 0 | 0 | 0 | 378.6616 | 513.7918 | 1173.8219 | 1207.1846 | 0 | 0 | 0 | 0 | 0 | -3.0002 | -35.1 | 5.1612 | 0 | 0 | 0 | 0 | 157.0311 | 6.612 | -425.1909 | -489.6116 | 0.37414 | 0.38398 | 0.38398 | 0.38586 | 58.7511 | 2.5389 | -163.2627 | -188.923
7 | 28 | 17 | 688.5081 | 698.1238 | 711.4975 | 723.076 | 0 | 0 | 0 | 0 | 172.8091 | 252.4118 | 0 | 0 | 0 | 0 | 0 | 0 | 357.1324 | 429.6538 | 1044.9279 | 1067.126 | 0 | 0 | 0 | 0 | 0 | -6.9167 | -25.4398 | -17.55 | 0 | 0 | 0 | 0 | 158.5667 | 22.975 | -307.9907 | -326.5 | 0.38366 | 0.35923 | 0.36981 | 0.37601 | 60.835 | 8.2532 | -113.8972 | -122.7687
7 | 28 | 18 | 669.2387 | 681.1774 | 697.0441 | 710.8468 | 0 | 0 | 0 | 0 | 186.3065 | 255.4801 | 0 | 0 | 0 | 0 | 0 | 0 | 336.6445 | 314.6767 | 811.7475 | 819.9843 | 0 | 0 | 0 | 0 | 0 | -5.9951 | -6.5697 | 0 | 0 | 0 | 0 | 0 | 146.2877 | 117.0157 | -108.1337 | -109.1375 | 0.38585 | 0.38166 | 0.38652 | 0.37341 | 56.4456 | 44.66 | -41.7964 | -40.753
7 | 28 | 19 | 642.182 | 655.3287 | 672.4063 | 687.2745 | 0 | 0 | 0 | 0 | 203.2487 | 291.8334 | 0 | 0 | 0 | 0 | 0 | 0 | 286.0943 | 155.5752 | 459.0666 | 459.5106 | 0 | 0 | 0 | 0 | 0 | -17.0609 | -24.1417 | 161.2525 | 0 | 0 | 0 | 0 | 152.839 | 224.981 | 237.4815 | 66.5115 | 0.38793 | 0.39411 | 0.38919 | 0.38458 | 59.2916 | 88.667 | 92.4252 | 25.5789
7 | 28 | 20 | 635.8921 | 649.3624 | 666.6816 | 681.6576 | 0 | 0 | 0 | 0 | 194.4771 | 304.9252 | 0 | 0 | 0 | 0 | 0 | 0 | 262.5436 | 113.8148 | 317.5555 | 317.5558 | 0 | 0 | 0 | 0 | 0 | 50.9382 | 185.6856 | 214.0835 | 0 | 0 | 0 | 0 | 178.8714 | 179.6841 | 163.4404 | 150.0183 | 0.38829 | 0.40541 | 0.3998 | 0.38892 | 69.4544 | 72.8449 | 65.3438 | 58.3446
7 | 28 | 21 | 615.0944 | 628.5183 | 645.6033 | 660.2619 | 0 | 0 | 0 | 0 | 195.6206 | 344.8632 | 0 | 0 | 0 | 0 | 0 | 0 | 270.5452 | 116.4874 | 325.4174 | 325.4174 | 0 | 0 | 0 | 0 | 0 | 0 | 192.0654 | 117 | 0 | 0 | 0 | 0 | 148.9287 | 167.1677 | 128.1205 | 217.8445 | 0.38736 | 0.40087 | 0.39574 | 0.38805 | 57.6894 | 67.0125 | 50.702 | 84.5351
7 | 28 | 22 | 569.4795 | 582.8689 | 599.7196 | 614.1749 | 0 | 0 | 0 | 0 | 197.2381 | 339.4599 | 0 | 0 | 0 | 0 | 0 | 0 | 281.7489 | 121.7816 | 324.3065 | 324.3065 | 0 | 0 | 0 | 0 | 0 | 5.6124 | 97.8208 | 101.7105 | 0 | 0 | 0 | 0 | 90.4924 | 116.015 | 177.5922 | 188.1578 | 0.38147 | 0.39646 | 0.3914 | 0.38267 | 34.5199 | 45.9956 | 69.5088 | 72.0026
7 | 28 | 23 | 520.1833 | 532.8129 | 548.6128 | 562.1393 | 0 | 0 | 0 | 0 | 189.5149 | 360.6666 | 0 | 0 | 0 | 0 | 0 | 0 | 287.2526 | 123.1634 | 313.9395 | 313.9395 | 0 | 0 | 0 | 0 | 0 | 13.0833 | 13.3733 | 137.0092 | 0 | 0 | 0 | 0 | 43.4159 | 35.8996 | 221.3 | 111.1906 | 0.37334 | 0.38975 | 0.38502 | 0.37572 | 16.2088 | 13.9919 | 85.2043 | 41.7765
7 | 28 | 24 | 475.9801 | 485.997 | 498.6939 | 509.4358 | 0 | 0 | 0 | 0 | 172.2759 | 393.3846 | 0 | 0 | 0 | 0 | 0 | 0 | 298.1173 | 120.4588 | 295.7059 | 295.7059 | 0 | 0 | 0 | 0 | 0 | 4.689 | 92.1563 | 117 | 0 | 0 | 0 | 0 | 5.587 | -32.5353 | 110.8318 | 96.7299 | 0.36396 | 0.38033 | 0.38357 | 0.36382 | 2.0334 | -12.3742 | 42.5116 | 35.1924
7 | 29 | 1 | 449.3119 | 456.6502 | 466.1969 | 474.0524 | 0 | 0 | 0 | 0 | 119.5959 | 414.9385 | 0 | 0 | 0 | 0 | 0 | 0 | 289.3567 | 104.8987 | 290.5514 | 290.5514 | 0 | 0 | 0 | 0 | 0 | 13.0833 | 93.1762 | 22.5214 | 0 | 0 | 0 | 0 | 40.3593 | -76.2703 | 82.4694 | 160.9796 | 0.3644 | 0.37066 | 0.38218 | 0.36382 | 14.707 | -28.2702 | 31.5178 | 58.5678
7 | 29 | 2 | 428.8358 | 433.8552 | 440.7871 | 446.3642 | 0 | 0 | 0 | 0 | 115.6957 | 417.9437 | 0 | 0 | 0 | 0 | 0 | 0 | 275.3121 | 93.2886 | 282.9558 | 282.9558 | 0 | 0 | 0 | 0 | 0 | 25.5046 | 161.6101 | 0 | 0 | 0 | 0 | 0 | 37.828 | -102.8817 | -3.7789 | 163.4083 | 0.3644 | 0.36878 | 0.38135 | 0.36382 | 13.7846 | -37.9406 | -1.4411 | 59.4515
7 | 29 | 3 | 415.948 | 418.7381 | 423.1801 | 426.5815 | 0 | 0 | 0 | 0 | 111.5354 | 407.315 | 0 | 0 | 0 | 0 | 0 | 0 | 267.3899 | 90.7894 | 278.422 | 278.422 | 0 | 0 | 0 | 0 | 0 | 43.2455 | 178.5773 | 0 | 0 | 0 | 0 | 0 | 37.0227 | -122.6117 | -33.8192 | 148.1595 | 0.36651 | 0.3648 | 0.37847 | 0.36382 | 13.569 | -44.7291 | -12.7995 | 53.9036
7 | 29 | 4 | 409.1474 | 409.9096 | 412.0844 | 413.4748 | 0 | 0 | 0 | 0 | 127.7964 | 335.1935 | 0 | 0 | 0 | 0 | 0 | 0 | 264.2264 | 90.9494 | 283.0324 | 283.0324 | 0 | 0 | 0 | 0 | 0 | 65.4166 | 178.6965 | 0 | 0 | 0 | 0 | 0 | 17.1246 | -81.6499 | -49.6445 | 130.4425 | 0.36512 | 0.37056 | 0.38415 | 0.36382 | 6.2526 | -30.2564 | -19.0708 | 47.4578
7 | 29 | 5 | 409.6263 | 408.5589 | 408.716 | 408.3151 | 0 | 0 | 0 | 0 | 184.2764 | 286.2915 | 0 | 0 | 0 | 0 | 0 | 0 | 250.3048 | 84.7198 | 287.0132 | 287.0132 | 0 | 0 | 0 | 0 | 0 | 15.3137 | -68.509 | 179.8886 | 0 | 0 | 0 | 0 | -24.9548 | 22.234 | 190.2119 | -58.5867 | 0.36404 | 0.37803 | 0.38589 | 0.36382 | -9.0846 | 8.4051 | 73.4005 | -21.3151
7 | 29 | 6 | 404.0695 | 400.8705 | 398.7138 | 396.3337 | 0 | 0 | 0 | 0 | 201.9347 | 282.6992 | 0 | 0 | 0 | 0 | 0 | 0 | 233.3811 | 90.8663 | 327.0661 | 327.1763 | 0 | 0 | 0 | 0 | 0 | 43.8886 | 175.5177 | -77.9088 | 0 | 0 | 0 | 0 | -31.2462 | -16.5836 | -103.87 | 147.0661 | 0.36811 | 0.37383 | 0.38312 | 0.36387 | -11.5019 | -6.1995 | -39.7943 | 53.5127
7 | 29 | 7 | 422.7699 | 418.3912 | 415.2109 | 412.1581 | 0 | 0 | 0 | 0 | 198.1185 | 272.5677 | 0 | 0 | 0 | 0 | 0 | 0 | 217.616 | 169.8506 | 586.0568 | 587.5958 | 0 | 0 | 0 | 0 | 0 | -16.3404 | -53.7317 | 0 | 0 | 0 | 0 | 0 | 7.0354 | -7.6866 | -117.1141 | -175.4377 | 0.37184 | 0.3586 | 0.37474 | 0.37002 | 2.616 | -2.7564 | -43.8868 | -64.9147
7 | 29 | 8 | 454.3719 | 450.3311 | 448.0491 | 446.2585 | 0 | 0 | 0 | 0 | 159.7789 | 216.7182 | 0 | 0 | 0 | 0 | 0 | 0 | 241.6585 | 276.634 | 844.4997 | 855.7113 | 0 | 0 | 0 | 0 | 0 | -13.6726 | -46.4954 | 0 | 0 | 0 | 0 | 0 | 52.9344 | -29.3486 | -349.9553 | -409.4527 | 0.37003 | 0.38103 | 0.36475 | 0.38586 | 19.5872 | -11.1826 | -127.6466 | -157.9931
7 | 29 | 9 | 490.1404 | 487.4678 | 487.2182 | 487.6709 | 0 | 0 | 0 | 0 | 191.8485 | 156.5316 | 0 | 0 | 0 | 0 | 0 | 0 | 286.4651 | 382.8262 | 1019.5267 | 1043.5394 | 0 | 0 | 0 | 0 | 0 | -64.4815 | -266.1728 | -3.51 | 0 | 0 | 0 | 0 | 11.8268 | 12.5915 | -266.1356 | -552.3584 | 0.36691 | 0.38398 | 0.38398 | 0 | 4.3394 | 4.8348 | -102.1894 | 0
7 | 29 | 10 | 524.1007 | 522.1244 | 522.7185 | 523.8336 | 0 | 0 | 0 | 0 | 176.7012 | 127.0234 | 0 | 0 | 0 | 0 | 0 | 0 | 303.0753 | 433.2151 | 1105.5411 | 1137.6567 | 0 | 0 | 0 | 0 | 0 | -61.3591 | -351 | -258.4817 | 0 | 0 | 0 | 0 | 44.3243 | 23.245 | -231.8226 | -355.3414 | 0.36691 | 0.38398 | 0.38398 | 0 | 16.2632 | 8.9255 | -89.0141 | 0
7 | 29 | 11 | 556.0463 | 554.8361 | 556.1068 | 557.4535 | 0 | 0 | 0 | 0 | 177.6487 | 128.7359 | 0 | 0 | 0 | 0 | 0 | 0 | 318.4135 | 480.9183 | 1154.1488 | 1193.14 | 0 | 0 | 0 | 0 | 0 | -60 | -351 | -351 | 0 | 0 | 0 | 0 | 59.9841 | 5.1819 | -247.042 | -284.6865 | 0.36691 | 0.38398 | 0.38398 | 0 | 22.009 | 1.9897 | -94.858 | 0
7 | 29 | 12 | 580.4057 | 579.95 | 581.931 | 583.6341 | 0 | 0 | 0 | 0 | 172.3026 | 133.2241 | 0 | 0 | 0 | 0 | 0 | 0 | 319.0661 | 498.5596 | 1157.76 | 1200.2014 | 0 | 0 | 0 | 0 | 0 | -60 | -351 | -351 | 0 | 0 | 0 | 0 | 89.0369 | 8.1662 | -224.829 | -265.5673 | 0.36691 | 0.38398 | 0.38398 | 0 | 32.6689 | 3.1356 | -86.3287 | 0
7 | 29 | 13 | 603.5423 | 604.428 | 607.891 | 610.7887 | 0 | 0 | 0 | 0 | 159.8293 | 138.1092 | 0 | 0 | 0 | 0 | 0 | 0 | 330.6326 | 513.0514 | 1116.0718 | 1161.0002 | 0 | 0 | 0 | 0 | 0 | -43.1691 | -194.8028 | -351 | 0 | 0 | 0 | 0 | 113.0804 | -3.5634 | -313.378 | -199.2115 | 0.36382 | 0.38398 | 0.38398 | 0 | 41.1411 | -1.3682 | -120.3293 | 0
7 | 29 | 14 | 631.0702 | 633.3156 | 638.4024 | 642.745 | 0 | 0 | 0 | 0 | 192.7942 | 139.6667 | 0 | 0 | 0 | 0 | 0 | 0 | 361.323 | 525.859 | 1124.88 | 1168.7523 | 0 | 0 | 0 | 0 | 0 | -32.1042 | -205.7875 | -229.6026 | 0 | 0 | 0 | 0 | 76.953 | -0.10593 | -280.6901 | -296.4047 | 0.36561 | 0.38398 | 0.38398 | 0 | 28.1346 | -0.040674 | -107.778 | 0
7 | 29 | 15 | 650.2349 | 653.6787 | 660.1262 | 665.6221 | 0 | 0 | 0 | 0 | 169.6641 | 163.5469 | 0 | 0 | 0 | 0 | 0 | 0 | 407.3132 | 550.3012 | 1135.531 | 1176.2637 | 0 | 0 | 0 | 0 | 0 | -3.0002 | 0 | 1.1435 | 0 | 0 | 0 | 0 | 73.2575 | -57.1693 | -475.4048 | -511.7852 | 0.36533 | 0.38398 | 0.38025 | 0 | 26.7629 | -21.9516 | -180.7723 | 0
7 | 29 | 16 | 661.603 | 667.5948 | 676.9024 | 684.933 | 0 | 0 | 0 | 0 | 160.0651 | 185.4641 | 0 | 0 | 0 | 0 | 0 | 0 | 447.1507 | 557.1992 | 1122.974 | 1156.278 | 0 | 0 | 0 | 0 | 0 | -3.0002 | -35.1 | 5.1612 | 0 | 0 | 0 | 0 | 54.3872 | -72.0682 | -410.9716 | -476.5063 | 0.37414 | 0.38398 | 0.38398 | 0.38586 | 20.3483 | -27.6724 | -157.8028 | -183.8661
7 | 29 | 17 | 659.9188 | 668.5987 | 680.8376 | 691.4344 | 0 | 0 | 0 | 0 | 172.8091 | 252.4118 | 0 | 0 | 0 | 0 | 0 | 0 | 397.3462 | 456.0302 | 1017.5113 | 1039.6459 | 0 | 0 | 0 | 0 | 0 | -6.9167 | -25.4398 | -17.55 | 0 | 0 | 0 | 0 | 89.7636 | -32.9266 | -311.2339 | -330.6614 | 0.38366 | 0.35923 | 0.36981 | 0.37601 | 34.4383 | -11.8281 | -115.0966 | -124.3334
7 | 29 | 18 | 650.856 | 662.193 | 677.33 | 690.5015 | 0 | 0 | 0 | 0 | 186.3065 | 255.4801 | 0 | 0 | 0 | 0 | 0 | 0 | 316.1889 | 306.9938 | 791.9365 | 800.2001 | 0 | 0 | 0 | 0 | 0 | -5.9951 | -6.5697 | 0 | 0 | 0 | 0 | 0 | 148.3607 | 105.7141 | -108.0368 | -109.6986 | 0.38585 | 0.38166 | 0.38652 | 0.37341 | 57.2455 | 40.3467 | -41.7589 | -40.9626
7 | 29 | 19 | 629.0929 | 641.8111 | 658.3692 | 672.7881 | 0 | 0 | 0 | 0 | 203.2487 | 291.8334 | 0 | 0 | 0 | 0 | 0 | 0 | 291.0659 | 170.7544 | 480.4779 | 480.8456 | 0 | 0 | 0 | 0 | 0 | -17.0609 | -24.1417 | 161.2525 | 0 | 0 | 0 | 0 | 134.7783 | 196.2842 | 202.0331 | 30.6899 | 0.38793 | 0.39411 | 0.38919 | 0.38458 | 52.2852 | 77.3574 | 78.6291 | 11.8027
7 | 29 | 20 | 630.3084 | 643.5959 | 660.6935 | 675.4778 | 0 | 0 | 0 | 0 | 194.4771 | 304.9252 | 0 | 0 | 0 | 0 | 0 | 0 | 274.2882 | 136.3544 | 329.9654 | 329.9656 | 0 | 0 | 0 | 0 | 0 | 50.9382 | 185.6856 | 214.0835 | 0 | 0 | 0 | 0 | 161.5431 | 151.3781 | 145.0425 | 131.4287 | 0.38829 | 0.40541 | 0.3998 | 0.38892 | 62.726 | 61.3695 | 57.9882 | 51.1148
7 | 29 | 21 | 609.0394 | 622.2651 | 639.1097 | 653.5604 | 0 | 0 | 0 | 0 | 195.6206 | 344.8632 | 0 | 0 | 0 | 0 | 0 | 0 | 287.9757 | 133.6424 | 311.5364 | 311.5364 | 0 | 0 | 0 | 0 | 0 | 0 | 192.0654 | 117 | 0 | 0 | 0 | 0 | 125.4431 | 143.7595 | 135.5079 | 225.024 | 0.38736 | 0.40087 | 0.39574 | 0.38805 | 48.5919 | 57.6289 | 53.6254 | 87.3211
7 | 29 | 22 | 559.0917 | 572.141 | 588.5794 | 602.678 | 0 | 0 | 0 | 0 | 197.2381 | 339.4599 | 0 | 0 | 0 | 0 | 0 | 0 | 281.5782 | 118.6922 | 293.3577 | 293.3577 | 0 | 0 | 0 | 0 | 0 | 5.6124 | 97.8208 | 101.7105 | 0 | 0 | 0 | 0 | 80.2754 | 108.3765 | 197.4009 | 207.6098 | 0.38147 | 0.39646 | 0.3914 | 0.38267 | 30.6224 | 42.9672 | 77.2618 | 79.4463
7 | 29 | 23 | 506.0246 | 518.1908 | 533.4287 | 546.469 | 0 | 0 | 0 | 0 | 189.5149 | 360.6666 | 0 | 0 | 0 | 0 | 0 | 0 | 274.6618 | 111.4022 | 280.1259 | 280.1259 | 0 | 0 | 0 | 0 | 0 | 13.0833 | 13.3733 | 137.0092 | 0 | 0 | 0 | 0 | 41.848 | 33.0386 | 239.9295 | 129.3339 | 0.37334 | 0.38975 | 0.38502 | 0.37572 | 15.6234 | 12.8768 | 92.377 | 48.5933
7 | 29 | 24 | 463.9425 | 473.5654 | 485.7845 | 496.1131 | 0 | 0 | 0 | 0 | 172.2759 | 393.3846 | 0 | 0 | 0 | 0 | 0 | 0 | 275.2756 | 116.0792 | 272.7885 | 272.7885 | 0 | 0 | 0 | 0 | 0 | 4.689 | 92.1563 | 117 | 0 | 0 | 0 | 0 | 16.3911 | -40.5874 | 120.8397 | 106.3245 | 0.36396 | 0.38033 | 0.38357 | 0.36382 | 5.9657 | -15.4366 | 46.3503 | 38.6832
7 | 30 | 1 | 438.3439 | 445.3232 | 454.4346 | 461.9134 | 0 | 0 | 0 | 0 | 119.5959 | 414.9385 | 0 | 0 | 0 | 0 | 0 | 0 | 254.8447 | 102.886 | 264.8984 | 264.8984 | 0 | 0 | 0 | 0 | 0 | 13.0833 | 93.1762 | 22.5214 | 0 | 0 | 0 | 0 | 63.9033 | -85.5845 | 96.36 | 174.4936 | 0.3644 | 0.37066 | 0.38218 | 0.36382 | 23.2865 | -31.7226 | 36.8264 | 63.4845
7 | 30 | 2 | 423.651 | 428.5006 | 435.2267 | 440.6258 | 0 | 0 | 0 | 0 | 115.6957 | 417.9437 | 0 | 0 | 0 | 0 | 0 | 0 | 229.3458 | 80.2835 | 255.6177 | 255.6177 | 0 | 0 | 0 | 0 | 0 | 25.5046 | 161.6101 | 0 | 0 | 0 | 0 | 0 | 78.6095 | -95.2311 | 17.9989 | 185.0081 | 0.3644 | 0.36878 | 0.38135 | 0.36382 | 28.6455 | -35.1192 | 6.8639 | 67.3099
7 | 30 | 3 | 414.2439 | 416.9782 | 421.3526 | 424.6954 | 0 | 0 | 0 | 0 | 111.5354 | 407.315 | 0 | 0 | 0 | 0 | 0 | 0 | 221.6908 | 71.4673 | 255.0545 | 255.0545 | 0 | 0 | 0 | 0 | 0 | 43.2455 | 178.5773 | 0 | 0 | 0 | 0 | 0 | 81.0177 | -105.0496 | -12.2793 | 169.6409 | 0.36651 | 0.3648 | 0.37847 | 0.36382 | 29.6935 | -38.3224 | -4.6473 | 61.719
7 | 30 | 4 | 426.2067 | 427.5273 | 430.3792 | 432.3554 | 0 | 0 | 0 | 0 | 127.7964 | 335.1935 | 0 | 0 | 0 | 0 | 0 | 0 | 203.0938 | 58.5887 | 249.0728 | 249.0728 | 0 | 0 | 0 | 0 | 0 | 65.4166 | 178.6965 | 0 | 0 | 0 | 0 | 0 | 95.3165 | -31.6714 | 2.6098 | 183.2826 | 0.36512 | 0.37056 | 0.38415 | 0.36382 | 34.8023 | -11.7362 | 1.0026 | 66.6822
7 | 30 | 5 | 449.1111 | 449.3362 | 451.0604 | 452.0153 | 0 | 0 | 0 | 0 | 184.2764 | 286.2915 | 0 | 0 | 0 | 0 | 0 | 0 | 171.3506 | 50.3905 | 243.5904 | 243.5904 | 0 | 0 | 0 | 0 | 0 | 15.3137 | -68.509 | 179.8886 | 0 | 0 | 0 | 0 | 93.484 | 97.3405 | 275.979 | 28.5363 | 0.36404 | 0.37803 | 0.38589 | 0.36382 | 34.0323 | 36.7976 | 106.497 | 10.3821
7 | 30 | 6 | 476.0775 | 475.2356 | 475.9369 | 476.0294 | 0 | 0 | 0 | 0 | 201.9347 | 282.6992 | 0 | 0 | 0 | 0 | 0 | 0 | 151.4694 | 63.2861 | 288.8884 | 289.003 | 0 | 0 | 0 | 0 | 0 | 43.8886 | 175.5177 | -77.9088 | 0 | 0 | 0 | 0 | 122.6733 | 85.3617 | 11.5309 | 264.9351 | 0.36811 | 0.37383 | 0.38312 | 0.36387 | 45.1567 | 31.9109 | 4.4177 | 96.4015
7 | 30 | 7 | 516.2787 | 514.961 | 515.4922 | 515.6502 | 0 | 0 | 0 | 0 | 198.1185 | 272.5677 | 0 | 0 | 0 | 0 | 0 | 0 | 146.115 | 160.5563 | 572.5896 | 573.9546 | 0 | 0 | 0 | 0 | 0 | -16.3404 | -53.7317 | 0 | 0 | 0 | 0 | 0 | 172.0452 | 98.1775 | -3.3657 | -58.3044 | 0.37184 | 0.3586 | 0.37474 | 0.37002 | 63.9731 | 35.2061 | -1.2612 | -21.5736
7 | 30 | 8 | 559.9726 | 559.3886 | 561.2981 | 563.1336 | 0 | 0 | 0 | 0 | 159.7789 | 216.7182 | 0 | 0 | 0 | 0 | 0 | 0 | 192.9564 | 295.7365 | 762.0594 | 775.2175 | 0 | 0 | 0 | 0 | 0 | -13.6726 | -46.4954 | 0 | 0 | 0 | 0 | 0 | 207.2374 | 60.6065 | -154.266 | -212.0839 | 0.37003 | 0.38103 | 0.36475 | 0.38586 | 76.6834 | 23.0927 | -56.2687 | -81.8356
7 | 30 | 9 | 600.7992 | 601.7489 | 605.8915 | 610.1439 | 0 | 0 | 0 | 0 | 191.8485 | 156.5316 | 0 | 0 | 0 | 0 | 0 | 0 | 218.6627 | 394.0794 | 891.4472 | 917.3535 | 0 | 0 | 0 | 0 | 0 | -64.4815 | -266.1728 | -3.51 | 0 | 0 | 0 | 0 | 190.2879 | 115.6194 | -19.3829 | -303.6996 | 0.36691 | 0.38398 | 0.38398 | 0 | 69.8193 | 44.395 | -7.4425 | 0
7 | 30 | 10 | 637.5876 | 639.3262 | 644.4247 | 649.4366 | 0 | 0 | 0 | 0 | 176.7012 | 127.0234 | 0 | 0 | 0 | 0 | 0 | 0 | 234.7888 | 456.8555 | 1076.0789 | 1110.638 | 0 | 0 | 0 | 0 | 0 | -61.3591 | -351 | -258.4817 | 0 | 0 | 0 | 0 | 226.0975 | 116.8063 | -80.6542 | -202.7197 | 0.36691 | 0.38398 | 0.38398 | 0 | 82.9583 | 44.8507 | -30.9692 | 0
7 | 30 | 11 | 667.1039 | 669.529 | 675.2078 | 680.3679 | 0 | 0 | 0 | 0 | 177.6487 | 128.7359 | 0 | 0 | 0 | 0 | 0 | 0 | 254.9846 | 498.0669 | 1131.3846 | 1172.236 | 0 | 0 | 0 | 0 | 0 | -60 | -351 | -351 | 0 | 0 | 0 | 0 | 234.4706 | 102.7262 | -105.1768 | -140.868 | 0.36691 | 0.38398 | 0.38398 | 0 | 86.0305 | 39.4443 | -40.3853 | 0
7 | 30 | 12 | 688.472 | 691.5538 | 697.8241 | 703.2379 | 0 | 0 | 0 | 0 | 172.3026 | 133.2241 | 0 | 0 | 0 | 0 | 0 | 0 | 270.8731 | 519.6714 | 1142.9292 | 1187.3867 | 0 | 0 | 0 | 0 | 0 | -60 | -351 | -351 | 0 | 0 | 0 | 0 | 245.2963 | 98.6582 | -94.1051 | -133.1488 | 0.36691 | 0.38398 | 0.38398 | 0 | 90.0026 | 37.8823 | -36.134 | 0
7 | 30 | 13 | 709.5601 | 713.9162 | 721.5872 | 728.1253 | 0 | 0 | 0 | 0 | 159.8293 | 138.1092 | 0 | 0 | 0 | 0 | 0 | 0 | 292.2227 | 533.6528 | 1127.6002 | 1173.5094 | 0 | 0 | 0 | 0 | 0 | -43.1691 | -194.8028 | -351 | 0 | 0 | 0 | 0 | 257.5081 | 85.3234 | -211.2103 | -94.3841 | 0.36382 | 0.38398 | 0.38398 | 0 | 93.6871 | 32.7621 | -81.0995 | 0
7 | 30 | 14 | 730.4527 | 735.9514 | 744.9828 | 752.738 | 0 | 0 | 0 | 0 | 192.7942 | 139.6667 | 0 | 0 | 0 | 0 | 0 | 0 | 365.0836 | 578.5626 | 1118.3962 | 1162.3552 | 0 | 0 | 0 | 0 | 0 | -32.1042 | -205.7875 | -229.6026 | 0 | 0 | 0 | 0 | 172.575 | 49.8263 | -167.6259 | -180.0146 | 0.36561 | 0.38398 | 0.38398 | 0 | 63.0947 | 19.1321 | -64.3641 | 0
7 | 30 | 15 | 747.4964 | 754.124 | 764.4319 | 773.2675 | 0 | 0 | 0 | 0 | 169.6641 | 163.5469 | 0 | 0 | 0 | 0 | 0 | 0 | 373.2763 | 559.0221 | 1089.8683 | 1127.7247 | 0 | 0 | 0 | 0 | 0 | -3.0002 | 0 | 1.1435 | 0 | 0 | 0 | 0 | 204.5559 | 34.5551 | -325.4364 | -355.6007 | 0.36533 | 0.38398 | 0.38025 | 0 | 74.7296 | 13.2683 | -123.7469 | 0
7 | 30 | 16 | 756.4534 | 765.5501 | 778.6224 | 789.9098 | 0 | 0 | 0 | 0 | 160.0651 | 185.4641 | 0 | 0 | 0 | 0 | 0 | 0 | 312.5003 | 484.8663 | 1029.2799 | 1059.6289 | 0 | 0 | 0 | 0 | 0 | -3.0002 | -35.1 | 5.1612 | 0 | 0 | 0 | 0 | 283.8879 | 98.2199 | -215.5575 | -274.8803 | 0.37414 | 0.38398 | 0.38398 | 0.38586 | 106.213 | 37.714 | -82.7687 | -106.0661
7 | 30 | 17 | 751.4879 | 763.1652 | 779.0386 | 792.7796 | 0 | 0 | 0 | 0 | 172.8091 | 252.4118 | 0 | 0 | 0 | 0 | 0 | 0 | 314.6475 | 419.1208 | 902.6841 | 922.2066 | 0 | 0 | 0 | 0 | 0 | -6.9167 | -25.4398 | -17.55 | 0 | 0 | 0 | 0 | 264.0313 | 98.5493 | -98.2058 | -111.877 | 0.38366 | 0.35923 | 0.36981 | 0.37601 | 101.2971 | 35.4014 | -36.3172 | -42.0673
7 | 30 | 18 | 722.7008 | 736.3896 | 754.3782 | 770.0167 | 0 | 0 | 0 | 0 | 186.3065 | 255.4801 | 0 | 0 | 0 | 0 | 0 | 0 | 303.2893 | 315.4957 | 701.4121 | 708.6342 | 0 | 0 | 0 | 0 | 0 | -5.9951 | -6.5697 | 0 | 0 | 0 | 0 | 0 | 233.105 | 171.4089 | 59.5358 | 61.3824 | 0.38585 | 0.38166 | 0.38652 | 0.37341 | 89.9444 | 65.4197 | 23.0121 | 22.9208
7 | 30 | 19 | 693.1604 | 707.9759 | 727.0769 | 743.6956 | 0 | 0 | 0 | 0 | 203.2487 | 291.8334 | 0 | 0 | 0 | 0 | 0 | 0 | 343.2747 | 217.6097 | 442.3159 | 442.6561 | 0 | 0 | 0 | 0 | 0 | -17.0609 | -24.1417 | 161.2525 | 0 | 0 | 0 | 0 | 146.6371 | 215.5936 | 308.9027 | 139.787 | 0.38793 | 0.39411 | 0.38919 | 0.38458 | 56.8856 | 84.9674 | 120.2215 | 53.7591
7 | 30 | 20 | 690.0612 | 705.3047 | 724.7739 | 741.61 | 0 | 0 | 0 | 0 | 194.4771 | 304.9252 | 0 | 0 | 0 | 0 | 0 | 0 | 328.5174 | 169.5507 | 298.432 | 298.4322 | 0 | 0 | 0 | 0 | 0 | 50.9382 | 185.6856 | 214.0835 | 0 | 0 | 0 | 0 | 167.0668 | 179.8906 | 240.6563 | 229.0943 | 0.38829 | 0.40541 | 0.3998 | 0.38892 | 64.8708 | 72.9286 | 96.2148 | 89.0986
7 | 30 | 21 | 660.036 | 674.931 | 693.7998 | 710.0015 | 0 | 0 | 0 | 0 | 195.6206 | 344.8632 | 0 | 0 | 0 | 0 | 0 | 0 | 288.2626 | 147.9413 | 300.4961 | 300.4961 | 0 | 0 | 0 | 0 | 0 | 0 | 192.0654 | 117 | 0 | 0 | 0 | 0 | 176.1528 | 182.1265 | 201.2383 | 292.5054 | 0.38736 | 0.40087 | 0.39574 | 0.38805 | 68.235 | 73.0091 | 79.6373 | 113.5075
7 | 30 | 22 | 602.8548 | 617.3367 | 635.5121 | 651.1134 | 0 | 0 | 0 | 0 | 197.2381 | 339.4599 | 0 | 0 | 0 | 0 | 0 | 0 | 244.8576 | 122.1305 | 293.7022 | 293.7022 | 0 | 0 | 0 | 0 | 0 | 5.6124 | 97.8208 | 101.7105 | 0 | 0 | 0 | 0 | 160.7591 | 150.1339 | 243.989 | 255.7007 | 0.38147 | 0.39646 | 0.3914 | 0.38267 | 61.3244 | 59.5224 | 95.4962 | 97.8493
7 | 30 | 23 | 542.0467 | 555.3921 | 572.0597 | 586.3369 | 0 | 0 | 0 | 0 | 189.5149 | 360.6666 | 0 | 0 | 0 | 0 | 0 | 0 | 210.0023 | 97.8468 | 276.5074 | 276.5074 | 0 | 0 | 0 | 0 | 0 | 13.0833 | 13.3733 | 137.0092 | 0 | 0 | 0 | 0 | 142.5296 | 83.7953 | 282.179 | 172.8203 | 0.37334 | 0.38975 | 0.38502 | 0.37572 | 53.2117 | 32.6592 | 108.6438 | 64.932
7 | 30 | 24 | 495.6137 | 506.2733 | 519.7495 | 531.1655 | 0 | 0 | 0 | 0 | 172.2759 | 393.3846 | 0 | 0 | 0 | 0 | 0 | 0 | 186.4553 | 75.4336 | 258.9365 | 258.9365 | 0 | 0 | 0 | 0 | 0 | 4.689 | 92.1563 | 117 | 0 | 0 | 0 | 0 | 136.8825 | 32.7661 | 168.6567 | 155.229 | 0.36396 | 0.38033 | 0.38357 | 0.36382 | 49.8196 | 12.4619 | 64.6914 | 56.4757
7 | 31 | 1 | 467.5677 | 475.5036 | 485.7749 | 494.2572 | 0 | 0 | 0 | 0 | 119.5959 | 414.9385 | 0 | 0 | 0 | 0 | 0 | 0 | 143.9193 | 44.9466 | 232.7287 | 232.7287 | 0 | 0 | 0 | 0 | 0 | 13.0833 | 93.1762 | 22.5214 | 0 | 0 | 0 | 0 | 204.0525 | 2.5352 | 159.8701 | 239.0071 | 0.3644 | 0.37066 | 0.38218 | 0.36382 | 74.3572 | 0.93969 | 61.0984 | 86.956
7 | 31 | 2 | 446.8559 | 452.4652 | 460.1123 | 466.3082 | 0 | 0 | 0 | 0 | 115.6957 | 417.9437 | 0 | 0 | 0 | 0 | 0 | 0 | 104.7793 | 21.1087 | 207.3335 | 207.3335 | 0 | 0 | 0 | 0 | 0 | 25.5046 | 161.6101 | 0 | 0 | 0 | 0 | 0 | 226.3809 | -12.0917 | 91.1687 | 258.9747 | 0.3644 | 0.36878 | 0.38135 | 0.36382 | 82.4939 | -4.4592 | 34.7676 | 94.2206
7 | 31 | 3 | 436.5424 | 440.0066 | 445.2661 | 449.3746 | 0 | 0 | 0 | 0 | 111.5354 | 407.315 | 0 | 0 | 0 | 0 | 0 | 0 | 90.9328 | 16.2705 | 186.7629 | 186.7629 | 0 | 0 | 0 | 0 | 0 | 43.2455 | 178.5773 | 0 | 0 | 0 | 0 | 0 | 234.0742 | -26.8243 | 79.9259 | 262.6118 | 0.36651 | 0.3648 | 0.37847 | 0.36382 | 85.7896 | -9.7856 | 30.2495 | 95.5439
7 | 31 | 4 | 440.6554 | 442.449 | 445.8744 | 448.3467 | 0 | 0 | 0 | 0 | 127.7964 | 335.1935 | 0 | 0 | 0 | 0 | 0 | 0 | 80.9435 | 15.171 | 167.274 | 167.274 | 0 | 0 | 0 | 0 | 0 | 65.4166 | 178.6965 | 0 | 0 | 0 | 0 | 0 | 231.9155 | 26.6679 | 99.9039 | 281.0728 | 0.36512 | 0.37056 | 0.38415 | 0.36382 | 84.6778 | 9.8821 | 38.3779 | 102.2604
7 | 31 | 5 | 465.3545 | 466.1114 | 468.4804 | 469.993 | 0 | 0 | 0 | 0 | 184.2764 | 286.2915 | 0 | 0 | 0 | 0 | 0 | 0 | 72.243 | 14.839 | 158.9055 | 158.9055 | 0 | 0 | 0 | 0 | 0 | 15.3137 | -68.509 | 179.8886 | 0 | 0 | 0 | 0 | 208.8351 | 149.6671 | 378.0838 | 131.1989 | 0.36404 | 0.37803 | 0.38589 | 0.36382 | 76.0251 | 56.5787 | 145.8981 | 47.733
7 | 31 | 6 | 489.8373 | 489.4458 | 490.6933 | 491.2583 | 0 | 0 | 0 | 0 | 201.9347 | 282.6992 | 0 | 0 | 0 | 0 | 0 | 0 | 69.344 | 34.5515 | 200.0738 | 200.177 | 0 | 0 | 0 | 0 | 0 | 43.8886 | 175.5177 | -77.9088 | 0 | 0 | 0 | 0 | 218.5586 | 128.3065 | 115.1018 | 368.99 | 0.36811 | 0.37383 | 0.38312 | 0.36387 | 80.4526 | 47.965 | 44.0974 | 134.2638
7 | 31 | 7 | 529.6397 | 528.7593 | 529.8209 | 530.4377 | 0 | 0 | 0 | 0 | 198.1185 | 272.5677 | 0 | 0 | 0 | 0 | 0 | 0 | 85.3544 | 132.8315 | 474.8749 | 476.0118 | 0 | 0 | 0 | 0 | 0 | -16.3404 | -53.7317 | 0 | 0 | 0 | 0 | 0 | 246.1667 | 139.7005 | 108.6777 | 54.4258 | 0.37184 | 0.3586 | 0.37474 | 0.37002 | 91.5343 | 50.0961 | 40.7254 | 20.1384
7 | 31 | 8 | 569.8348 | 569.5736 | 571.8745 | 574.0486 | 0 | 0 | 0 | 0 | 159.7789 | 216.7182 | 0 | 0 | 0 | 0 | 0 | 0 | 123.2066 | 228.6305 | 701.1356 | 710.1536 | 0 | 0 | 0 | 0 | 0 | -13.6726 | -46.4954 | 0 | 0 | 0 | 0 | 0 | 286.8492 | 137.8975 | -82.7658 | -136.1051 | 0.37003 | 0.38103 | 0.36475 | 0.38586 | 106.1419 | 52.5428 | -30.1889 | -52.5181
7 | 31 | 9 | 604.298 | 605.3623 | 609.6438 | 614.0164 | 0 | 0 | 0 | 0 | 191.8485 | 156.5316 | 0 | 0 | 0 | 0 | 0 | 0 | 168.2758 | 321.9659 | 872.7773 | 892.6695 | 0 | 0 | 0 | 0 | 0 | -64.4815 | -266.1728 | -3.51 | 0 | 0 | 0 | 0 | 244.1738 | 191.3463 | 3.0393 | -275.1432 | 0.36691 | 0.38398 | 0.38398 | 0 | 89.5908 | 73.4722 | 1.167 | 0
7 | 31 | 10 | 639.3642 | 641.161 | 646.33 | 651.4029 | 0 | 0 | 0 | 0 | 176.7012 | 127.0234 | 0 | 0 | 0 | 0 | 0 | 0 | 211.5349 | 407.8917 | 1021.0031 | 1051.4795 | 0 | 0 | 0 | 0 | 0 | -61.3591 | -351 | -258.4817 | 0 | 0 | 0 | 0 | 251.1281 | 167.6049 | -23.673 | -141.5949 | 0.36691 | 0.38398 | 0.38398 | 0 | 92.1424 | 64.3561 | -9.0899 | 0
7 | 31 | 11 | 667.6115 | 670.0533 | 675.7521 | 680.9297 | 0 | 0 | 0 | 0 | 177.6487 | 128.7359 | 0 | 0 | 0 | 0 | 0 | 0 | 229.726 | 443.0137 | 1067.7414 | 1103.6959 | 0 | 0 | 0 | 0 | 0 | -60 | -351 | -351 | 0 | 0 | 0 | 0 | 260.2368 | 158.3037 | -40.9892 | -71.7662 | 0.36691 | 0.38398 | 0.38398 | 0 | 95.4845 | 60.7847 | -15.7388 | 0
7 | 31 | 12 | 690.3211 | 693.4634 | 699.8072 | 705.2844 | 0 | 0 | 0 | 0 | 172.3026 | 133.2241 | 0 | 0 | 0 | 0 | 0 | 0 | 245.0372 | 470.818 | 1109.4052 | 1149.5609 | 0 | 0 | 0 | 0 | 0 | -60 | -351 | -351 | 0 | 0 | 0 | 0 | 272.9813 | 149.4213 | -58.5981 | -93.2765 | 0.36691 | 0.38398 | 0.38398 | 0 | 100.1607 | 57.3741 | -22.5002 | 0
7 | 31 | 13 | 714.9444 | 719.4768 | 727.3614 | 734.0844 | 0 | 0 | 0 | 0 | 159.8293 | 138.1092 | 0 | 0 | 0 | 0 | 0 | 0 | 260.7553 | 487.3442 | 1113.3931 | 1154.9588 | 0 | 0 | 0 | 0 | 0 | -43.1691 | -194.8028 | -351 | 0 | 0 | 0 | 0 | 294.3598 | 137.1925 | -191.2289 | -69.8744 | 0.36382 | 0.38398 | 0.38398 | 0 | 107.0945 | 52.6785 | -73.4271 | 0
7 | 31 | 14 | 733.1358 | 738.7223 | 747.8602 | 755.7075 | 0 | 0 | 0 | 0 | 192.7942 | 139.6667 | 0 | 0 | 0 | 0 | 0 | 0 | 280.6109 | 503.3585 | 1103.6351 | 1145.0051 | 0 | 0 | 0 | 0 | 0 | -32.1042 | -205.7875 | -229.6026 | 0 | 0 | 0 | 0 | 259.7307 | 127.8013 | -149.9874 | -159.6951 | 0.36561 | 0.38398 | 0.38398 | 0 | 94.9595 | 49.0725 | -57.5914 | 0
7 | 31 | 15 | 745.5384 | 752.102 | 762.3322 | 771.1005 | 0 | 0 | 0 | 0 | 169.6641 | 163.5469 | 0 | 0 | 0 | 0 | 0 | 0 | 248.6909 | 455.3951 | 1089.4328 | 1124.756 | 0 | 0 | 0 | 0 | 0 | -3.0002 | 0 | 1.1435 | 0 | 0 | 0 | 0 | 327.1835 | 136.1602 | -327.1006 | -354.799 | 0.36533 | 0.38398 | 0.38025 | 0 | 119.5286 | 52.2821 | -124.3797 | 0
7 | 31 | 16 | 749.1293 | 757.9862 | 770.7679 | 781.8038 | 0 | 0 | 0 | 0 | 160.0651 | 185.4641 | 0 | 0 | 0 | 0 | 0 | 0 | 237.5324 | 425.1063 | 1065.396 | 1094.2016 | 0 | 0 | 0 | 0 | 0 | -3.0002 | -35.1 | 5.1612 | 0 | 0 | 0 | 0 | 351.5318 | 150.4161 | -259.5281 | -317.559 | 0.37414 | 0.38398 | 0.38398 | 0.38586 | 131.521 | 57.756 | -99.6523 | -122.5343
7 | 31 | 17 | 739.269 | 750.5463 | 765.9347 | 779.2563 | 0 | 0 | 0 | 0 | 172.8091 | 252.4118 | 0 | 0 | 0 | 0 | 0 | 0 | 251.4369 | 374.6024 | 919.8324 | 938.9665 | 0 | 0 | 0 | 0 | 0 | -6.9167 | -25.4398 | -17.55 | 0 | 0 | 0 | 0 | 315.023 | 130.4489 | -128.4579 | -142.1602 | 0.38366 | 0.35923 | 0.36981 | 0.37601 | 120.8604 | 46.8606 | -47.5047 | -53.4543
7 | 31 | 18 | 713.6182 | 727.0097 | 744.6378 | 759.9644 | 0 | 0 | 0 | 0 | 186.3065 | 255.4801 | 0 | 0 | 0 | 0 | 0 | 0 | 202.0186 | 259.116 | 703.7576 | 710.7648 | 0 | 0 | 0 | 0 | 0 | -5.9951 | -6.5697 | 0 | 0 | 0 | 0 | 0 | 325.2932 | 218.4087 | 47.4499 | 49.1996 | 0.38585 | 0.38166 | 0.38652 | 0.37341 | 125.5155 | 83.3575 | 18.3406 | 18.3716
7 | 31 | 19 | 685.8363 | 700.412 | 719.2223 | 735.5896 | 0 | 0 | 0 | 0 | 203.2487 | 291.8334 | 0 | 0 | 0 | 0 | 0 | 0 | 158.5759 | 131.318 | 455.2724 | 455.5991 | 0 | 0 | 0 | 0 | 0 | -17.0609 | -24.1417 | 161.2525 | 0 | 0 | 0 | 0 | 324.0117 | 294.3215 | 288.0917 | 118.738 | 0.38793 | 0.39411 | 0.38919 | 0.38458 | 125.6954 | 115.9947 | 112.1221 | 45.664
7 | 31 | 20 | 683.0816 | 698.0966 | 717.2888 | 733.8852 | 0 | 0 | 0 | 0 | 194.4771 | 304.9252 | 0 | 0 | 0 | 0 | 0 | 0 | 160.6307 | 107.0478 | 306.6952 | 306.6954 | 0 | 0 | 0 | 0 | 0 | 50.9382 | 185.6856 | 214.0835 | 0 | 0 | 0 | 0 | 327.9738 | 235.1854 | 224.9079 | 213.1063 | 0.38829 | 0.40541 | 0.3998 | 0.38892 | 127.3498 | 95.3454 | 89.9186 | 82.8806
7 | 31 | 21 | 655.0868 | 669.8198 | 688.4921 | 704.5239 | 0 | 0 | 0 | 0 | 195.6206 | 344.8632 | 0 | 0 | 0 | 0 | 0 | 0 | 170.1038 | 108.8923 | 296.5531 | 296.5531 | 0 | 0 | 0 | 0 | 0 | 0 | 192.0654 | 117 | 0 | 0 | 0 | 0 | 289.3624 | 216.0643 | 199.8736 | 290.9708 | 0.38736 | 0.40087 | 0.39574 | 0.38805 | 112.0881 | 86.6137 | 79.0973 | 112.912
7 | 31 | 22 | 594.1711 | 608.3687 | 626.1994 | 641.5026 | 0 | 0 | 0 | 0 | 197.2381 | 339.4599 | 0 | 0 | 0 | 0 | 0 | 0 | 153.0078 | 94.878 | 291.6447 | 291.6447 | 0 | 0 | 0 | 0 | 0 | 5.6124 | 97.8208 | 101.7105 | 0 | 0 | 0 | 0 | 243.9252 | 168.4184 | 236.7339 | 248.1473 | 0.38147 | 0.39646 | 0.3914 | 0.38267 | 93.0495 | 66.7716 | 92.6565 | 94.9589
7 | 31 | 23 | 539.2005 | 552.4527 | 569.0073 | 583.1868 | 0 | 0 | 0 | 0 | 189.5149 | 360.6666 | 0 | 0 | 0 | 0 | 0 | 0 | 140.12 | 79.9384 | 281.6306 | 281.6306 | 0 | 0 | 0 | 0 | 0 | 13.0833 | 13.3733 | 137.0092 | 0 | 0 | 0 | 0 | 209.5656 | 98.7643 | 274.0034 | 164.547 | 0.37334 | 0.38975 | 0.38502 | 0.37572 | 78.2388 | 38.4933 | 105.4961 | 61.8236
7 | 31 | 24 | 495.5774 | 506.2359 | 519.7106 | 531.1254 | 0 | 0 | 0 | 0 | 172.2759 | 393.3846 | 0 | 0 | 0 | 0 | 0 | 0 | 130.1171 | 67.4333 | 268.0945 | 268.0945 | 0 | 0 | 0 | 0 | 0 | 4.689 | 92.1563 | 117 | 0 | 0 | 0 | 0 | 193.1845 | 40.729 | 159.4598 | 146.0309 | 0.36396 | 0.38033 | 0.38357 | 0.36382 | 70.3112 | 15.4904 | 61.1638 | 53.1292
8 | 1 | 1 | 466.5294 | 474.1962 | 484.1863 | 492.4428 | 0 | 0 | 0 | 0 | 142.0922 | 343.7594 | 0 | 0 | 0 | 0 | 0 | 0 | 117.7761 | 59.1117 | 253.5425 | 253.5425 | 0 | 0 | 0 | 0 | 0 | 26.4573 | 184.4302 | 108.7799 | 0 | 0 | 0 | 0 | 206.6611 | 44.8679 | 46.2137 | 130.1204 | 0.37223 | 0.39077 | 0.38906 | 0.37051 | 76.9265 | 17.5332 | 17.9798 | 48.2105
8 | 1 | 2 | 446.9563 | 452.4702 | 460.0113 | 466.1118 | 0 | 0 | 0 | 0 | 127.3354 | 333.9679 | 0 | 0 | 0 | 0 | 0 | 0 | 106.5241 | 50.3142 | 232.9465 | 232.9465 | 0 | 0 | 0 | 0 | 0 | 35.8903 | 146.5952 | 0.27037 | 0 | 0 | 0 | 0 | 213.0969 | 32.2978 | 80.4697 | 232.8949 | 0.3725 | 0.38904 | 0.38716 | 0.37014 | 79.3776 | 12.5653 | 31.1543 | 86.2031
8 | 1 | 3 | 438.2938 | 441.7888 | 447.0882 | 451.2303 | 0 | 0 | 0 | 0 | 120.7717 | 325.0108 | 0 | 0 | 0 | 0 | 0 | 0 | 75.6528 | 27.4116 | 216.7818 | 216.7818 | 0 | 0 | 0 | 0 | 0 | 3.0494 | 165.2955 | -6.0063 | 0 | 0 | 0 | 0 | 241.8693 | 86.317 | 65.0108 | 240.4547 | 0.3732 | 0.38992 | 0.38586 | 0.37025 | 90.2667 | 33.6568 | 25.0854 | 89.0291
8 | 1 | 4 | 442.579 | 444.3077 | 447.6672 | 450.0775 | 0 | 0 | 0 | 0 | 125.9384 | 257.5064 | 0 | 0 | 0 | 0 | 0 | 0 | 53.8209 | 20.2204 | 217.1212 | 217.1212 | 0 | 0 | 0 | 0 | 0 | 46.1211 | 42.8422 | 8.1398 | 0 | 0 | 0 | 0 | 262.8196 | 120.4598 | 187.7038 | 224.8165 | 0.37386 | 0.38754 | 0.38853 | 0.36998 | 98.2581 | 46.6831 | 72.9289 | 83.1786
8 | 1 | 5 | 466.5067 | 467.0687 | 469.2244 | 470.5437 | 0 | 0 | 0 | 0 | 155.436 | 244.3176 | 0 | 0 | 0 | 0 | 0 | 0 | 48.4743 | 20.0918 | 212.9628 | 212.9628 | 0 | 0 | 0 | 0 | 0 | 26.3309 | 125.2582 | -70.1517 | 0 | 0 | 0 | 0 | 262.5963 | 176.3285 | 131.0034 | 327.7326 | 0.37065 | 0.39036 | 0.39029 | 0.37126 | 97.3313 | 68.8323 | 51.1291 | 121.6734
8 | 1 | 6 | 494.7694 | 494.2735 | 495.4208 | 495.8887 | 0 | 0 | 0 | 0 | 157.7 | 253.5242 | 0 | 0 | 0 | 0 | 0 | 0 | 49.9296 | 26.9342 | 237.4574 | 237.5275 | 0 | 0 | 0 | 0 | 0 | 27.5427 | 287.6124 | -85.2285 | 0 | 0 | 0 | 0 | 287.1398 | 186.2724 | -29.649 | 343.5896 | 0.37177 | 0.38885 | 0.38239 | 0.37131 | 106.7507 | 72.4312 | -11.3375 | 127.5796
8 | 1 | 7 | 532.3806 | 531.6706 | 532.9307 | 533.7223 | 0 | 0 | 0 | 0 | 128.0387 | 227.2483 | 0 | 0 | 0 | 0 | 0 | 0 | 71.3071 | 106.1645 | 496.7963 | 497.7781 | 0 | 0 | 0 | 0 | 0 | -15.5972 | -71.3426 | -6.7807 | 0 | 0 | 0 | 0 | 333.0349 | 213.8551 | 107.4769 | 42.7249 | 0.3667 | 0.37732 | 0.37117 | 0.37991 | 122.1242 | 80.6919 | 39.8923 | 16.2317
8 | 1 | 8 | 567.5388 | 567.2262 | 569.4624 | 571.5815 | 0 | 0 | 0 | 0 | 110.6425 | 159.7063 | 0 | 0 | 0 | 0 | 0 | 0 | 105.0758 | 193.7436 | 703.0593 | 709.9811 | 0 | 0 | 0 | 0 | 0 | -28.1761 | -169.8223 | 40.698 | 0 | 0 | 0 | 0 | 351.8204 | 241.9524 | 36.2254 | -179.0976 | 0.37186 | 0.38691 | 0.38697 | 0.38173 | 130.827 | 93.6147 | 14.0181 | -68.367
8 | 1 | 9 | 597.3836 | 598.3294 | 602.4566 | 606.6998 | 0 | 0 | 0 | 0 | 100.0164 | 136.5107 | 0 | 0 | 0 | 0 | 0 | 0 | 143.3733 | 275.8182 | 830.2098 | 845.9796 | 0 | 0 | 0 | 0 | 0 | -49.2885 | -284.3135 | -246.216 | 0 | 0 | 0 | 0 | 353.994 | 235.2891 | 56.5603 | 6.9362 | 0.37575 | 0.32651 | 0.32636 | 0.067785 | 133.0124 | 76.8242 | 18.4591 | 0.47017
8 | 1 | 10 | 633.0931 | 634.6901 | 639.6164 | 644.4795 | 0 | 0 | 0 | 0 | 117.495 | 128.5989 | 0 | 0 | 0 | 0 | 0 | 0 | 167.2831 | 325.9124 | 948.7139 | 970.9782 | 0 | 0 | 0 | 0 | 0 | -44.2542 | -287.1149 | -348.503 | 0 | 0 | 0 | 0 | 348.315 | 224.433 | -21.9826 | 22.0043 | 0.38219 | 0.32795 | 0.328 | 0.071605 | 133.1237 | 73.6027 | -7.2103 | 1.5756
8 | 1 | 11 | 660.7234 | 662.8079 | 668.0867 | 672.8958 | 0 | 0 | 0 | 0 | 133.3772 | 132.299 | 0 | 0 | 0 | 0 | 0 | 0 | 181.3035 | 361.9558 | 1013.857 | 1040.2903 | 0 | 0 | 0 | 0 | 0 | -53.549 | -349.9166 | -351 | 0 | 0 | 0 | 0 | 346.0427 | 222.1021 | 4.1462 | -16.3945 | 0.37921 | 0.32752 | 0.328 | 0.071605 | 131.2221 | 72.7431 | 1.36 | -1.1739
8 | 1 | 12 | 685.5782 | 688.3883 | 694.3468 | 699.4839 | 0 | 0 | 0 | 0 | 140.8299 | 130.1599 | 0 | 0 | 0 | 0 | 0 | 0 | 197.4396 | 392.8265 | 1034.4555 | 1065.1069 | 0 | 0 | 0 | 0 | 0 | -49.8193 | -334.5291 | -354.3905 | 0 | 0 | 0 | 0 | 347.3086 | 215.2211 | -5.5796 | -11.2325 | 0.37557 | 0.32768 | 0.328 | 0.071605 | 130.4375 | 70.5245 | -1.8301 | -0.8043
8 | 1 | 13 | 707.0291 | 711.0586 | 718.3577 | 724.5648 | 0 | 0 | 0 | 0 | 147.0128 | 144.7989 | 0 | 0 | 0 | 0 | 0 | 0 | 244.3461 | 475.1345 | 1072.5207 | 1113.0198 | 0 | 0 | 0 | 0 | 0 | -19.1464 | -256.7642 | -243.3871 | 0 | 0 | 0 | 0 | 315.6702 | 110.2716 | -97.3988 | -145.0678 | 0.37374 | 0.32755 | 0.32763 | 0.071605 | 117.9786 | 36.1197 | -31.9105 | -10.3876
8 | 1 | 14 | 725.8585 | 730.9085 | 739.4254 | 746.7239 | 0 | 0 | 0 | 0 | 172.3958 | 142.4928 | 0 | 0 | 0 | 0 | 0 | 0 | 259.2378 | 487.5714 | 1082.8557 | 1123.1875 | 0 | 0 | 0 | 0 | 0 | -10.0955 | -70.5045 | -96.1268 | 0 | 0 | 0 | 0 | 294.2249 | 110.9399 | -272.9258 | -280.3367 | 0.37404 | 0.327 | 0.32733 | 0.070824 | 110.0517 | 36.2776 | -89.3371 | -19.8546
8 | 1 | 15 | 743.581 | 749.8801 | 759.8094 | 768.3097 | 0 | 0 | 0 | 0 | 185.5341 | 186.7294 | 0 | 0 | 0 | 0 | 0 | 0 | 242.8914 | 470.8042 | 1076.3264 | 1112.2018 | 0 | 0 | 0 | 0 | 0 | -9.2918 | -9.155 | -34.3147 | 0 | 0 | 0 | 0 | 315.1556 | 101.6383 | -307.3621 | -309.5774 | 0.38108 | 0.31254 | 0.31233 | 0.32609 | 120.0982 | 31.7659 | -95.9997 | -100.9503
8 | 1 | 16 | 751.7801 | 760.4013 | 772.9289 | 783.7328 | 0 | 0 | 0 | 0 | 180.0466 | 237.5796 | 0 | 0 | 0 | 0 | 0 | 0 | 211.8189 | 431.5282 | 1041.0344 | 1070.8895 | 0 | 0 | 0 | 0 | 0 | -11.5352 | -25.0759 | 7.1961 | 0 | 0 | 0 | 0 | 359.9146 | 102.8287 | -243.0296 | -294.3528 | 0.38915 | 0.32585 | 0.31944 | 0.31698 | 140.0592 | 33.5069 | -77.6345 | -93.3041
8 | 1 | 17 | 743.0808 | 754.0283 | 769.0618 | 782.0588 | 0 | 0 | 0 | 0 | 177.322 | 232.4796 | 0 | 0 | 0 | 0 | 0 | 0 | 190.9472 | 345.1423 | 901.4299 | 921.8369 | 0 | 0 | 0 | 0 | 0 | -13.7808 | -24.6232 | 18.822 | 0 | 0 | 0 | 0 | 374.8117 | 190.1872 | -107.7449 | -158.6001 | 0.39 | 0.39598 | 0.39187 | 0.36712 | 146.1778 | 75.3097 | -42.2216 | -58.2256
8 | 1 | 18 | 724.9726 | 738.2173 | 755.7187 | 770.9158 | 0 | 0 | 0 | 0 | 192.5077 | 252.585 | 0 | 0 | 0 | 0 | 0 | 0 | 166.9808 | 263.2866 | 722.873 | 730.3224 | 0 | 0 | 0 | 0 | 0 | -8.0596 | -37.8435 | 0 | 0 | 0 | 0 | 0 | 365.484 | 230.4052 | 70.6893 | 40.5934 | 0.3917 | 0.40014 | 0.39346 | 0.38236 | 143.1619 | 92.1955 | 27.8137 | 15.5213
8 | 1 | 19 | 697.787 | 712.0255 | 730.499 | 746.5469 | 0 | 0 | 0 | 0 | 202.0995 | 284.6375 | 0 | 0 | 0 | 0 | 0 | 0 | 130.3684 | 112.7721 | 448.907 | 449.1361 | 0 | 0 | 0 | 0 | 0 | 3.3756 | -28.0265 | 74.9623 | 0 | 0 | 0 | 0 | 365.319 | 311.2402 | 309.6185 | 222.4486 | 0.39028 | 0.3992 | 0.39311 | 0.38685 | 142.578 | 124.2485 | 121.7154 | 86.0544
8 | 1 | 20 | 689.2223 | 703.9478 | 722.8373 | 739.1531 | 0 | 0 | 0 | 0 | 201.0812 | 319.3349 | 0 | 0 | 0 | 0 | 0 | 0 | 150.6881 | 89.6218 | 308.1975 | 308.1975 | 0 | 0 | 0 | 0 | 0 | 13.4957 | 96.3538 | 359.0237 | 0 | 0 | 0 | 0 | 337.4531 | 281.4954 | 318.286 | 71.9318 | 0.39125 | 0.40133 | 0.39529 | 0.38828 | 132.0274 | 112.9729 | 125.8166 | 27.9294
8 | 1 | 21 | 660.8374 | 675.5704 | 694.2614 | 710.302 | 0 | 0 | 0 | 0 | 196.9301 | 320.7395 | 0 | 0 | 0 | 0 | 0 | 0 | 164.8942 | 104.8618 | 326.0373 | 326.0373 | 0 | 0 | 0 | 0 | 0 | 2.5949 | 13.6924 | 294.8072 | 0 | 0 | 0 | 0 | 299.0131 | 247.3742 | 354.5316 | 89.4575 | 0.3882 | 0.39886 | 0.39319 | 0.38634 | 116.077 | 98.6681 | 139.3996 | 34.5612
8 | 1 | 22 | 605.6629 | 620.0273 | 638.0811 | 653.5691 | 0 | 0 | 0 | 0 | 192.9748 | 323.5148 | 0 | 0 | 0 | 0 | 0 | 0 | 154.4019 | 91.5449 | 314.0576 | 314.0576 | 0 | 0 | 0 | 0 | 0 | 10.6948 | 99.0159 | 137.93 | 0 | 0 | 0 | 0 | 258.2862 | 194.2728 | 225.0076 | 201.5816 | 0.38109 | 0.39369 | 0.38812 | 0.38014 | 98.4301 | 76.4842 | 87.3306 | 76.6301
8 | 1 | 23 | 542.4304 | 555.4619 | 571.7813 | 585.7447 | 0 | 0 | 0 | 0 | 189.7571 | 322.3374 | 0 | 0 | 0 | 0 | 0 | 0 | 131.7616 | 69.5942 | 302.1106 | 302.1106 | 0 | 0 | 0 | 0 | 0 | 18.3783 | 78.7845 | 102.3173 | 0 | 0 | 0 | 0 | 220.9117 | 145.152 | 190.8861 | 181.3167 | 0.37177 | 0.39333 | 0.38899 | 0.37327 | 82.1279 | 57.0923 | 74.2524 | 67.6799
8 | 1 | 24 | 499.8893 | 510.5434 | 524.0274 | 535.4446 | 0 | 0 | 0 | 0 | 168.2519 | 347.4335 | 0 | 0 | 0 | 0 | 0 | 0 | 109.187 | 51.2474 | 300.2052 | 300.2052 | 0 | 0 | 0 | 0 | 0 | 10.5027 | 122.7964 | 101.5998 | 0 | 0 | 0 | 0 | 222.4504 | 101.3598 | 101.0258 | 133.6396 | 0.36952 | 0.39289 | 0.39083 | 0.37129 | 82.2008 | 39.8232 | 39.4842 | 49.6193
8 | 2 | 1 | 468.5417 | 476.2744 | 486.3444 | 494.6699 | 0 | 0 | 0 | 0 | 142.0922 | 343.7594 | 0 | 0 | 0 | 0 | 0 | 0 | 91.9326 | 43.165 | 308.0937 | 308.0937 | 0 | 0 | 0 | 0 | 0 | 26.4573 | 184.4302 | 108.7799 | 0 | 0 | 0 | 0 | 234.5169 | 62.8928 | -6.1795 | 77.7963 | 0.37223 | 0.39077 | 0.38906 | 0.37051 | 87.2954 | 24.5769 | -2.4042 | 28.8241
8 | 2 | 2 | 448.9324 | 454.5109 | 462.1305 | 468.2988 | 0 | 0 | 0 | 0 | 127.3354 | 333.9679 | 0 | 0 | 0 | 0 | 0 | 0 | 73.6937 | 35.7423 | 314.2844 | 314.2844 | 0 | 0 | 0 | 0 | 0 | 35.8903 | 146.5952 | 0.27037 | 0 | 0 | 0 | 0 | 247.9033 | 48.9103 | 1.2509 | 153.744 | 0.3725 | 0.38904 | 0.38716 | 0.37014 | 92.3428 | 19.0283 | 0.48431 | 56.9064
8 | 2 | 3 | 438.3482 | 441.8449 | 447.1465 | 451.2904 | 0 | 0 | 0 | 0 | 120.7717 | 325.0108 | 0 | 0 | 0 | 0 | 0 | 0 | 62.5916 | 20.9984 | 297.2712 | 297.2712 | 0 | 0 | 0 | 0 | 0 | 3.0494 | 165.2955 | -6.0063 | 0 | 0 | 0 | 0 | 254.9849 | 92.7863 | -15.4202 | 160.0255 | 0.3732 | 0.38992 | 0.38586 | 0.37025 | 95.1615 | 36.1793 | -5.9501 | 59.2499
8 | 2 | 4 | 443.7755 | 445.5434 | 448.9503 | 451.4018 | 0 | 0 | 0 | 0 | 125.9384 | 257.5064 | 0 | 0 | 0 | 0 | 0 | 0 | 59.8281 | 18.3048 | 293.779 | 293.779 | 0 | 0 | 0 | 0 | 0 | 46.1211 | 42.8422 | 8.1398 | 0 | 0 | 0 | 0 | 258.0089 | 123.6111 | 112.3292 | 149.483 | 0.37386 | 0.38754 | 0.38853 | 0.36998 | 96.4596 | 47.9044 | 43.6435 | 55.3064
8 | 2 | 5 | 465.3464 | 465.8705 | 467.9801 | 469.2596 | 0 | 0 | 0 | 0 | 155.436 | 244.3176 | 0 | 0 | 0 | 0 | 0 | 0 | 78.1528 | 28.0326 | 305.3836 | 305.3836 | 0 | 0 | 0 | 0 | 0 | 26.3309 | 125.2582 | -70.1517 | 0 | 0 | 0 | 0 | 231.7576 | 167.1894 | 37.3384 | 234.0277 | 0.37065 | 0.39036 | 0.39029 | 0.37126 | 85.9009 | 65.2648 | 14.5727 | 86.8847
8 | 2 | 6 | 493.6636 | 493.1315 | 494.2348 | 494.6648 | 0 | 0 | 0 | 0 | 157.7 | 253.5242 | 0 | 0 | 0 | 0 | 0 | 0 | 73.3456 | 65.1023 | 363.7756 | 363.8822 | 0 | 0 | 0 | 0 | 0 | 27.5427 | 287.6124 | -85.2285 | 0 | 0 | 0 | 0 | 262.6179 | 146.9622 | -157.1532 | 216.0111 | 0.37177 | 0.38885 | 0.38239 | 0.37131 | 97.6341 | 57.1456 | -60.0936 | 80.2079
8 | 2 | 7 | 534.5742 | 533.936 | 535.2831 | 536.1501 | 0 | 0 | 0 | 0 | 128.0387 | 227.2483 | 0 | 0 | 0 | 0 | 0 | 0 | 103.0096 | 188.7372 | 685.4139 | 686.7609 | 0 | 0 | 0 | 0 | 0 | -15.5972 | -71.3426 | -6.7807 | 0 | 0 | 0 | 0 | 303.5259 | 133.5478 | -78.7882 | -143.8301 | 0.3667 | 0.37732 | 0.37117 | 0.37991 | 111.3032 | 50.3903 | -29.2439 | -54.6428
8 | 2 | 8 | 573.9201 | 573.8164 | 576.306 | 578.6442 | 0 | 0 | 0 | 0 | 110.6425 | 159.7063 | 0 | 0 | 0 | 0 | 0 | 0 | 157.898 | 311.7944 | 896.4167 | 909.9376 | 0 | 0 | 0 | 0 | 0 | -28.1761 | -169.8223 | 40.698 | 0 | 0 | 0 | 0 | 305.3796 | 130.4918 | -150.2884 | -371.9915 | 0.37186 | 0.38691 | 0.38697 | 0.38173 | 113.5577 | 50.4891 | -58.1571 | -142.0004
8 | 2 | 9 | 610.237 | 611.6035 | 616.2409 | 620.9254 | 0 | 0 | 0 | 0 | 100.0164 | 136.5107 | 0 | 0 | 0 | 0 | 0 | 0 | 209.5802 | 420.0621 | 1063.6002 | 1090.5055 | 0 | 0 | 0 | 0 | 0 | -49.2885 | -284.3135 | -246.216 | 0 | 0 | 0 | 0 | 300.6404 | 104.3193 | -163.0458 | -223.364 | 0.37575 | 0.32651 | 0.32636 | 0.067785 | 112.9649 | 34.0613 | -53.2117 | -15.1408
8 | 2 | 10 | 646.5084 | 648.5446 | 654.0034 | 659.3271 | 0 | 0 | 0 | 0 | 117.495 | 128.5989 | 0 | 0 | 0 | 0 | 0 | 0 | 245.2151 | 489.9251 | 1188.8173 | 1225.6161 | 0 | 0 | 0 | 0 | 0 | -44.2542 | -287.1149 | -348.503 | 0 | 0 | 0 | 0 | 283.7984 | 74.2747 | -247.699 | -217.786 | 0.38219 | 0.32795 | 0.328 | 0.071605 | 108.4659 | 24.3584 | -81.2452 | -15.5946
8 | 2 | 11 | 674.0663 | 676.5876 | 682.396 | 687.6632 | 0 | 0 | 0 | 0 | 133.3772 | 132.299 | 0 | 0 | 0 | 0 | 0 | 0 | 261.5444 | 518.9377 | 1209.2879 | 1250.9383 | 0 | 0 | 0 | 0 | 0 | -53.549 | -349.9166 | -351 | 0 | 0 | 0 | 0 | 279.1446 | 78.8999 | -176.9754 | -212.2751 | 0.37921 | 0.32752 | 0.328 | 0.071605 | 105.8538 | 25.8414 | -58.0479 | -15.2
8 | 2 | 12 | 695.4222 | 698.5545 | 704.9037 | 710.3789 | 0 | 0 | 0 | 0 | 140.8299 | 130.1599 | 0 | 0 | 0 | 0 | 0 | 0 | 275.4484 | 527.0048 | 1206.9361 | 1250.8265 | 0 | 0 | 0 | 0 | 0 | -49.8193 | -334.5291 | -354.3905 | 0 | 0 | 0 | 0 | 279.1439 | 91.2091 | -167.5032 | -186.0571 | 0.37557 | 0.32768 | 0.328 | 0.071605 | 104.8371 | 29.8878 | -54.941 | -13.3226
8 | 2 | 13 | 723.2544 | 727.8151 | 735.7582 | 742.5224 | 0 | 0 | 0 | 0 | 147.0128 | 144.7989 | 0 | 0 | 0 | 0 | 0 | 0 | 286.6269 | 530.2738 | 1194.209 | 1238.6154 | 0 | 0 | 0 | 0 | 0 | -19.1464 | -256.7642 | -243.3871 | 0 | 0 | 0 | 0 | 289.6147 | 71.8888 | -201.6866 | -252.7059 | 0.37374 | 0.32755 | 0.32763 | 0.071605 | 108.2407 | 23.5473 | -66.078 | -18.095
8 | 2 | 14 | 741.7031 | 747.2718 | 756.4176 | 764.2602 | 0 | 0 | 0 | 0 | 172.3958 | 142.4928 | 0 | 0 | 0 | 0 | 0 | 0 | 290.4562 | 526.3065 | 1185.5713 | 1228.3928 | 0 | 0 | 0 | 0 | 0 | -10.0955 | -70.5045 | -96.1268 | 0 | 0 | 0 | 0 | 278.8511 | 88.568 | -358.6492 | -368.0058 | 0.37404 | 0.327 | 0.32733 | 0.070824 | 104.3013 | 28.962 | -117.3971 | -26.0637
8 | 2 | 15 | 757.7578 | 764.5209 | 775.0129 | 784.0001 | 0 | 0 | 0 | 0 | 185.5341 | 186.7294 | 0 | 0 | 0 | 0 | 0 | 0 | 306.195 | 524.1253 | 1186.5029 | 1225.5145 | 0 | 0 | 0 | 0 | 0 | -9.2918 | -9.155 | -34.3147 | 0 | 0 | 0 | 0 | 266.0288 | 62.958 | -402.335 | -407.1997 | 0.38108 | 0.31254 | 0.31233 | 0.32609 | 101.3772 | 19.6769 | -125.663 | -132.784
8 | 2 | 16 | 763.9264 | 772.9452 | 785.955 | 797.1759 | 0 | 0 | 0 | 0 | 180.0466 | 237.5796 | 0 | 0 | 0 | 0 | 0 | 0 | 340.1246 | 532.9117 | 1163.7212 | 1197.1051 | 0 | 0 | 0 | 0 | 0 | -11.5352 | -25.0759 | 7.1961 | 0 | 0 | 0 | 0 | 243.7553 | 13.9892 | -352.6903 | -407.1252 | 0.38915 | 0.32585 | 0.31944 | 0.31698 | 94.8563 | 4.5584 | -112.665 | -129.0508
8 | 2 | 17 | 749.4259 | 760.5811 | 775.8664 | 789.0813 | 0 | 0 | 0 | 0 | 177.322 | 232.4796 | 0 | 0 | 0 | 0 | 0 | 0 | 354.5074 | 455.5738 | 1032.3278 | 1054.3098 | 0 | 0 | 0 | 0 | 0 | -13.7808 | -24.6232 | 18.822 | 0 | 0 | 0 | 0 | 217.5966 | 86.3086 | -231.8382 | -284.0504 | 0.39 | 0.39598 | 0.39187 | 0.36712 | 84.8634 | 34.1762 | -90.8495 | -104.2811
8 | 2 | 18 | 723.486 | 736.6821 | 754.1245 | 769.2705 | 0 | 0 | 0 | 0 | 192.5077 | 252.585 | 0 | 0 | 0 | 0 | 0 | 0 | 324.976 | 323.8217 | 814.7319 | 822.5913 | 0 | 0 | 0 | 0 | 0 | -8.0596 | -37.8435 | 0 | 0 | 0 | 0 | 0 | 206.0023 | 168.3349 | -22.7638 | -53.3208 | 0.3917 | 0.40014 | 0.39346 | 0.38236 | 80.6921 | 67.3584 | -8.9568 | -20.3877
8 | 2 | 19 | 692.8922 | 706.9705 | 725.2497 | 741.1295 | 0 | 0 | 0 | 0 | 202.0995 | 284.6375 | 0 | 0 | 0 | 0 | 0 | 0 | 289.6488 | 165.4947 | 497.4511 | 497.6716 | 0 | 0 | 0 | 0 | 0 | 3.3756 | -28.0265 | 74.9623 | 0 | 0 | 0 | 0 | 201.1439 | 253.4626 | 255.8251 | 168.4956 | 0.39028 | 0.3992 | 0.39311 | 0.38685 | 78.5032 | 101.1834 | 100.5684 | 65.1826
8 | 2 | 20 | 691.0171 | 705.8013 | 724.7621 | 741.1395 | 0 | 0 | 0 | 0 | 201.0812 | 319.3349 | 0 | 0 | 0 | 0 | 0 | 0 | 279.6285 | 118.3062 | 314.3824 | 314.3825 | 0 | 0 | 0 | 0 | 0 | 13.4957 | 96.3538 | 359.0237 | 0 | 0 | 0 | 0 | 210.3074 | 254.6645 | 314.0258 | 67.7332 | 0.39125 | 0.40133 | 0.39529 | 0.38828 | 82.2821 | 102.2048 | 124.1326 | 26.2992
8 | 2 | 21 | 663.1398 | 677.9482 | 696.7305 | 712.8502 | 0 | 0 | 0 | 0 | 196.9301 | 320.7395 | 0 | 0 | 0 | 0 | 0 | 0 | 274.3301 | 106.8973 | 314.5844 | 314.5844 | 0 | 0 | 0 | 0 | 0 | 2.5949 | 13.6924 | 294.8072 | 0 | 0 | 0 | 0 | 191.8796 | 247.7164 | 368.4537 | 103.4586 | 0.3882 | 0.39886 | 0.39319 | 0.38634 | 74.4877 | 98.8046 | 144.8737 | 39.9705
8 | 2 | 22 | 604.5027 | 618.8291 | 636.8368 | 652.285 | 0 | 0 | 0 | 0 | 192.9748 | 323.5148 | 0 | 0 | 0 | 0 | 0 | 0 | 268.2036 | 98.6542 | 312.2272 | 312.2272 | 0 | 0 | 0 | 0 | 0 | 10.6948 | 99.0159 | 137.93 | 0 | 0 | 0 | 0 | 143.3244 | 185.9653 | 225.5936 | 202.1278 | 0.38109 | 0.39369 | 0.38812 | 0.38014 | 54.6194 | 73.2136 | 87.5581 | 76.8377
8 | 2 | 23 | 543.1737 | 556.2295 | 572.5784 | 586.5673 | 0 | 0 | 0 | 0 | 189.7571 | 322.3374 | 0 | 0 | 0 | 0 | 0 | 0 | 257.2276 | 93.068 | 307.261 | 307.261 | 0 | 0 | 0 | 0 | 0 | 18.3783 | 78.7845 | 102.3173 | 0 | 0 | 0 | 0 | 96.189 | 122.4458 | 186.5329 | 176.989 | 0.37177 | 0.39333 | 0.38899 | 0.37327 | 35.76 | 48.1614 | 72.5591 | 66.0645
8 | 2 | 24 | 500.832 | 511.517 | 525.0384 | 536.4879 | 0 | 0 | 0 | 0 | 168.2519 | 347.4335 | 0 | 0 | 0 | 0 | 0 | 0 | 236.3251 | 85.596 | 301.8168 | 301.8168 | 0 | 0 | 0 | 0 | 0 | 10.5027 | 122.7964 | 101.5998 | 0 | 0 | 0 | 0 | 96.255 | 67.9847 | 100.4252 | 133.0714 | 0.36952 | 0.39289 | 0.39083 | 0.37129 | 35.5685 | 26.7105 | 39.2494 | 49.4083
8 | 3 | 1 | 467.3995 | 475.0949 | 485.1195 | 493.4059 | 0 | 0 | 0 | 0 | 142.0922 | 343.7594 | 0 | 0 | 0 | 0 | 0 | 0 | 219.869 | 79.9335 | 295.3221 | 295.3221 | 0 | 0 | 0 | 0 | 0 | 26.4573 | 184.4302 | 108.7799 | 0 | 0 | 0 | 0 | 105.4384 | 24.9447 | 5.3672 | 89.3038 | 0.37223 | 0.39077 | 0.38906 | 0.37051 | 39.2478 | 9.7477 | 2.0882 | 33.0877
8 | 3 | 2 | 447.7902 | 453.3314 | 460.9057 | 467.0347 | 0 | 0 | 0 | 0 | 127.3354 | 333.9679 | 0 | 0 | 0 | 0 | 0 | 0 | 208.3605 | 72.5881 | 285.3627 | 285.3627 | 0 | 0 | 0 | 0 | 0 | 35.8903 | 146.5952 | 0.27037 | 0 | 0 | 0 | 0 | 112.0943 | 10.8851 | 28.9478 | 181.4017 | 0.3725 | 0.38904 | 0.38716 | 0.37014 | 41.7546 | 4.2348 | 11.2073 | 67.1435
8 | 3 | 3 | 437.333 | 440.7965 | 446.0578 | 450.1668 | 0 | 0 | 0 | 0 | 120.7717 | 325.0108 | 0 | 0 | 0 | 0 | 0 | 0 | 209.6645 | 74.4259 | 281.276 | 281.276 | 0 | 0 | 0 | 0 | 0 | 3.0494 | 165.2955 | -6.0063 | 0 | 0 | 0 | 0 | 106.8968 | 38.3103 | -0.51374 | 174.8971 | 0.3732 | 0.38992 | 0.38586 | 0.37025 | 39.8944 | 14.938 | -0.19824 | 64.7562
8 | 3 | 4 | 441.1105 | 442.7912 | 446.0924 | 448.4523 | 0 | 0 | 0 | 0 | 125.9384 | 257.5064 | 0 | 0 | 0 | 0 | 0 | 0 | 201.4941 | 68.7037 | 275.9747 | 275.9747 | 0 | 0 | 0 | 0 | 0 | 46.1211 | 42.8422 | 8.1398 | 0 | 0 | 0 | 0 | 113.678 | 70.4601 | 127.2754 | 164.3377 | 0.37386 | 0.38754 | 0.38853 | 0.36998 | 42.4998 | 27.3062 | 49.4506 | 60.8024
8 | 3 | 5 | 461.7932 | 462.2009 | 464.1695 | 465.3269 | 0 | 0 | 0 | 0 | 155.436 | 244.3176 | 0 | 0 | 0 | 0 | 0 | 0 | 194.8552 | 62.795 | 265.5811 | 265.5811 | 0 | 0 | 0 | 0 | 0 | 26.3309 | 125.2582 | -70.1517 | 0 | 0 | 0 | 0 | 111.502 | 128.7575 | 73.3302 | 269.8975 | 0.37065 | 0.39036 | 0.39029 | 0.37126 | 41.3282 | 50.2623 | 28.6199 | 100.2016
8 | 3 | 6 | 487.1372 | 486.3914 | 487.2357 | 487.4416 | 0 | 0 | 0 | 0 | 157.7 | 253.5242 | 0 | 0 | 0 | 0 | 0 | 0 | 204.9542 | 85.683 | 297.5018 | 297.5948 | 0 | 0 | 0 | 0 | 0 | 27.5427 | 287.6124 | -85.2285 | 0 | 0 | 0 | 0 | 124.483 | 119.6415 | -97.8784 | 275.0753 | 0.37177 | 0.38885 | 0.38239 | 0.37131 | 46.2794 | 46.522 | -37.4276 | 102.1393
8 | 3 | 7 | 524.3495 | 523.3766 | 524.3179 | 524.8338 | 0 | 0 | 0 | 0 | 128.0387 | 227.2483 | 0 | 0 | 0 | 0 | 0 | 0 | 228.0006 | 196.7295 | 583.8889 | 585.3665 | 0 | 0 | 0 | 0 | 0 | -15.5972 | -71.3426 | -6.7807 | 0 | 0 | 0 | 0 | 168.3102 | 114.996 | 11.7716 | -53.752 | 0.3667 | 0.37732 | 0.37117 | 0.37991 | 61.7195 | 43.3904 | 4.3693 | -20.4211
8 | 3 | 8 | 568.3002 | 568.0125 | 570.279 | 572.4242 | 0 | 0 | 0 | 0 | 110.6425 | 159.7063 | 0 | 0 | 0 | 0 | 0 | 0 | 259.3028 | 310.1155 | 793.8926 | 807.4225 | 0 | 0 | 0 | 0 | 0 | -28.1761 | -169.8223 | 40.698 | 0 | 0 | 0 | 0 | 198.3549 | 126.3668 | -53.7913 | -275.6963 | 0.37186 | 0.38691 | 0.38697 | 0.38173 | 73.7597 | 48.8931 | -20.8156 | -105.2417
8 | 3 | 9 | 611.6511 | 613.0639 | 617.7574 | 622.4904 | 0 | 0 | 0 | 0 | 100.0164 | 136.5107 | 0 | 0 | 0 | 0 | 0 | 0 | 315.3472 | 414.9682 | 953.8685 | 981.2531 | 0 | 0 | 0 | 0 | 0 | -49.2885 | -284.3135 | -246.216 | 0 | 0 | 0 | 0 | 196.2875 | 110.8736 | -51.7977 | -112.5466 | 0.37575 | 0.32651 | 0.32636 | 0.067785 | 73.7545 | 36.2013 | -16.9047 | -7.629
8 | 3 | 10 | 647.4512 | 649.5182 | 655.0143 | 660.3705 | 0 | 0 | 0 | 0 | 117.495 | 128.5989 | 0 | 0 | 0 | 0 | 0 | 0 | 366.6335 | 491.9258 | 1087.307 | 1125.34 | 0 | 0 | 0 | 0 | 0 | -44.2542 | -287.1149 | -348.503 | 0 | 0 | 0 | 0 | 163.3226 | 73.2477 | -145.1777 | -116.4665 | 0.38219 | 0.32795 | 0.328 | 0.071605 | 62.4208 | 24.0215 | -47.6182 | -8.3396
8 | 3 | 11 | 677.7827 | 680.4257 | 686.3815 | 691.7764 | 0 | 0 | 0 | 0 | 133.3772 | 132.299 | 0 | 0 | 0 | 0 | 0 | 0 | 385.6318 | 526.8791 | 1132.8615 | 1176.7222 | 0 | 0 | 0 | 0 | 0 | -53.549 | -349.9166 | -351 | 0 | 0 | 0 | 0 | 158.7737 | 74.7966 | -96.5634 | -133.9457 | 0.37921 | 0.32752 | 0.328 | 0.071605 | 60.2082 | 24.4974 | -31.6728 | -9.5912
8 | 3 | 12 | 702.0392 | 705.3882 | 712 | 717.7024 | 0 | 0 | 0 | 0 | 140.8299 | 130.1599 | 0 | 0 | 0 | 0 | 0 | 0 | 380.4276 | 537.5287 | 1145.4752 | 1191.8783 | 0 | 0 | 0 | 0 | 0 | -49.8193 | -334.5291 | -354.3905 | 0 | 0 | 0 | 0 | 180.7817 | 87.5188 | -98.9461 | -119.7854 | 0.37557 | 0.32768 | 0.328 | 0.071605 | 67.8956 | 28.6785 | -32.4543 | -8.5772
8 | 3 | 13 | 732.6089 | 737.4759 | 745.7902 | 752.8756 | 0 | 0 | 0 | 0 | 147.0128 | 144.7989 | 0 | 0 | 0 | 0 | 0 | 0 | 372.42 | 542.1785 | 1119.6056 | 1167.0219 | 0 | 0 | 0 | 0 | 0 | -19.1464 | -256.7642 | -243.3871 | 0 | 0 | 0 | 0 | 213.1761 | 69.6449 | -117.0512 | -170.7592 | 0.37374 | 0.32755 | 0.32763 | 0.071605 | 79.6725 | 22.8123 | -38.3491 | -12.2272
8 | 3 | 14 | 751.8916 | 757.7938 | 767.3439 | 775.5364 | 0 | 0 | 0 | 0 | 172.3958 | 142.4928 | 0 | 0 | 0 | 0 | 0 | 0 | 376.0852 | 533.179 | 1116.7631 | 1162.1976 | 0 | 0 | 0 | 0 | 0 | -10.0955 | -70.5045 | -96.1268 | 0 | 0 | 0 | 0 | 203.4105 | 92.2175 | -278.9146 | -290.5344 | 0.37404 | 0.327 | 0.32733 | 0.070824 | 76.0835 | 30.1554 | -91.2975 | -20.5769
8 | 3 | 15 | 769.3603 | 776.5032 | 787.4557 | 796.8413 | 0 | 0 | 0 | 0 | 185.5341 | 186.7294 | 0 | 0 | 0 | 0 | 0 | 0 | 393.7989 | 530.2116 | 1102.9025 | 1143.3564 | 0 | 0 | 0 | 0 | 0 | -9.2918 | -9.155 | -34.3147 | 0 | 0 | 0 | 0 | 190.0274 | 68.854 | -306.2918 | -312.2005 | 0.38108 | 0.31254 | 0.31233 | 0.32609 | 72.4149 | 21.5196 | -95.6655 | -101.8057
8 | 3 | 16 | 774.7131 | 784.085 | 797.5229 | 809.1142 | 0 | 0 | 0 | 0 | 180.0466 | 237.5796 | 0 | 0 | 0 | 0 | 0 | 0 | 429.4025 | 508.9574 | 1031.1455 | 1064.0202 | 0 | 0 | 0 | 0 | 0 | -11.5352 | -25.0759 | 7.1961 | 0 | 0 | 0 | 0 | 165.2641 | 49.0832 | -208.5467 | -262.102 | 0.38915 | 0.32585 | 0.31944 | 0.31698 | 64.3118 | 15.9938 | -66.6191 | -83.0813
8 | 3 | 17 | 761.808 | 773.3685 | 789.1452 | 802.7853 | 0 | 0 | 0 | 0 | 177.322 | 232.4796 | 0 | 0 | 0 | 0 | 0 | 0 | 395.497 | 413.6062 | 891.9178 | 913.5076 | 0 | 0 | 0 | 0 | 0 | -13.7808 | -24.6232 | 18.822 | 0 | 0 | 0 | 0 | 188.989 | 141.0635 | -78.1494 | -129.5443 | 0.39 | 0.39598 | 0.39187 | 0.36712 | 73.7063 | 55.8579 | -30.6241 | -47.5585
8 | 3 | 18 | 732.4417 | 745.9309 | 763.7288 | 779.1823 | 0 | 0 | 0 | 0 | 192.5077 | 252.585 | 0 | 0 | 0 | 0 | 0 | 0 | 327.4623 | 271.4924 | 681.3712 | 688.9548 | 0 | 0 | 0 | 0 | 0 | -8.0596 | -37.8435 | 0 | 0 | 0 | 0 | 0 | 212.4717 | 229.9131 | 120.2011 | 90.2275 | 0.3917 | 0.40014 | 0.39346 | 0.38236 | 83.2262 | 91.9985 | 47.2948 | 34.4993
8 | 3 | 19 | 703.697 | 718.129 | 736.837 | 753.0879 | 0 | 0 | 0 | 0 | 202.0995 | 284.6375 | 0 | 0 | 0 | 0 | 0 | 0 | 291.288 | 163.325 | 495.4985 | 495.662 | 0 | 0 | 0 | 0 | 0 | 3.3756 | -28.0265 | 74.9623 | 0 | 0 | 0 | 0 | 210.3095 | 266.7908 | 269.365 | 182.4636 | 0.39028 | 0.3992 | 0.39311 | 0.38685 | 82.0804 | 106.5041 | 105.8911 | 70.5862
8 | 3 | 20 | 692.0504 | 706.8685 | 725.8702 | 742.2831 | 0 | 0 | 0 | 0 | 201.0812 | 319.3349 | 0 | 0 | 0 | 0 | 0 | 0 | 338.7409 | 154.3308 | 316.2228 | 316.2228 | 0 | 0 | 0 | 0 | 0 | 13.4957 | 96.3538 | 359.0237 | 0 | 0 | 0 | 0 | 152.2284 | 219.7071 | 313.2936 | 67.0365 | 0.39125 | 0.40133 | 0.39529 | 0.38828 | 59.5588 | 88.1753 | 123.8432 | 26.0287
8 | 3 | 21 | 663.9012 | 678.7345 | 697.5471 | 713.6929 | 0 | 0 | 0 | 0 | 196.9301 | 320.7395 | 0 | 0 | 0 | 0 | 0 | 0 | 317.7566 | 142.4439 | 321.3303 | 321.3303 | 0 | 0 | 0 | 0 | 0 | 2.5949 | 13.6924 | 294.8072 | 0 | 0 | 0 | 0 | 149.2146 | 212.9562 | 362.5243 | 97.5554 | 0.3882 | 0.39886 | 0.39319 | 0.38634 | 57.9251 | 84.94 | 142.5423 | 37.6898
8 | 3 | 22 | 611.8268 | 626.3929 | 644.6913 | 660.391 | 0 | 0 | 0 | 0 | 192.9748 | 323.5148 | 0 | 0 | 0 | 0 | 0 | 0 | 274.0354 | 122.3768 | 327.0007 | 327.0007 | 0 | 0 | 0 | 0 | 0 | 10.6948 | 99.0159 | 137.93 | 0 | 0 | 0 | 0 | 144.8166 | 169.8065 | 218.6747 | 195.4603 | 0.38109 | 0.39369 | 0.38812 | 0.38014 | 55.1881 | 66.8519 | 84.8726 | 74.3031
8 | 3 | 23 | 558.692 | 572.2558 | 589.2206 | 603.7424 | 0 | 0 | 0 | 0 | 189.7571 | 322.3374 | 0 | 0 | 0 | 0 | 0 | 0 | 242.6531 | 111.5044 | 326.3798 | 326.3798 | 0 | 0 | 0 | 0 | 0 | 18.3783 | 78.7845 | 102.3173 | 0 | 0 | 0 | 0 | 126.2818 | 120.0357 | 184.0564 | 175.0453 | 0.37177 | 0.39333 | 0.38899 | 0.37327 | 46.9475 | 47.2134 | 71.5957 | 65.339
8 | 3 | 24 | 509.7877 | 520.7658 | 534.6427 | 546.3997 | 0 | 0 | 0 | 0 | 168.2519 | 347.4335 | 0 | 0 | 0 | 0 | 0 | 0 | 225.0599 | 100.6838 | 310.8613 | 310.8613 | 0 | 0 | 0 | 0 | 0 | 10.5027 | 122.7964 | 101.5998 | 0 | 0 | 0 | 0 | 116.4759 | 62.1458 | 100.985 | 133.9387 | 0.36952 | 0.39289 | 0.39083 | 0.37129 | 43.0407 | 24.4164 | 39.4682 | 49.7303
8 | 4 | 1 | 475.1587 | 483.1081 | 493.4406 | 501.9934 | 0 | 0 | 0 | 0 | 142.0922 | 343.7594 | 0 | 0 | 0 | 0 | 0 | 0 | 202.6218 | 90.7466 | 285.5399 | 285.5399 | 0 | 0 | 0 | 0 | 0 | 26.4573 | 184.4302 | 108.7799 | 0 | 0 | 0 | 0 | 130.4448 | 22.1448 | 23.4706 | 107.6736 | 0.37223 | 0.39077 | 0.38906 | 0.37051 | 48.5561 | 8.6536 | 9.1314 | 39.8938
8 | 4 | 2 | 450.9265 | 456.5704 | 464.2691 | 470.5059 | 0 | 0 | 0 | 0 | 127.3354 | 333.9679 | 0 | 0 | 0 | 0 | 0 | 0 | 194.7409 | 93.8728 | 272.1797 | 272.1797 | 0 | 0 | 0 | 0 | 0 | 35.8903 | 146.5952 | 0.27037 | 0 | 0 | 0 | 0 | 128.8502 | -7.1607 | 45.4942 | 198.0558 | 0.3725 | 0.38904 | 0.38716 | 0.37014 | 47.9961 | -2.7858 | 17.6134 | 73.3078
8 | 4 | 3 | 434.5593 | 437.932 | 443.0832 | 447.097 | 0 | 0 | 0 | 0 | 120.7717 | 325.0108 | 0 | 0 | 0 | 0 | 0 | 0 | 185.454 | 94.6492 | 256.2021 | 256.2021 | 0 | 0 | 0 | 0 | 0 | 3.0494 | 165.2955 | -6.0063 | 0 | 0 | 0 | 0 | 128.3336 | 15.2226 | 21.5855 | 196.9011 | 0.3732 | 0.38992 | 0.38586 | 0.37025 | 47.8947 | 5.9356 | 8.3291 | 72.9032
8 | 4 | 4 | 432.318 | 433.7109 | 436.6631 | 438.7211 | 0 | 0 | 0 | 0 | 125.9384 | 257.5064 | 0 | 0 | 0 | 0 | 0 | 0 | 177.1472 | 102.6957 | 254.2424 | 254.2424 | 0 | 0 | 0 | 0 | 0 | 46.1211 | 42.8422 | 8.1398 | 0 | 0 | 0 | 0 | 129.2323 | 27.3877 | 139.5785 | 176.3389 | 0.37386 | 0.38754 | 0.38853 | 0.36998 | 48.315 | 10.6139 | 54.2307 | 65.2427
8 | 4 | 5 | 438.1168 | 437.7495 | 438.7784 | 439.1229 | 0 | 0 | 0 | 0 | 155.436 | 244.3176 | 0 | 0 | 0 | 0 | 0 | 0 | 156.2025 | 105.469 | 252.0832 | 252.0832 | 0 | 0 | 0 | 0 | 0 | 26.3309 | 125.2582 | -70.1517 | 0 | 0 | 0 | 0 | 126.4783 | 61.6321 | 61.4371 | 257.1914 | 0.37065 | 0.39036 | 0.39029 | 0.37126 | 46.8791 | 24.059 | 23.9782 | 95.4844
8 | 4 | 6 | 433.6569 | 431.1606 | 429.8822 | 428.2517 | 0 | 0 | 0 | 0 | 157.7 | 253.5242 | 0 | 0 | 0 | 0 | 0 | 0 | 156.7642 | 113.9462 | 267.2021 | 267.2783 | 0 | 0 | 0 | 0 | 0 | 27.5427 | 287.6124 | -85.2285 | 0 | 0 | 0 | 0 | 119.1928 | 36.1474 | -124.9323 | 246.2018 | 0.37177 | 0.38885 | 0.38239 | 0.37131 | 44.3126 | 14.0558 | -47.7727 | 91.4181
8 | 4 | 7 | 454.7709 | 451.5203 | 449.7 | 447.8267 | 0 | 0 | 0 | 0 | 128.0387 | 227.2483 | 0 | 0 | 0 | 0 | 0 | 0 | 176.3768 | 219.4373 | 545.9938 | 547.5661 | 0 | 0 | 0 | 0 | 0 | -15.5972 | -71.3426 | -6.7807 | 0 | 0 | 0 | 0 | 150.3554 | 20.432 | -24.9513 | -92.9587 | 0.3667 | 0.37732 | 0.37117 | 0.37991 | 55.1355 | 7.7094 | -9.2612 | -35.3162
8 | 4 | 8 | 495.5308 | 492.8611 | 492.2392 | 491.8858 | 0 | 0 | 0 | 0 | 110.6425 | 159.7063 | 0 | 0 | 0 | 0 | 0 | 0 | 222.6744 | 353.7303 | 798.1983 | 811.5173 | 0 | 0 | 0 | 0 | 0 | -28.1761 | -169.8223 | 40.698 | 0 | 0 | 0 | 0 | 162.2139 | 7.6006 | -136.1368 | -360.3295 | 0.37186 | 0.38691 | 0.38697 | 0.38173 | 60.3204 | 2.9408 | -52.6808 | -137.5487
8 | 4 | 9 | 539.8063 | 538.8673 | 540.7092 | 542.9753 | 0 | 0 | 0 | 0 | 100.0164 | 136.5107 | 0 | 0 | 0 | 0 | 0 | 0 | 268.901 | 455.0121 | 965.9019 | 992.9467 | 0 | 0 | 0 | 0 | 0 | -49.2885 | -284.3135 | -246.216 | 0 | 0 | 0 | 0 | 170.889 | -3.3669 | -140.8792 | -203.7554 | 0.37575 | 0.32651 | 0.32636 | 0.067785 | 64.2111 | -1.0993 | -45.9774 | -13.8117
8 | 4 | 10 | 585.1784 | 585.207 | 588.2315 | 591.4493 | 0 | 0 | 0 | 0 | 117.495 | 128.5989 | 0 | 0 | 0 | 0 | 0 | 0 | 297.1954 | 522.8579 | 1073.3246 | 1111.2216 | 0 | 0 | 0 | 0 | 0 | -44.2542 | -287.1149 | -348.503 | 0 | 0 | 0 | 0 | 170.488 | -21.9957 | -197.9782 | -171.2693 | 0.38219 | 0.32795 | 0.328 | 0.071605 | 65.1594 | -7.2135 | -64.9368 | -12.2637
8 | 4 | 11 | 617.3228 | 617.9867 | 621.5429 | 624.8617 | 0 | 0 | 0 | 0 | 133.3772 | 132.299 | 0 | 0 | 0 | 0 | 0 | 0 | 300.6335 | 545.3711 | 1117.515 | 1161.7587 | 0 | 0 | 0 | 0 | 0 | -53.549 | -349.9166 | -351 | 0 | 0 | 0 | 0 | 183.3122 | -6.1344 | -146.0555 | -185.897 | 0.37921 | 0.32752 | 0.328 | 0.071605 | 69.5134 | -2.0091 | -47.9062 | -13.3112
8 | 4 | 12 | 641.3075 | 642.6684 | 646.8697 | 650.4867 | 0 | 0 | 0 | 0 | 140.8299 | 130.1599 | 0 | 0 | 0 | 0 | 0 | 0 | 298.9786 | 549.7545 | 1135.6944 | 1182.9654 | 0 | 0 | 0 | 0 | 0 | -49.8193 | -334.5291 | -354.3905 | 0 | 0 | 0 | 0 | 201.4989 | 12.5733 | -154.2956 | -178.0882 | 0.37557 | 0.32768 | 0.328 | 0.071605 | 75.6763 | 4.1201 | -50.6089 | -12.752
8 | 4 | 13 | 662.3413 | 664.9081 | 670.4335 | 675.1061 | 0 | 0 | 0 | 0 | 147.0128 | 144.7989 | 0 | 0 | 0 | 0 | 0 | 0 | 311.4143 | 555.915 | 1129.024 | 1176.954 | 0 | 0 | 0 | 0 | 0 | -19.1464 | -256.7642 | -243.3871 | 0 | 0 | 0 | 0 | 203.9142 | -16.6595 | -201.8263 | -258.4608 | 0.37374 | 0.32755 | 0.32763 | 0.071605 | 76.2109 | -5.4568 | -66.1237 | -18.5071
8 | 4 | 14 | 681.1889 | 684.7767 | 691.5206 | 697.2853 | 0 | 0 | 0 | 0 | 172.3958 | 142.4928 | 0 | 0 | 0 | 0 | 0 | 0 | 332.3294 | 556.8316 | 1124.1402 | 1169.7727 | 0 | 0 | 0 | 0 | 0 | -10.0955 | -70.5045 | -96.1268 | 0 | 0 | 0 | 0 | 176.4637 | -4.4522 | -362.1151 | -376.3606 | 0.37404 | 0.327 | 0.32733 | 0.070824 | 66.0044 | -1.4559 | -118.5316 | -26.6554
8 | 4 | 15 | 693.6541 | 698.3188 | 706.2664 | 713.0524 | 0 | 0 | 0 | 0 | 185.5341 | 186.7294 | 0 | 0 | 0 | 0 | 0 | 0 | 341.1413 | 549.944 | 1132.3298 | 1173.1385 | 0 | 0 | 0 | 0 | 0 | -9.2918 | -9.155 | -34.3147 | 0 | 0 | 0 | 0 | 166.9788 | -29.0628 | -416.9084 | -425.7714 | 0.38108 | 0.31254 | 0.31233 | 0.32609 | 63.6316 | -9.0833 | -130.2148 | -138.8401
8 | 4 | 16 | 697.8829 | 704.7398 | 715.1282 | 724.0814 | 0 | 0 | 0 | 0 | 180.0466 | 237.5796 | 0 | 0 | 0 | 0 | 0 | 0 | 332.3468 | 508.0741 | 1107.6606 | 1139.9735 | 0 | 0 | 0 | 0 | 0 | -11.5352 | -25.0759 | 7.1961 | 0 | 0 | 0 | 0 | 185.4895 | -29.3787 | -367.4565 | -423.0882 | 0.38915 | 0.32585 | 0.31944 | 0.31698 | 72.1824 | -9.5731 | -117.382 | -134.1108
8 | 4 | 17 | 688.8029 | 697.9737 | 710.8528 | 721.986 | 0 | 0 | 0 | 0 | 177.322 | 232.4796 | 0 | 0 | 0 | 0 | 0 | 0 | 318.8013 | 423.8464 | 982.8481 | 1003.3608 | 0 | 0 | 0 | 0 | 0 | -13.7808 | -24.6232 | 18.822 | 0 | 0 | 0 | 0 | 192.6796 | 55.4285 | -247.3722 | -300.1967 | 0.39 | 0.39598 | 0.39187 | 0.36712 | 75.1457 | 21.9484 | -96.9368 | -110.2088
8 | 4 | 18 | 665.6549 | 676.9578 | 692.1049 | 705.2651 | 0 | 0 | 0 | 0 | 192.5077 | 252.585 | 0 | 0 | 0 | 0 | 0 | 0 | 288.0307 | 292.0926 | 734.7328 | 741.8091 | 0 | 0 | 0 | 0 | 0 | -8.0596 | -37.8435 | 0 | 0 | 0 | 0 | 0 | 185.1165 | 140.3398 | -4.7844 | -36.544 | 0.3917 | 0.40014 | 0.39346 | 0.38236 | 72.511 | 56.1562 | -1.8825 | -13.973
8 | 4 | 19 | 638.8137 | 651.1218 | 667.2545 | 681.2775 | 0 | 0 | 0 | 0 | 202.0995 | 284.6375 | 0 | 0 | 0 | 0 | 0 | 0 | 283.6813 | 183.4995 | 506.9616 | 507.1364 | 0 | 0 | 0 | 0 | 0 | 3.3756 | -28.0265 | 74.9623 | 0 | 0 | 0 | 0 | 153.0328 | 179.6091 | 188.3194 | 99.1788 | 0.39028 | 0.3992 | 0.39311 | 0.38685 | 59.7262 | 71.7008 | 74.031 | 38.3674
8 | 4 | 20 | 638.5702 | 651.6376 | 668.5167 | 683.0932 | 0 | 0 | 0 | 0 | 201.0812 | 319.3349 | 0 | 0 | 0 | 0 | 0 | 0 | 277.7597 | 135.8677 | 342.2327 | 342.2327 | 0 | 0 | 0 | 0 | 0 | 13.4957 | 96.3538 | 359.0237 | 0 | 0 | 0 | 0 | 159.7293 | 182.9393 | 229.9302 | -18.1633 | 0.39125 | 0.40133 | 0.39529 | 0.38828 | 62.4936 | 73.4193 | 90.8901 | -7.0524
8 | 4 | 21 | 615.5515 | 628.802 | 645.6955 | 660.1812 | 0 | 0 | 0 | 0 | 196.9301 | 320.7395 | 0 | 0 | 0 | 0 | 0 | 0 | 280.0385 | 147.1592 | 356.8493 | 356.8493 | 0 | 0 | 0 | 0 | 0 | 2.5949 | 13.6924 | 294.8072 | 0 | 0 | 0 | 0 | 138.5829 | 158.3085 | 275.1538 | 8.5247 | 0.3882 | 0.39886 | 0.39319 | 0.38634 | 53.7979 | 63.1432 | 108.1888 | 3.2935
8 | 4 | 22 | 565.5618 | 578.6135 | 595.0756 | 609.1867 | 0 | 0 | 0 | 0 | 192.9748 | 323.5148 | 0 | 0 | 0 | 0 | 0 | 0 | 263.4461 | 147.0556 | 352.3498 | 352.3498 | 0 | 0 | 0 | 0 | 0 | 10.6948 | 99.0159 | 137.93 | 0 | 0 | 0 | 0 | 109.141 | 97.3483 | 143.7099 | 118.9069 | 0.38109 | 0.39369 | 0.38812 | 0.38014 | 41.5925 | 38.3255 | 55.7771 | 45.2018
8 | 4 | 23 | 522.5611 | 534.9422 | 550.473 | 563.7541 | 0 | 0 | 0 | 0 | 189.7571 | 322.3374 | 0 | 0 | 0 | 0 | 0 | 0 | 246.8453 | 137.4842 | 341.7692 | 341.7692 | 0 | 0 | 0 | 0 | 0 | 18.3783 | 78.7845 | 102.3173 | 0 | 0 | 0 | 0 | 85.9587 | 56.7423 | 129.9192 | 119.6675 | 0.37177 | 0.39333 | 0.38899 | 0.37327 | 31.9567 | 22.3184 | 50.537 | 44.6682
8 | 4 | 24 | 480.0382 | 490.0425 | 502.7385 | 513.4741 | 0 | 0 | 0 | 0 | 168.2519 | 347.4335 | 0 | 0 | 0 | 0 | 0 | 0 | 231.5728 | 133.6663 | 348.0407 | 348.0407 | 0 | 0 | 0 | 0 | 0 | 10.5027 | 122.7964 | 101.5998 | 0 | 0 | 0 | 0 | 80.2135 | -1.5601 | 31.9015 | 63.8336 | 0.36952 | 0.39289 | 0.39083 | 0.37129 | 29.6408 | -0.61294 | 12.4681 | 23.7009
8 | 5 | 1 | 448.5092 | 455.5862 | 464.8611 | 472.4988 | 0 | 0 | 0 | 0 | 142.0922 | 343.7594 | 0 | 0 | 0 | 0 | 0 | 0 | 231.6743 | 142.9532 | 363.2745 | 363.2745 | 0 | 0 | 0 | 0 | 0 | 26.4573 | 184.4302 | 108.7799 | 0 | 0 | 0 | 0 | 74.7428 | -57.5836 | -82.8436 | 0.44436 | 0.37223 | 0.39077 | 0.38906 | 0.37051 | 27.8219 | -22.5022 | -32.231 | 0.16464
8 | 5 | 2 | 426.3438 | 431.1829 | 437.9059 | 443.2986 | 0 | 0 | 0 | 0 | 127.3354 | 333.9679 | 0 | 0 | 0 | 0 | 0 | 0 | 237.546 | 153.2479 | 379.6363 | 379.6363 | 0 | 0 | 0 | 0 | 0 | 35.8903 | 146.5952 | 0.27037 | 0 | 0 | 0 | 0 | 61.4624 | -91.9232 | -88.3256 | 63.3919 | 0.3725 | 0.38904 | 0.38716 | 0.37014 | 22.8944 | -35.7622 | -34.1958 | 23.4637
8 | 5 | 3 | 413.4935 | 416.1766 | 420.4917 | 423.7822 | 0 | 0 | 0 | 0 | 120.7717 | 325.0108 | 0 | 0 | 0 | 0 | 0 | 0 | 237.9238 | 166.9448 | 408.1842 | 408.1842 | 0 | 0 | 0 | 0 | 0 | 3.0494 | 165.2955 | -6.0063 | 0 | 0 | 0 | 0 | 54.798 | -78.8284 | -152.988 | 21.6043 | 0.3732 | 0.38992 | 0.38586 | 0.37025 | 20.4509 | -30.7368 | -59.0327 | 7.9991
8 | 5 | 4 | 408.1159 | 408.7166 | 410.7081 | 411.9351 | 0 | 0 | 0 | 0 | 125.9384 | 257.5064 | 0 | 0 | 0 | 0 | 0 | 0 | 218.5371 | 160.8224 | 427.3106 | 427.3106 | 0 | 0 | 0 | 0 | 0 | 46.1211 | 42.8422 | 8.1398 | 0 | 0 | 0 | 0 | 63.6403 | -55.7332 | -59.4447 | -23.5153 | 0.37386 | 0.38754 | 0.38853 | 0.36998 | 23.7927 | -21.5989 | -23.0962 | -8.7003
8 | 5 | 5 | 410.3615 | 409.0856 | 409.0129 | 408.4043 | 0 | 0 | 0 | 0 | 155.436 | 244.3176 | 0 | 0 | 0 | 0 | 0 | 0 | 219.0256 | 158.0948 | 426.5694 | 426.5694 | 0 | 0 | 0 | 0 | 0 | 26.3309 | 125.2582 | -70.1517 | 0 | 0 | 0 | 0 | 35.8999 | -19.6576 | -142.8147 | 51.9866 | 0.37065 | 0.39036 | 0.39029 | 0.37126 | 13.3063 | -7.6736 | -55.7389 | 19.3004
8 | 5 | 6 | 407.6782 | 404.3315 | 402.0219 | 399.4994 | 0 | 0 | 0 | 0 | 157.7 | 253.5242 | 0 | 0 | 0 | 0 | 0 | 0 | 195.9172 | 165.0683 | 453.479 | 453.5538 | 0 | 0 | 0 | 0 | 0 | 27.5427 | 287.6124 | -85.2285 | 0 | 0 | 0 | 0 | 54.0611 | -41.8038 | -339.0694 | 31.1741 | 0.37177 | 0.38885 | 0.38239 | 0.37131 | 20.0984 | -16.2552 | -129.6564 | 11.5754
8 | 5 | 7 | 419.5464 | 415.1428 | 411.9244 | 408.8416 | 0 | 0 | 0 | 0 | 128.0387 | 227.2483 | 0 | 0 | 0 | 0 | 0 | 0 | 198.8648 | 256.7988 | 687.7449 | 689.1417 | 0 | 0 | 0 | 0 | 0 | -15.5972 | -71.3426 | -6.7807 | 0 | 0 | 0 | 0 | 92.643 | -53.307 | -204.4779 | -273.5194 | 0.3667 | 0.37732 | 0.37117 | 0.37991 | 33.9723 | -20.1138 | -75.8962 | -103.9134
8 | 5 | 8 | 448.3776 | 444.1643 | 441.6709 | 439.6983 | 0 | 0 | 0 | 0 | 110.6425 | 159.7063 | 0 | 0 | 0 | 0 | 0 | 0 | 268.9948 | 394.549 | 898.5589 | 911.8675 | 0 | 0 | 0 | 0 | 0 | -28.1761 | -169.8223 | 40.698 | 0 | 0 | 0 | 0 | 68.7402 | -81.9149 | -287.0657 | -512.8672 | 0.37186 | 0.38691 | 0.38697 | 0.38173 | 25.5616 | -31.694 | -111.0858 | -195.777
8 | 5 | 9 | 472.9469 | 469.8194 | 469.0075 | 468.9778 | 0 | 0 | 0 | 0 | 100.0164 | 136.5107 | 0 | 0 | 0 | 0 | 0 | 0 | 344.9371 | 521.6735 | 1072.7709 | 1100.0241 | 0 | 0 | 0 | 0 | 0 | -49.2885 | -284.3135 | -246.216 | 0 | 0 | 0 | 0 | 27.9935 | -139.0763 | -319.4499 | -384.8302 | 0.37575 | 0.32651 | 0.32636 | 0.067785 | 10.5185 | -45.4098 | -104.2559 | -26.0859
8 | 5 | 10 | 504.0698 | 501.4433 | 501.2485 | 501.6813 | 0 | 0 | 0 | 0 | 117.495 | 128.5989 | 0 | 0 | 0 | 0 | 0 | 0 | 398.5551 | 599.1084 | 1166.9738 | 1204.1543 | 0 | 0 | 0 | 0 | 0 | -44.2542 | -287.1149 | -348.503 | 0 | 0 | 0 | 0 | -11.9804 | -182.0098 | -378.6104 | -353.97 | 0.38219 | 0.32795 | 0.328 | 0.071605 | -4.5788 | -59.69 | -124.1841 | -25.346
8 | 5 | 11 | 530.3041 | 528.1195 | 528.2218 | 528.5527 | 0 | 0 | 0 | 0 | 133.3772 | 132.299 | 0 | 0 | 0 | 0 | 0 | 0 | 434.2308 | 646.0864 | 1213.5057 | 1257.3246 | 0 | 0 | 0 | 0 | 0 | -53.549 | -349.9166 | -351 | 0 | 0 | 0 | 0 | -37.3039 | -196.7169 | -335.3673 | -377.772 | 0.37921 | 0.32752 | 0.328 | 0.071605 | -14.1459 | -64.4289 | -110.0004 | -27.0504
8 | 5 | 12 | 547.4723 | 545.7616 | 546.2385 | 546.6334 | 0 | 0 | 0 | 0 | 140.8299 | 130.1599 | 0 | 0 | 0 | 0 | 0 | 0 | 458.6306 | 673.9364 | 1255.9972 | 1303.2482 | 0 | 0 | 0 | 0 | 0 | -49.8193 | -334.5291 | -354.3905 | 0 | 0 | 0 | 0 | -51.9883 | -208.5155 | -375.2296 | -402.2242 | 0.37557 | 0.32768 | 0.328 | 0.071605 | -19.5251 | -68.3272 | -123.0752 | -28.8013
8 | 5 | 13 | 569.6846 | 569.2183 | 571.066 | 572.557 | 0 | 0 | 0 | 0 | 147.0128 | 144.7989 | 0 | 0 | 0 | 0 | 0 | 0 | 479.5697 | 695.1928 | 1338.8286 | 1387.8651 | 0 | 0 | 0 | 0 | 0 | -19.1464 | -256.7642 | -243.3871 | 0 | 0 | 0 | 0 | -56.898 | -251.6271 | -510.9984 | -571.9209 | 0.37374 | 0.32755 | 0.32763 | 0.071605 | -21.2651 | -82.421 | -167.4168 | -40.9524
8 | 5 | 14 | 583.9093 | 584.3127 | 587.1954 | 589.6198 | 0 | 0 | 0 | 0 | 172.3958 | 142.4928 | 0 | 0 | 0 | 0 | 0 | 0 | 488.8825 | 695.2636 | 1337.0436 | 1384.301 | 0 | 0 | 0 | 0 | 0 | -10.0955 | -70.5045 | -96.1268 | 0 | 0 | 0 | 0 | -77.3691 | -243.3482 | -679.3437 | -698.5544 | 0.37404 | 0.327 | 0.32733 | 0.070824 | -28.9391 | -79.5755 | -222.3704 | -49.4745
8 | 5 | 15 | 596.2113 | 597.6863 | 601.7663 | 605.2064 | 0 | 0 | 0 | 0 | 185.5341 | 186.7294 | 0 | 0 | 0 | 0 | 0 | 0 | 476.7822 | 667.4339 | 1307.3646 | 1349.4704 | 0 | 0 | 0 | 0 | 0 | -9.2918 | -9.155 | -34.3147 | 0 | 0 | 0 | 0 | -66.105 | -247.1852 | -696.4434 | -709.9493 | 0.38108 | 0.31254 | 0.31233 | 0.32609 | -25.191 | -77.2551 | -217.5232 | -231.5079
8 | 5 | 16 | 602.8694 | 606.6161 | 613.2333 | 618.9239 | 0 | 0 | 0 | 0 | 180.0466 | 237.5796 | 0 | 0 | 0 | 0 | 0 | 0 | 445.6614 | 603.1458 | 1235.7613 | 1268.721 | 0 | 0 | 0 | 0 | 0 | -11.5352 | -25.0759 | 7.1961 | 0 | 0 | 0 | 0 | -22.8386 | -222.5741 | -597.4521 | -656.9932 | 0.38915 | 0.32585 | 0.31944 | 0.31698 | -8.8875 | -72.5261 | -190.8528 | -208.2541
8 | 5 | 17 | 601.603 | 607.9193 | 617.3373 | 625.4763 | 0 | 0 | 0 | 0 | 177.322 | 232.4796 | 0 | 0 | 0 | 0 | 0 | 0 | 405.8675 | 516.9466 | 1090.9292 | 1112.0511 | 0 | 0 | 0 | 0 | 0 | -13.7808 | -24.6232 | 18.822 | 0 | 0 | 0 | 0 | 18.4135 | -127.7261 | -448.9688 | -505.3968 | 0.39 | 0.39598 | 0.39187 | 0.36712 | 7.1813 | -50.5766 | -175.9356 | -185.5422
8 | 5 | 18 | 589.9486 | 598.7734 | 610.9156 | 621.4762 | 0 | 0 | 0 | 0 | 192.5077 | 252.585 | 0 | 0 | 0 | 0 | 0 | 0 | 353.8683 | 382.9538 | 830.9797 | 838.4757 | 0 | 0 | 0 | 0 | 0 | -8.0596 | -37.8435 | 0 | 0 | 0 | 0 | 0 | 43.5726 | -28.7059 | -182.2206 | -216.9995 | 0.3917 | 0.40014 | 0.39346 | 0.38236 | 17.0676 | -11.4865 | -71.6972 | -82.9718
8 | 5 | 19 | 574.583 | 584.7885 | 598.3719 | 610.1894 | 0 | 0 | 0 | 0 | 202.0995 | 284.6375 | 0 | 0 | 0 | 0 | 0 | 0 | 338.0079 | 261.4022 | 570.6956 | 570.8041 | 0 | 0 | 0 | 0 | 0 | 3.3756 | -28.0265 | 74.9623 | 0 | 0 | 0 | 0 | 34.4756 | 35.3732 | 55.7028 | -35.577 | 0.39028 | 0.3992 | 0.39311 | 0.38685 | 13.4553 | 14.1211 | 21.8975 | -13.763
8 | 5 | 20 | 588.2082 | 599.627 | 614.5071 | 627.3543 | 0 | 0 | 0 | 0 | 201.0812 | 319.3349 | 0 | 0 | 0 | 0 | 0 | 0 | 347.0775 | 200.3683 | 365.5417 | 365.5417 | 0 | 0 | 0 | 0 | 0 | 13.4957 | 96.3538 | 359.0237 | 0 | 0 | 0 | 0 | 40.0494 | 66.4281 | 152.6116 | -97.2111 | 0.39125 | 0.40133 | 0.39529 | 0.38828 | 15.6692 | 26.6597 | 60.3265 | -37.7447
8 | 5 | 21 | 568.7427 | 580.461 | 595.4966 | 608.3749 | 0 | 0 | 0 | 0 | 196.9301 | 320.7395 | 0 | 0 | 0 | 0 | 0 | 0 | 342.1361 | 194.831 | 375.1683 | 375.1683 | 0 | 0 | 0 | 0 | 0 | 2.5949 | 13.6924 | 294.8072 | 0 | 0 | 0 | 0 | 29.6765 | 62.2956 | 206.6359 | -61.6005 | 0.3882 | 0.39886 | 0.39319 | 0.38634 | 11.5204 | 24.8473 | 81.2479 | -23.7989
8 | 5 | 22 | 526.5303 | 538.3044 | 553.2172 | 565.988 | 0 | 0 | 0 | 0 | 192.9748 | 323.5148 | 0 | 0 | 0 | 0 | 0 | 0 | 323.2061 | 187.2477 | 373.4003 | 373.4003 | 0 | 0 | 0 | 0 | 0 | 10.6948 | 99.0159 | 137.93 | 0 | 0 | 0 | 0 | 10.3495 | 16.847 | 80.801 | 54.6578 | 0.38109 | 0.39369 | 0.38812 | 0.38014 | 3.9441 | 6.6326 | 31.3607 | 20.7778
8 | 5 | 23 | 475.8611 | 486.7135 | 500.3907 | 512.0682 | 0 | 0 | 0 | 0 | 189.7571 | 322.3374 | 0 | 0 | 0 | 0 | 0 | 0 | 313.2032 | 176.7384 | 344.4271 | 344.4271 | 0 | 0 | 0 | 0 | 0 | 18.3783 | 78.7845 | 102.3173 | 0 | 0 | 0 | 0 | -27.0991 | -30.7406 | 77.1791 | 65.3238 | 0.37177 | 0.39333 | 0.38899 | 0.37327 | -10.0746 | -12.0912 | 30.0217 | 24.3834
8 | 5 | 24 | 440.6985 | 449.415 | 460.5496 | 469.9344 | 0 | 0 | 0 | 0 | 168.2519 | 347.4335 | 0 | 0 | 0 | 0 | 0 | 0 | 329.4442 | 190.575 | 347.131 | 347.131 | 0 | 0 | 0 | 0 | 0 | 10.5027 | 122.7964 | 101.5998 | 0 | 0 | 0 | 0 | -56.9976 | -99.0962 | -9.3777 | 21.2036 | 0.36952 | 0.39289 | 0.39083 | 0.37129 | -21.062 | -38.9338 | -3.6651 | 7.8727
8 | 6 | 1 | 425.0142 | 431.3221 | 439.6644 | 446.4953 | 0 | 0 | 0 | 0 | 142.0922 | 343.7594 | 0 | 0 | 0 | 0 | 0 | 0 | 316.2817 | 198.4316 | 359.1166 | 359.1166 | 0 | 0 | 0 | 0 | 0 | 26.4573 | 184.4302 | 108.7799 | 0 | 0 | 0 | 0 | -33.3596 | -137.3262 | -103.8824 | -21.4012 | 0.37223 | 0.39077 | 0.38906 | 0.37051 | -12.4176 | -53.6636 | -40.4163 | -7.9293
8 | 6 | 2 | 408.5775 | 412.835 | 418.8529 | 423.6355 | 0 | 0 | 0 | 0 | 127.3354 | 333.9679 | 0 | 0 | 0 | 0 | 0 | 0 | 275.6058 | 182.8248 | 367.8716 | 367.8716 | 0 | 0 | 0 | 0 | 0 | 35.8903 | 146.5952 | 0.27037 | 0 | 0 | 0 | 0 | 5.6363 | -139.848 | -95.6139 | 55.4935 | 0.3725 | 0.38904 | 0.38716 | 0.37014 | 2.0995 | -54.4071 | -37.0175 | 20.5402
8 | 6 | 3 | 402.9425 | 405.2802 | 409.1765 | 412.1047 | 0 | 0 | 0 | 0 | 120.7717 | 325.0108 | 0 | 0 | 0 | 0 | 0 | 0 | 281.9099 | 183.7783 | 357.2091 | 357.2091 | 0 | 0 | 0 | 0 | 0 | 3.0494 | 165.2955 | -6.0063 | 0 | 0 | 0 | 0 | 0.26086 | -106.5583 | -113.3281 | 60.9019 | 0.3732 | 0.38992 | 0.38586 | 0.37025 | 0.097353 | -41.5493 | -43.7293 | 22.5491
8 | 6 | 4 | 412.8476 | 413.6031 | 415.7825 | 417.1719 | 0 | 0 | 0 | 0 | 125.9384 | 257.5064 | 0 | 0 | 0 | 0 | 0 | 0 | 281.3827 | 180.4658 | 349.6314 | 349.6314 | 0 | 0 | 0 | 0 | 0 | 46.1211 | 42.8422 | 8.1398 | 0 | 0 | 0 | 0 | 5.5265 | -70.4901 | 23.3089 | 59.4007 | 0.37386 | 0.38754 | 0.38853 | 0.36998 | 2.0661 | -27.3178 | 9.0563 | 21.9774
8 | 6 | 5 | 440.3286 | 440.0336 | 441.1503 | 441.5707 | 0 | 0 | 0 | 0 | 155.436 | 244.3176 | 0 | 0 | 0 | 0 | 0 | 0 | 268.5011 | 172.1845 | 343.6532 | 343.6532 | 0 | 0 | 0 | 0 | 0 | 26.3309 | 125.2582 | -70.1517 | 0 | 0 | 0 | 0 | 16.3915 | -2.7993 | -27.7611 | 168.0692 | 0.37065 | 0.39036 | 0.39029 | 0.37126 | 6.0755 | -1.0928 | -10.8348 | 62.397
8 | 6 | 6 | 475.8247 | 474.7087 | 475.104 | 474.9214 | 0 | 0 | 0 | 0 | 157.7 | 253.5242 | 0 | 0 | 0 | 0 | 0 | 0 | 234.9315 | 166.0573 | 363.6284 | 363.6961 | 0 | 0 | 0 | 0 | 0 | 27.5427 | 287.6124 | -85.2285 | 0 | 0 | 0 | 0 | 83.1932 | 27.5844 | -176.1368 | 196.4538 | 0.37177 | 0.38885 | 0.38239 | 0.37131 | 30.929 | 10.7261 | -67.3528 | 72.946
8 | 6 | 7 | 511.478 | 510.0838 | 510.5142 | 510.5881 | 0 | 0 | 0 | 0 | 128.0387 | 227.2483 | 0 | 0 | 0 | 0 | 0 | 0 | 248.0409 | 260.3988 | 611.6918 | 613.1039 | 0 | 0 | 0 | 0 | 0 | -15.5972 | -71.3426 | -6.7807 | 0 | 0 | 0 | 0 | 135.3985 | 38.0339 | -29.835 | -95.7351 | 0.3667 | 0.37732 | 0.37117 | 0.37991 | 49.6507 | 14.351 | -11.0739 | -36.371
8 | 6 | 8 | 542.1946 | 541.0524 | 542.2827 | 543.5315 | 0 | 0 | 0 | 0 | 110.6425 | 159.7063 | 0 | 0 | 0 | 0 | 0 | 0 | 320.2328 | 399.4271 | 819.5892 | 832.5749 | 0 | 0 | 0 | 0 | 0 | -28.1761 | -169.8223 | 40.698 | 0 | 0 | 0 | 0 | 111.3193 | 10.0951 | -107.4842 | -329.7414 | 0.37186 | 0.38691 | 0.38697 | 0.38173 | 41.3949 | 3.9059 | -41.5932 | -125.8723
8 | 6 | 9 | 569.1388 | 569.16 | 572.1661 | 575.4395 | 0 | 0 | 0 | 0 | 100.0164 | 136.5107 | 0 | 0 | 0 | 0 | 0 | 0 | 394.6044 | 521.1514 | 996.3642 | 1022.9193 | 0 | 0 | 0 | 0 | 0 | -49.2885 | -284.3135 | -246.216 | 0 | 0 | 0 | 0 | 74.5181 | -39.2136 | -139.8846 | -201.2638 | 0.37575 | 0.32651 | 0.32636 | 0.067785 | 28 | -12.8036 | -45.6528 | -13.6428
8 | 6 | 10 | 593.6809 | 593.9877 | 597.3497 | 600.8595 | 0 | 0 | 0 | 0 | 117.495 | 128.5989 | 0 | 0 | 0 | 0 | 0 | 0 | 454.7228 | 611.5199 | 1103.1786 | 1140.2034 | 0 | 0 | 0 | 0 | 0 | -44.2542 | -287.1149 | -348.503 | 0 | 0 | 0 | 0 | 21.4631 | -101.8769 | -218.714 | -190.8409 | 0.38219 | 0.32795 | 0.328 | 0.071605 | 8.203 | -33.4105 | -71.7381 | -13.6652
8 | 6 | 11 | 606.2461 | 606.5474 | 609.6639 | 612.6024 | 0 | 0 | 0 | 0 | 133.3772 | 132.299 | 0 | 0 | 0 | 0 | 0 | 0 | 482.9259 | 663.6208 | 1136.0902 | 1179.4343 | 0 | 0 | 0 | 0 | 0 | -53.549 | -349.9166 | -351 | 0 | 0 | 0 | 0 | -10.057 | -135.8235 | -176.5098 | -215.8319 | 0.37921 | 0.32752 | 0.328 | 0.071605 | -3.8137 | -44.485 | -57.8952 | -15.4546
8 | 6 | 12 | 620.6768 | 621.3624 | 624.7448 | 627.6534 | 0 | 0 | 0 | 0 | 140.8299 | 130.1599 | 0 | 0 | 0 | 0 | 0 | 0 | 518.4058 | 714.137 | 1201.8614 | 1250.6854 | 0 | 0 | 0 | 0 | 0 | -49.8193 | -334.5291 | -354.3905 | 0 | 0 | 0 | 0 | -38.5589 | -173.1153 | -242.5874 | -268.6415 | 0.37557 | 0.32768 | 0.328 | 0.071605 | -14.4814 | -56.7271 | -79.5686 | -19.2361
8 | 6 | 13 | 633.8609 | 635.4953 | 639.8903 | 643.5849 | 0 | 0 | 0 | 0 | 147.0128 | 144.7989 | 0 | 0 | 0 | 0 | 0 | 0 | 545.8432 | 734.7787 | 1242.8953 | 1293.3112 | 0 | 0 | 0 | 0 | 0 | -19.1464 | -256.7642 | -243.3871 | 0 | 0 | 0 | 0 | -58.9952 | -224.9358 | -346.2409 | -406.3391 | 0.37374 | 0.32755 | 0.32763 | 0.071605 | -22.0489 | -73.6783 | -113.4378 | -29.0959
8 | 6 | 14 | 641.6679 | 643.962 | 649.1372 | 653.545 | 0 | 0 | 0 | 0 | 172.3958 | 142.4928 | 0 | 0 | 0 | 0 | 0 | 0 | 566.059 | 727.5559 | 1244.4331 | 1292.8835 | 0 | 0 | 0 | 0 | 0 | -10.0955 | -70.5045 | -96.1268 | 0 | 0 | 0 | 0 | -96.7869 | -215.9912 | -524.7913 | -543.2118 | 0.37404 | 0.327 | 0.32733 | 0.070824 | -36.2021 | -70.6297 | -171.7806 | -38.4725
8 | 6 | 15 | 649.2383 | 652.4491 | 658.6338 | 663.8947 | 0 | 0 | 0 | 0 | 185.5341 | 186.7294 | 0 | 0 | 0 | 0 | 0 | 0 | 576.0108 | 714.905 | 1263.1093 | 1306.8734 | 0 | 0 | 0 | 0 | 0 | -9.2918 | -9.155 | -34.3147 | 0 | 0 | 0 | 0 | -112.3066 | -239.8935 | -595.3205 | -608.664 | 0.38108 | 0.31254 | 0.31233 | 0.32609 | -42.7973 | -74.9762 | -185.939 | -198.4797
8 | 6 | 16 | 648.8442 | 654.0959 | 662.5379 | 669.8072 | 0 | 0 | 0 | 0 | 180.0466 | 237.5796 | 0 | 0 | 0 | 0 | 0 | 0 | 570.3122 | 658.7018 | 1194.3007 | 1230.2759 | 0 | 0 | 0 | 0 | 0 | -11.5352 | -25.0759 | 7.1961 | 0 | 0 | 0 | 0 | -101.5146 | -230.6503 | -506.6869 | -567.6648 | 0.38915 | 0.32585 | 0.31944 | 0.31698 | -39.5039 | -75.1578 | -161.8584 | -179.9387
8 | 6 | 17 | 637.2444 | 644.7274 | 655.56 | 664.9229 | 0 | 0 | 0 | 0 | 177.322 | 232.4796 | 0 | 0 | 0 | 0 | 0 | 0 | 537.4161 | 563.7026 | 1056.7321 | 1079.8816 | 0 | 0 | 0 | 0 | 0 | -13.7808 | -24.6232 | 18.822 | 0 | 0 | 0 | 0 | -77.4937 | -137.6741 | -376.5489 | -433.7806 | 0.39 | 0.39598 | 0.39187 | 0.36712 | -30.2228 | -54.5157 | -147.5568 | -159.2503
8 | 6 | 18 | 615.8186 | 625.4901 | 638.6591 | 650.1081 | 0 | 0 | 0 | 0 | 192.5077 | 252.585 | 0 | 0 | 0 | 0 | 0 | 0 | 473.7872 | 420.4322 | 810.4656 | 818.4674 | 0 | 0 | 0 | 0 | 0 | -8.0596 | -37.8435 | 0 | 0 | 0 | 0 | 0 | -50.4764 | -39.4675 | -133.9629 | -168.3593 | 0.3917 | 0.40014 | 0.39346 | 0.38236 | -19.7718 | -15.7927 | -52.7096 | -64.3738
8 | 6 | 19 | 597.6974 | 608.6595 | 623.1603 | 635.7714 | 0 | 0 | 0 | 0 | 202.0995 | 284.6375 | 0 | 0 | 0 | 0 | 0 | 0 | 405.3108 | 281.0376 | 555.0906 | 555.2293 | 0 | 0 | 0 | 0 | 0 | 3.3756 | -28.0265 | 74.9623 | 0 | 0 | 0 | 0 | -9.713 | 39.6088 | 96.0962 | 5.5799 | 0.39028 | 0.3992 | 0.39311 | 0.38685 | -3.7908 | 15.812 | 37.7768 | 2.1586
8 | 6 | 20 | 614.4588 | 626.7369 | 642.659 | 656.4076 | 0 | 0 | 0 | 0 | 201.0812 | 319.3349 | 0 | 0 | 0 | 0 | 0 | 0 | 378.1664 | 227.92 | 374.6172 | 374.6172 | 0 | 0 | 0 | 0 | 0 | 13.4957 | 96.3538 | 359.0237 | 0 | 0 | 0 | 0 | 35.2112 | 65.9864 | 171.688 | -77.2334 | 0.39125 | 0.40133 | 0.39529 | 0.38828 | 13.7763 | 26.4824 | 67.8672 | -29.9879
8 | 6 | 21 | 593.0172 | 605.5302 | 621.5293 | 635.2411 | 0 | 0 | 0 | 0 | 196.9301 | 320.7395 | 0 | 0 | 0 | 0 | 0 | 0 | 361.5979 | 213.5965 | 372.4711 | 372.4711 | 0 | 0 | 0 | 0 | 0 | 2.5949 | 13.6924 | 294.8072 | 0 | 0 | 0 | 0 | 34.4893 | 68.5993 | 235.3657 | -32.0372 | 0.3882 | 0.39886 | 0.39319 | 0.38634 | 13.3888 | 27.3616 | 92.5443 | -12.3773
8 | 6 | 22 | 543.0457 | 555.3604 | 570.9288 | 584.2667 | 0 | 0 | 0 | 0 | 192.9748 | 323.5148 | 0 | 0 | 0 | 0 | 0 | 0 | 334.4045 | 184.1124 | 355.6689 | 355.6689 | 0 | 0 | 0 | 0 | 0 | 10.6948 | 99.0159 | 137.93 | 0 | 0 | 0 | 0 | 15.6664 | 37.0383 | 116.2439 | 90.6678 | 0.38109 | 0.39369 | 0.38812 | 0.38014 | 5.9703 | 14.5818 | 45.1169 | 34.4669
8 | 6 | 23 | 493.4824 | 504.9116 | 519.2882 | 531.5708 | 0 | 0 | 0 | 0 | 189.7571 | 322.3374 | 0 | 0 | 0 | 0 | 0 | 0 | 322.4057 | 174.3941 | 358.065 | 358.065 | 0 | 0 | 0 | 0 | 0 | 18.3783 | 78.7845 | 102.3173 | 0 | 0 | 0 | 0 | -18.6804 | -10.1982 | 82.4387 | 71.1885 | 0.37177 | 0.39333 | 0.38899 | 0.37327 | -6.9448 | -4.0112 | 32.0677 | 26.5725
8 | 6 | 24 | 455.5279 | 464.7299 | 476.4531 | 486.347 | 0 | 0 | 0 | 0 | 168.2519 | 347.4335 | 0 | 0 | 0 | 0 | 0 | 0 | 323.5967 | 189.4357 | 380.0866 | 380.0866 | 0 | 0 | 0 | 0 | 0 | 10.5027 | 122.7964 | 101.5998 | 0 | 0 | 0 | 0 | -36.3207 | -82.642 | -26.4298 | 4.6607 | 0.36952 | 0.39289 | 0.39083 | 0.37129 | -13.4214 | -32.4692 | -10.3296 | 1.7305
8 | 7 | 1 | 431.4681 | 437.9872 | 446.5857 | 453.6383 | 0 | 0 | 0 | 0 | 142.0922 | 343.7594 | 0 | 0 | 0 | 0 | 0 | 0 | 314.7207 | 184.0627 | 374.1166 | 374.1166 | 0 | 0 | 0 | 0 | 0 | 26.4573 | 184.4302 | 108.7799 | 0 | 0 | 0 | 0 | -25.3448 | -116.2922 | -111.9611 | -29.2583 | 0.37223 | 0.39077 | 0.38906 | 0.37051 | -9.4342 | -45.444 | -43.5594 | -10.8404
8 | 7 | 2 | 416.3004 | 420.8107 | 427.1351 | 432.1829 | 0 | 0 | 0 | 0 | 127.3354 | 333.9679 | 0 | 0 | 0 | 0 | 0 | 0 | 309.6111 | 166.5181 | 353.7961 | 353.7961 | 0 | 0 | 0 | 0 | 0 | 35.8903 | 146.5952 | 0.27037 | 0 | 0 | 0 | 0 | -20.6461 | -115.5656 | -73.2561 | 78.1165 | 0.3725 | 0.38904 | 0.38716 | 0.37014 | -7.6906 | -44.9601 | -28.3616 | 28.9138
8 | 7 | 3 | 409.1063 | 411.6458 | 415.7867 | 418.9266 | 0 | 0 | 0 | 0 | 120.7717 | 325.0108 | 0 | 0 | 0 | 0 | 0 | 0 | 299.1699 | 145.8923 | 332.9326 | 332.9326 | 0 | 0 | 0 | 0 | 0 | 3.0494 | 165.2955 | -6.0063 | 0 | 0 | 0 | 0 | -10.8353 | -62.3067 | -82.4413 | 92.0003 | 0.3732 | 0.38992 | 0.38586 | 0.37025 | -4.0438 | -24.2947 | -31.8112 | 34.0634
8 | 7 | 4 | 415.0593 | 415.8872 | 418.1544 | 419.6198 | 0 | 0 | 0 | 0 | 125.9384 | 257.5064 | 0 | 0 | 0 | 0 | 0 | 0 | 303.3689 | 151.7709 | 335.738 | 335.738 | 0 | 0 | 0 | 0 | 0 | 46.1211 | 42.8422 | 8.1398 | 0 | 0 | 0 | 0 | -14.248 | -39.5111 | 39.5741 | 75.7419 | 0.37386 | 0.38754 | 0.38853 | 0.36998 | -5.3268 | -15.3122 | 15.3758 | 28.0233
8 | 7 | 5 | 441.0175 | 440.7451 | 441.8891 | 442.3332 | 0 | 0 | 0 | 0 | 155.436 | 244.3176 | 0 | 0 | 0 | 0 | 0 | 0 | 288.1157 | 148.3285 | 332.9688 | 332.9688 | 0 | 0 | 0 | 0 | 0 | 26.3309 | 125.2582 | -70.1517 | 0 | 0 | 0 | 0 | -2.5343 | 21.7681 | -16.3378 | 179.5161 | 0.37065 | 0.39036 | 0.39029 | 0.37126 | -0.93933 | 8.4975 | -6.3765 | 66.6468
8 | 7 | 6 | 469.0808 | 467.744 | 467.8716 | 467.4575 | 0 | 0 | 0 | 0 | 157.7 | 253.5242 | 0 | 0 | 0 | 0 | 0 | 0 | 275.7465 | 148.3917 | 323.0866 | 323.1545 | 0 | 0 | 0 | 0 | 0 | 27.5427 | 287.6124 | -85.2285 | 0 | 0 | 0 | 0 | 35.6343 | 38.2853 | -142.8273 | 229.5315 | 0.37177 | 0.38885 | 0.38239 | 0.37131 | 13.2479 | 14.8871 | -54.6156 | 85.2282
8 | 7 | 7 | 501.906 | 500.1984 | 500.2489 | 499.9941 | 0 | 0 | 0 | 0 | 128.0387 | 227.2483 | 0 | 0 | 0 | 0 | 0 | 0 | 285.487 | 246.1928 | 636.5525 | 638.0305 | 0 | 0 | 0 | 0 | 0 | -15.5972 | -71.3426 | -6.7807 | 0 | 0 | 0 | 0 | 88.3803 | 42.3545 | -64.9611 | -131.2558 | 0.3667 | 0.37732 | 0.37117 | 0.37991 | 32.4091 | 15.9812 | -24.1116 | -49.8657
8 | 7 | 8 | 535.1787 | 533.8068 | 534.7587 | 535.7666 | 0 | 0 | 0 | 0 | 110.6425 | 159.7063 | 0 | 0 | 0 | 0 | 0 | 0 | 351.6916 | 389.508 | 920.8755 | 935.0883 | 0 | 0 | 0 | 0 | 0 | -28.1761 | -169.8223 | 40.698 | 0 | 0 | 0 | 0 | 72.8446 | 12.7687 | -216.2945 | -440.0197 | 0.37186 | 0.38691 | 0.38697 | 0.38173 | 27.0878 | 4.9404 | -83.6995 | -167.9689
8 | 7 | 9 | 564.5704 | 564.442 | 567.2668 | 570.3832 | 0 | 0 | 0 | 0 | 100.0164 | 136.5107 | 0 | 0 | 0 | 0 | 0 | 0 | 425.3298 | 512.2702 | 1119.4574 | 1148.198 | 0 | 0 | 0 | 0 | 0 | -49.2885 | -284.3135 | -246.216 | 0 | 0 | 0 | 0 | 39.2242 | -35.0504 | -267.8771 | -331.5987 | 0.37575 | 0.32651 | 0.32636 | 0.067785 | 14.7384 | -11.4443 | -87.4245 | -22.4776
8 | 7 | 10 | 589.3118 | 589.4757 | 592.6642 | 596.024 | 0 | 0 | 0 | 0 | 117.495 | 128.5989 | 0 | 0 | 0 | 0 | 0 | 0 | 477.3239 | 591.7061 | 1213.4329 | 1252.8388 | 0 | 0 | 0 | 0 | 0 | -44.2542 | -287.1149 | -348.503 | 0 | 0 | 0 | 0 | -5.5071 | -86.5752 | -333.6538 | -308.3118 | 0.38219 | 0.32795 | 0.328 | 0.071605 | -2.1048 | -28.3923 | -109.4383 | -22.0767
8 | 7 | 11 | 605.7929 | 606.0793 | 609.1778 | 612.1008 | 0 | 0 | 0 | 0 | 133.3772 | 132.299 | 0 | 0 | 0 | 0 | 0 | 0 | 530.1574 | 655.6789 | 1248.2113 | 1294.91 | 0 | 0 | 0 | 0 | 0 | -53.549 | -349.9166 | -351 | 0 | 0 | 0 | 0 | -57.7418 | -128.3496 | -289.117 | -331.8093 | 0.37921 | 0.32752 | 0.328 | 0.071605 | -21.8961 | -42.0372 | -94.8303 | -23.7592
8 | 7 | 12 | 609.0199 | 609.3239 | 612.2437 | 614.752 | 0 | 0 | 0 | 0 | 140.8299 | 130.1599 | 0 | 0 | 0 | 0 | 0 | 0 | 563.3532 | 687.0683 | 1242.2849 | 1292.6274 | 0 | 0 | 0 | 0 | 0 | -49.8193 | -334.5291 | -354.3905 | 0 | 0 | 0 | 0 | -95.1632 | -158.085 | -295.5121 | -323.4849 | 0.37557 | 0.32768 | 0.328 | 0.071605 | -35.7401 | -51.8019 | -96.9279 | -23.1631
8 | 7 | 13 | 621.8777 | 623.1199 | 627.0392 | 630.3224 | 0 | 0 | 0 | 0 | 147.0128 | 144.7989 | 0 | 0 | 0 | 0 | 0 | 0 | 568.2713 | 689.3673 | 1231.8348 | 1282.4458 | 0 | 0 | 0 | 0 | 0 | -19.1464 | -256.7642 | -243.3871 | 0 | 0 | 0 | 0 | -93.4065 | -191.9 | -348.0315 | -408.7363 | 0.37374 | 0.32755 | 0.32763 | 0.071605 | -34.9097 | -62.8573 | -114.0245 | -29.2676
8 | 7 | 14 | 631.0988 | 633.0469 | 637.8026 | 641.8474 | 0 | 0 | 0 | 0 | 172.3958 | 142.4928 | 0 | 0 | 0 | 0 | 0 | 0 | 571.4965 | 680.5437 | 1219.5251 | 1267.9878 | 0 | 0 | 0 | 0 | 0 | -10.0955 | -70.5045 | -96.1268 | 0 | 0 | 0 | 0 | -112.7935 | -179.8941 | -511.2179 | -530.0136 | 0.37404 | 0.327 | 0.32733 | 0.070824 | -42.1892 | -58.8259 | -167.3376 | -37.5378
8 | 7 | 15 | 638.1978 | 641.0472 | 646.7937 | 651.6755 | 0 | 0 | 0 | 0 | 185.5341 | 186.7294 | 0 | 0 | 0 | 0 | 0 | 0 | 571.3347 | 657.8215 | 1193.4926 | 1237.4418 | 0 | 0 | 0 | 0 | 0 | -9.2918 | -9.155 | -34.3147 | 0 | 0 | 0 | 0 | -118.671 | -194.212 | -537.544 | -551.4516 | 0.38108 | 0.31254 | 0.31233 | 0.32609 | -45.2226 | -60.6989 | -167.8934 | -179.8233
8 | 7 | 16 | 636.9336 | 641.7953 | 649.7646 | 656.6249 | 0 | 0 | 0 | 0 | 180.0466 | 237.5796 | 0 | 0 | 0 | 0 | 0 | 0 | 534.7479 | 605.9291 | 1136.9877 | 1172.4697 | 0 | 0 | 0 | 0 | 0 | -11.5352 | -25.0759 | 7.1961 | 0 | 0 | 0 | 0 | -77.8609 | -190.1781 | -462.1472 | -523.0409 | 0.38915 | 0.32585 | 0.31944 | 0.31698 | -30.2992 | -61.9699 | -147.6304 | -165.7938
8 | 7 | 17 | 629.4852 | 636.7142 | 647.2389 | 656.3353 | 0 | 0 | 0 | 0 | 177.322 | 232.4796 | 0 | 0 | 0 | 0 | 0 | 0 | 502.1869 | 521.6052 | 1048.932 | 1072.0486 | 0 | 0 | 0 | 0 | 0 | -13.7808 | -24.6232 | 18.822 | 0 | 0 | 0 | 0 | -50.0237 | -103.5898 | -377.0699 | -434.5352 | 0.39 | 0.39598 | 0.39187 | 0.36712 | -19.5094 | -41.0192 | -147.7609 | -159.5273
8 | 7 | 18 | 612.4103 | 621.9703 | 635.0041 | 646.336 | 0 | 0 | 0 | 0 | 192.5077 | 252.585 | 0 | 0 | 0 | 0 | 0 | 0 | 445.6098 | 386.9407 | 807.616 | 815.7837 | 0 | 0 | 0 | 0 | 0 | -8.0596 | -37.8435 | 0 | 0 | 0 | 0 | 0 | -25.7072 | -9.4957 | -134.7684 | -169.4477 | 0.3917 | 0.40014 | 0.39346 | 0.38236 | -10.0697 | -3.7997 | -53.0265 | -64.7899
8 | 7 | 19 | 598.6038 | 609.5956 | 624.1324 | 636.7747 | 0 | 0 | 0 | 0 | 202.0995 | 284.6375 | 0 | 0 | 0 | 0 | 0 | 0 | 379.1297 | 238.0512 | 534.9424 | 535.0259 | 0 | 0 | 0 | 0 | 0 | 3.3756 | -28.0265 | 74.9623 | 0 | 0 | 0 | 0 | 17.3745 | 83.5312 | 117.2165 | 26.7865 | 0.39028 | 0.3992 | 0.39311 | 0.38685 | 6.781 | 33.346 | 46.0795 | 10.3624
8 | 7 | 20 | 616.3805 | 628.7215 | 644.7198 | 658.5344 | 0 | 0 | 0 | 0 | 201.0812 | 319.3349 | 0 | 0 | 0 | 0 | 0 | 0 | 347.0578 | 174.2473 | 348.1618 | 348.1618 | 0 | 0 | 0 | 0 | 0 | 13.4957 | 96.3538 | 359.0237 | 0 | 0 | 0 | 0 | 68.2415 | 121.6436 | 200.2042 | -48.6511 | 0.39125 | 0.40133 | 0.39529 | 0.38828 | 26.6993 | 48.8194 | 79.1396 | -18.8901
8 | 7 | 21 | 596.081 | 608.6943 | 624.815 | 638.632 | 0 | 0 | 0 | 0 | 196.9301 | 320.7395 | 0 | 0 | 0 | 0 | 0 | 0 | 326.2201 | 153.5227 | 336.8037 | 336.8037 | 0 | 0 | 0 | 0 | 0 | 2.5949 | 13.6924 | 294.8072 | 0 | 0 | 0 | 0 | 72.9309 | 131.8371 | 274.3189 | 7.0212 | 0.3882 | 0.39886 | 0.39319 | 0.38634 | 28.3118 | 52.5848 | 107.8605 | 2.7126
8 | 7 | 22 | 547.8499 | 560.3218 | 576.0809 | 589.5838 | 0 | 0 | 0 | 0 | 192.9748 | 323.5148 | 0 | 0 | 0 | 0 | 0 | 0 | 318.2664 | 144.7087 | 334.0874 | 334.0874 | 0 | 0 | 0 | 0 | 0 | 10.6948 | 99.0159 | 137.93 | 0 | 0 | 0 | 0 | 36.6087 | 81.4035 | 142.9775 | 117.5664 | 0.38109 | 0.39369 | 0.38812 | 0.38014 | 13.9512 | 32.0481 | 55.4928 | 44.6922
8 | 7 | 23 | 495.404 | 506.8962 | 521.349 | 533.6977 | 0 | 0 | 0 | 0 | 189.7571 | 322.3374 | 0 | 0 | 0 | 0 | 0 | 0 | 315.1545 | 138.5902 | 331.7187 | 331.7187 | 0 | 0 | 0 | 0 | 0 | 18.3783 | 78.7845 | 102.3173 | 0 | 0 | 0 | 0 | -9.5075 | 27.5903 | 110.8458 | 99.6616 | 0.37177 | 0.39333 | 0.38899 | 0.37327 | -3.5346 | 10.852 | 43.1177 | 37.2006
8 | 7 | 24 | 455.7273 | 464.9358 | 476.667 | 486.5677 | 0 | 0 | 0 | 0 | 168.2519 | 347.4335 | 0 | 0 | 0 | 0 | 0 | 0 | 293.9522 | 130.2971 | 333.6928 | 333.6928 | 0 | 0 | 0 | 0 | 0 | 10.5027 | 122.7964 | 101.5998 | 0 | 0 | 0 | 0 | -6.4768 | -23.2975 | 20.1778 | 51.2752 | 0.36952 | 0.39289 | 0.39083 | 0.37129 | -2.3933 | -9.1533 | 7.8861 | 19.038
8 | 8 | 1 | 432.0663 | 438.6051 | 447.2273 | 454.3004 | 0 | 0 | 0 | 0 | 142.0922 | 343.7594 | 0 | 0 | 0 | 0 | 0 | 0 | 272.6036 | 121.629 | 326.3762 | 326.3762 | 0 | 0 | 0 | 0 | 0 | 26.4573 | 184.4302 | 108.7799 | 0 | 0 | 0 | 0 | 17.3706 | -53.2406 | -63.579 | 19.1443 | 0.37223 | 0.39077 | 0.38906 | 0.37051 | 6.4659 | -20.8051 | -24.7359 | 7.0931
8 | 8 | 2 | 418.3127 | 422.8889 | 429.2932 | 434.41 | 0 | 0 | 0 | 0 | 127.3354 | 333.9679 | 0 | 0 | 0 | 0 | 0 | 0 | 264.0834 | 117.6256 | 315.1232 | 315.1232 | 0 | 0 | 0 | 0 | 0 | 35.8903 | 146.5952 | 0.27037 | 0 | 0 | 0 | 0 | 26.894 | -64.5949 | -32.4252 | 119.0165 | 0.3725 | 0.38904 | 0.38716 | 0.37014 | 10.0179 | -25.1303 | -12.5536 | 44.0525
8 | 8 | 3 | 411.8981 | 414.5291 | 418.7808 | 422.0165 | 0 | 0 | 0 | 0 | 120.7717 | 325.0108 | 0 | 0 | 0 | 0 | 0 | 0 | 264.5171 | 117.9513 | 304.4614 | 304.4614 | 0 | 0 | 0 | 0 | 0 | 3.0494 | 165.2955 | -6.0063 | 0 | 0 | 0 | 0 | 26.6094 | -31.4824 | -50.9762 | 123.5614 | 0.3732 | 0.38992 | 0.38586 | 0.37025 | 9.9307 | -12.2757 | -19.6699 | 45.749
8 | 8 | 4 | 415.712 | 416.5612 | 418.8543 | 420.3421 | 0 | 0 | 0 | 0 | 125.9384 | 257.5064 | 0 | 0 | 0 | 0 | 0 | 0 | 250.6393 | 115.873 | 304.4577 | 304.4577 | 0 | 0 | 0 | 0 | 0 | 46.1211 | 42.8422 | 8.1398 | 0 | 0 | 0 | 0 | 39.1342 | -2.9392 | 71.5544 | 107.7446 | 0.37386 | 0.38754 | 0.38853 | 0.36998 | 14.6308 | -1.1391 | 27.8012 | 39.8638
8 | 8 | 5 | 439.2227 | 438.8916 | 439.9644 | 440.3468 | 0 | 0 | 0 | 0 | 155.436 | 244.3176 | 0 | 0 | 0 | 0 | 0 | 0 | 216.0244 | 109.437 | 317.953 | 317.953 | 0 | 0 | 0 | 0 | 0 | 26.3309 | 125.2582 | -70.1517 | 0 | 0 | 0 | 0 | 67.7623 | 58.8061 | -3.2468 | 192.5455 | 0.37065 | 0.39036 | 0.39029 | 0.37126 | 25.1161 | 22.9558 | -1.2672 | 71.4841
8 | 8 | 6 | 464.893 | 463.4191 | 463.3805 | 462.8226 | 0 | 0 | 0 | 0 | 157.7 | 253.5242 | 0 | 0 | 0 | 0 | 0 | 0 | 197.3276 | 115.5734 | 339.5727 | 339.6369 | 0 | 0 | 0 | 0 | 0 | 27.5427 | 287.6124 | -85.2285 | 0 | 0 | 0 | 0 | 109.8655 | 66.7788 | -163.8045 | 208.4141 | 0.37177 | 0.38885 | 0.38239 | 0.37131 | 40.845 | 25.9666 | -62.637 | 77.3871
8 | 8 | 7 | 502.4861 | 500.7975 | 500.871 | 500.6361 | 0 | 0 | 0 | 0 | 128.0387 | 227.2483 | 0 | 0 | 0 | 0 | 0 | 0 | 213.9446 | 211.4669 | 643.484 | 644.8812 | 0 | 0 | 0 | 0 | 0 | -15.5972 | -71.3426 | -6.7807 | 0 | 0 | 0 | 0 | 160.5028 | 77.6796 | -71.2704 | -137.4644 | 0.3667 | 0.37732 | 0.37117 | 0.37991 | 58.8565 | 29.3101 | -26.4534 | -52.2244
8 | 8 | 8 | 539.1308 | 537.8883 | 538.997 | 540.1406 | 0 | 0 | 0 | 0 | 110.6425 | 159.7063 | 0 | 0 | 0 | 0 | 0 | 0 | 275.3855 | 343.2063 | 908.8676 | 923.0962 | 0 | 0 | 0 | 0 | 0 | -28.1761 | -169.8223 | 40.698 | 0 | 0 | 0 | 0 | 153.1028 | 63.1518 | -200.0483 | -423.6536 | 0.37186 | 0.38691 | 0.38697 | 0.38173 | 56.9324 | 24.4343 | -77.4127 | -161.7215
8 | 8 | 9 | 570.9517 | 571.0323 | 574.1103 | 577.4459 | 0 | 0 | 0 | 0 | 100.0164 | 136.5107 | 0 | 0 | 0 | 0 | 0 | 0 | 332.129 | 454.2686 | 1079.5983 | 1108.0895 | 0 | 0 | 0 | 0 | 0 | -49.2885 | -284.3135 | -246.216 | 0 | 0 | 0 | 0 | 138.8064 | 29.5415 | -221.1744 | -284.4276 | 0.37575 | 0.32651 | 0.32636 | 0.067785 | 52.1561 | 9.6456 | -72.1826 | -19.2801
8 | 8 | 10 | 598.2856 | 598.7432 | 602.2879 | 605.9559 | 0 | 0 | 0 | 0 | 117.495 | 128.5989 | 0 | 0 | 0 | 0 | 0 | 0 | 361.2518 | 527.009 | 1170.6583 | 1210.2333 | 0 | 0 | 0 | 0 | 0 | -44.2542 | -287.1149 | -348.503 | 0 | 0 | 0 | 0 | 119.5388 | -12.6105 | -281.2555 | -255.7745 | 0.38219 | 0.32795 | 0.328 | 0.071605 | 45.6869 | -4.1356 | -92.2517 | -18.3147
8 | 8 | 11 | 617.5404 | 618.2114 | 621.7762 | 625.1025 | 0 | 0 | 0 | 0 | 133.3772 | 132.299 | 0 | 0 | 0 | 0 | 0 | 0 | 365.5211 | 558.7074 | 1199.7122 | 1245.8741 | 0 | 0 | 0 | 0 | 0 | -53.549 | -349.9166 | -351 | 0 | 0 | 0 | 0 | 118.6421 | -19.246 | -228.0195 | -269.7717 | 0.37921 | 0.32752 | 0.328 | 0.071605 | 44.99 | -6.3035 | -74.7903 | -19.317
8 | 8 | 12 | 632.1886 | 633.2511 | 637.0904 | 640.3943 | 0 | 0 | 0 | 0 | 140.8299 | 130.1599 | 0 | 0 | 0 | 0 | 0 | 0 | 366.5103 | 571.4344 | 1204.509 | 1254.1257 | 0 | 0 | 0 | 0 | 0 | -49.8193 | -334.5291 | -354.3905 | 0 | 0 | 0 | 0 | 124.8484 | -18.524 | -232.8895 | -259.3409 | 0.37557 | 0.32768 | 0.328 | 0.071605 | 46.8889 | -6.07 | -76.3877 | -18.5701
8 | 8 | 13 | 649.071 | 651.2034 | 656.202 | 660.419 | 0 | 0 | 0 | 0 | 147.0128 | 144.7989 | 0 | 0 | 0 | 0 | 0 | 0 | 376.2537 | 574.1918 | 1193.0371 | 1243.3219 | 0 | 0 | 0 | 0 | 0 | -19.1464 | -256.7642 | -243.3871 | 0 | 0 | 0 | 0 | 125.8044 | -48.6409 | -280.0709 | -339.5158 | 0.37374 | 0.32755 | 0.32763 | 0.071605 | 47.0182 | -15.9325 | -91.7588 | -24.311
8 | 8 | 14 | 663.5858 | 666.5973 | 672.6425 | 677.8028 | 0 | 0 | 0 | 0 | 172.3958 | 142.4928 | 0 | 0 | 0 | 0 | 0 | 0 | 386.0125 | 568.6426 | 1176.5232 | 1224.9564 | 0 | 0 | 0 | 0 | 0 | -10.0955 | -70.5045 | -96.1268 | 0 | 0 | 0 | 0 | 105.1774 | -34.4426 | -433.3762 | -451.0268 | 0.37404 | 0.327 | 0.32733 | 0.070824 | 39.3405 | -11.2628 | -141.8576 | -31.9436
8 | 8 | 15 | 669.9778 | 673.8674 | 680.8753 | 686.8483 | 0 | 0 | 0 | 0 | 185.5341 | 186.7294 | 0 | 0 | 0 | 0 | 0 | 0 | 386.4712 | 541.2357 | 1144.9343 | 1188.6812 | 0 | 0 | 0 | 0 | 0 | -9.2918 | -9.155 | -34.3147 | 0 | 0 | 0 | 0 | 97.9725 | -44.8059 | -454.904 | -467.5182 | 0.38108 | 0.31254 | 0.31233 | 0.32609 | 37.3349 | -14.0036 | -142.0821 | -152.4533
8 | 8 | 16 | 673.1188 | 679.1651 | 688.5706 | 696.6734 | 0 | 0 | 0 | 0 | 180.0466 | 237.5796 | 0 | 0 | 0 | 0 | 0 | 0 | 384.7074 | 491.8627 | 1061.8696 | 1097.2878 | 0 | 0 | 0 | 0 | 0 | -11.5352 | -25.0759 | 7.1961 | 0 | 0 | 0 | 0 | 108.3648 | -38.742 | -348.2231 | -407.8105 | 0.38915 | 0.32585 | 0.31944 | 0.31698 | 42.1697 | -12.6242 | -111.238 | -129.268
8 | 8 | 17 | 662.3891 | 670.6952 | 682.5259 | 692.7522 | 0 | 0 | 0 | 0 | 177.322 | 232.4796 | 0 | 0 | 0 | 0 | 0 | 0 | 366.3042 | 413.1851 | 932.2427 | 955.419 | 0 | 0 | 0 | 0 | 0 | -13.7808 | -24.6232 | 18.822 | 0 | 0 | 0 | 0 | 118.7629 | 38.8113 | -225.0936 | -281.4888 | 0.39 | 0.39598 | 0.39187 | 0.36712 | 46.3179 | 15.3684 | -88.2066 | -103.3407
8 | 8 | 18 | 642.2142 | 652.7499 | 666.9665 | 679.3219 | 0 | 0 | 0 | 0 | 192.5077 | 252.585 | 0 | 0 | 0 | 0 | 0 | 0 | 318.8172 | 276.3923 | 691.6801 | 699.6257 | 0 | 0 | 0 | 0 | 0 | -8.0596 | -37.8435 | 0 | 0 | 0 | 0 | 0 | 130.8893 | 131.8321 | 13.13 | -20.3039 | 0.3917 | 0.40014 | 0.39346 | 0.38236 | 51.27 | 52.752 | 5.1662 | -7.7634
8 | 8 | 19 | 623.2954 | 635.0954 | 650.6123 | 664.1024 | 0 | 0 | 0 | 0 | 202.0995 | 284.6375 | 0 | 0 | 0 | 0 | 0 | 0 | 294.8577 | 177.7268 | 470.6466 | 470.7232 | 0 | 0 | 0 | 0 | 0 | 3.3756 | -28.0265 | 74.9623 | 0 | 0 | 0 | 0 | 126.3382 | 169.3554 | 207.9921 | 118.4169 | 0.39028 | 0.3992 | 0.39311 | 0.38685 | 49.3077 | 67.6075 | 81.7646 | 45.8096
8 | 8 | 20 | 636.2678 | 649.2599 | 666.0476 | 680.545 | 0 | 0 | 0 | 0 | 201.0812 | 319.3349 | 0 | 0 | 0 | 0 | 0 | 0 | 330.3242 | 158.0223 | 309.6839 | 309.6839 | 0 | 0 | 0 | 0 | 0 | 13.4957 | 96.3538 | 359.0237 | 0 | 0 | 0 | 0 | 104.8625 | 158.4069 | 260.0099 | 11.8374 | 0.39125 | 0.40133 | 0.39529 | 0.38828 | 41.0271 | 63.5737 | 102.7804 | 4.5962
8 | 8 | 21 | 615.4246 | 628.671 | 645.5595 | 660.0407 | 0 | 0 | 0 | 0 | 196.9301 | 320.7395 | 0 | 0 | 0 | 0 | 0 | 0 | 310.0108 | 148.1769 | 320.504 | 320.504 | 0 | 0 | 0 | 0 | 0 | 2.5949 | 13.6924 | 294.8072 | 0 | 0 | 0 | 0 | 108.4837 | 157.1597 | 311.363 | 44.7296 | 0.3882 | 0.39886 | 0.39319 | 0.38634 | 42.1134 | 62.685 | 122.426 | 17.2809
8 | 8 | 22 | 560.9208 | 573.8206 | 590.0985 | 604.0502 | 0 | 0 | 0 | 0 | 192.9748 | 323.5148 | 0 | 0 | 0 | 0 | 0 | 0 | 263.6206 | 125.0344 | 324.2285 | 324.2285 | 0 | 0 | 0 | 0 | 0 | 10.6948 | 99.0159 | 137.93 | 0 | 0 | 0 | 0 | 104.3254 | 114.5766 | 166.854 | 141.8917 | 0.38109 | 0.39369 | 0.38812 | 0.38014 | 39.7573 | 45.1082 | 64.7599 | 53.9393
8 | 8 | 23 | 505.5381 | 517.3619 | 532.217 | 544.9136 | 0 | 0 | 0 | 0 | 189.7571 | 322.3374 | 0 | 0 | 0 | 0 | 0 | 0 | 238.8519 | 107.713 | 304.6362 | 304.6362 | 0 | 0 | 0 | 0 | 0 | 18.3783 | 78.7845 | 102.3173 | 0 | 0 | 0 | 0 | 76.9291 | 68.9333 | 148.7964 | 137.9601 | 0.37177 | 0.39333 | 0.38899 | 0.37327 | 28.5998 | 27.1134 | 57.88 | 51.4963
8 | 8 | 24 | 466.9491 | 476.525 | 488.7015 | 498.9876 | 0 | 0 | 0 | 0 | 168.2519 | 347.4335 | 0 | 0 | 0 | 0 | 0 | 0 | 229.4475 | 98.2919 | 296.7626 | 296.7626 | 0 | 0 | 0 | 0 | 0 | 10.5027 | 122.7964 | 101.5998 | 0 | 0 | 0 | 0 | 69.2497 | 20.2969 | 69.1425 | 100.6252 | 0.36952 | 0.39289 | 0.39083 | 0.37129 | 25.5894 | 7.9744 | 27.0231 | 37.3613
8 | 9 | 1 | 437.6863 | 444.409 | 453.2543 | 460.5203 | 0 | 0 | 0 | 0 | 142.0922 | 343.7594 | 0 | 0 | 0 | 0 | 0 | 0 | 217.6389 | 93.1476 | 293.6058 | 293.6058 | 0 | 0 | 0 | 0 | 0 | 26.4573 | 184.4302 | 108.7799 | 0 | 0 | 0 | 0 | 77.9552 | -18.9553 | -24.7817 | 58.1346 | 0.37223 | 0.39077 | 0.38906 | 0.37051 | 29.0177 | -7.4072 | -9.6415 | 21.5393
8 | 9 | 2 | 423.2437 | 427.9814 | 434.5814 | 439.8676 | 0 | 0 | 0 | 0 | 127.3354 | 333.9679 | 0 | 0 | 0 | 0 | 0 | 0 | 203.0265 | 85.8181 | 283.2377 | 283.2377 | 0 | 0 | 0 | 0 | 0 | 35.8903 | 146.5952 | 0.27037 | 0 | 0 | 0 | 0 | 92.8819 | -27.695 | 4.7485 | 156.3595 | 0.3725 | 0.38904 | 0.38716 | 0.37014 | 34.598 | -10.7746 | 1.8384 | 57.8745
8 | 9 | 3 | 416.7023 | 419.4905 | 423.9329 | 427.3336 | 0 | 0 | 0 | 0 | 120.7717 | 325.0108 | 0 | 0 | 0 | 0 | 0 | 0 | 182.5707 | 83.8699 | 277.3029 | 277.3029 | 0 | 0 | 0 | 0 | 0 | 3.0494 | 165.2955 | -6.0063 | 0 | 0 | 0 | 0 | 113.3599 | 7.5604 | -18.6656 | 156.0369 | 0.3732 | 0.38992 | 0.38586 | 0.37025 | 42.3064 | 2.9479 | -7.2024 | 57.7731
8 | 9 | 4 | 422.0752 | 423.1328 | 425.6784 | 427.3847 | 0 | 0 | 0 | 0 | 125.9384 | 257.5064 | 0 | 0 | 0 | 0 | 0 | 0 | 161.2891 | 74.9061 | 274.4916 | 274.4916 | 0 | 0 | 0 | 0 | 0 | 46.1211 | 42.8422 | 8.1398 | 0 | 0 | 0 | 0 | 134.8476 | 44.5993 | 108.3446 | 144.7533 | 0.37386 | 0.38754 | 0.38853 | 0.36998 | 50.4143 | 17.284 | 42.0953 | 53.5565
8 | 9 | 5 | 443.9 | 443.7219 | 444.9804 | 445.5234 | 0 | 0 | 0 | 0 | 155.436 | 244.3176 | 0 | 0 | 0 | 0 | 0 | 0 | 137.7096 | 60.9756 | 259.6767 | 259.6767 | 0 | 0 | 0 | 0 | 0 | 26.3309 | 125.2582 | -70.1517 | 0 | 0 | 0 | 0 | 150.7543 | 112.0978 | 60.0455 | 255.9984 | 0.37065 | 0.39036 | 0.39029 | 0.37126 | 55.8771 | 43.759 | 23.435 | 95.0415
8 | 9 | 6 | 471.2563 | 469.9907 | 470.2046 | 469.8652 | 0 | 0 | 0 | 0 | 157.7 | 253.5242 | 0 | 0 | 0 | 0 | 0 | 0 | 130.7574 | 71.146 | 254.0816 | 254.1402 | 0 | 0 | 0 | 0 | 0 | 27.5427 | 287.6124 | -85.2285 | 0 | 0 | 0 | 0 | 182.7989 | 117.7777 | -71.4893 | 300.9534 | 0.37177 | 0.38885 | 0.38239 | 0.37131 | 67.9596 | 45.7973 | -27.3367 | 111.7482
8 | 9 | 7 | 508.9944 | 507.5188 | 507.8506 | 507.8392 | 0 | 0 | 0 | 0 | 128.0387 | 227.2483 | 0 | 0 | 0 | 0 | 0 | 0 | 130.0379 | 169.466 | 521.9873 | 523.3908 | 0 | 0 | 0 | 0 | 0 | -15.5972 | -71.3426 | -6.7807 | 0 | 0 | 0 | 0 | 250.9178 | 126.4018 | 57.2059 | -8.7709 | 0.3667 | 0.37732 | 0.37117 | 0.37991 | 92.0118 | 47.694 | 21.2331 | -3.3322
8 | 9 | 8 | 544.9864 | 543.9356 | 545.2767 | 546.6214 | 0 | 0 | 0 | 0 | 110.6425 | 159.7063 | 0 | 0 | 0 | 0 | 0 | 0 | 183.4067 | 302.4259 | 741.9747 | 755.9235 | 0 | 0 | 0 | 0 | 0 | -28.1761 | -169.8223 | 40.698 | 0 | 0 | 0 | 0 | 250.9372 | 109.9795 | -26.8757 | -250.0001 | 0.37186 | 0.38691 | 0.38697 | 0.38173 | 93.3129 | 42.5526 | -10.4001 | -95.4326
8 | 9 | 9 | 578.6202 | 578.9518 | 582.3342 | 585.9331 | 0 | 0 | 0 | 0 | 100.0164 | 136.5107 | 0 | 0 | 0 | 0 | 0 | 0 | 250.2332 | 428.9912 | 960.7092 | 988.9966 | 0 | 0 | 0 | 0 | 0 | -49.2885 | -284.3135 | -246.216 | 0 | 0 | 0 | 0 | 228.3707 | 62.7384 | -94.0614 | -156.8474 | 0.37575 | 0.32651 | 0.32636 | 0.067785 | 85.8097 | 20.4847 | -30.6979 | -10.632
8 | 9 | 10 | 608.9816 | 609.7894 | 613.7587 | 617.7938 | 0 | 0 | 0 | 0 | 117.495 | 128.5989 | 0 | 0 | 0 | 0 | 0 | 0 | 315.5496 | 527.2848 | 1106.9283 | 1146.2229 | 0 | 0 | 0 | 0 | 0 | -44.2542 | -287.1149 | -348.503 | 0 | 0 | 0 | 0 | 175.937 | -1.8401 | -206.0547 | -179.926 | 0.38219 | 0.32795 | 0.328 | 0.071605 | 67.242 | -0.60348 | -67.5859 | -12.8836
8 | 9 | 11 | 630.3756 | 631.4668 | 635.541 | 639.3081 | 0 | 0 | 0 | 0 | 133.3772 | 132.299 | 0 | 0 | 0 | 0 | 0 | 0 | 343.1433 | 571.1238 | 1158.1684 | 1203.9585 | 0 | 0 | 0 | 0 | 0 | -53.549 | -349.9166 | -351 | 0 | 0 | 0 | 0 | 153.8551 | -18.407 | -172.7109 | -213.6504 | 0.37921 | 0.32752 | 0.328 | 0.071605 | 58.3431 | -6.0287 | -56.6491 | -15.2984
8 | 9 | 12 | 646.7099 | 648.2476 | 652.6634 | 656.4659 | 0 | 0 | 0 | 0 | 140.8299 | 130.1599 | 0 | 0 | 0 | 0 | 0 | 0 | 375.0737 | 603.4831 | 1176.527 | 1225.7547 | 0 | 0 | 0 | 0 | 0 | -49.8193 | -334.5291 | -354.3905 | 0 | 0 | 0 | 0 | 130.8063 | -35.5761 | -189.3346 | -214.8984 | 0.37557 | 0.32768 | 0.328 | 0.071605 | 49.1265 | -11.6577 | -62.1017 | -15.3878
8 | 9 | 13 | 668.2514 | 671.0116 | 676.7715 | 681.6471 | 0 | 0 | 0 | 0 | 147.0128 | 144.7989 | 0 | 0 | 0 | 0 | 0 | 0 | 403.5759 | 615.1322 | 1169.1015 | 1218.9803 | 0 | 0 | 0 | 0 | 0 | -19.1464 | -256.7642 | -243.3871 | 0 | 0 | 0 | 0 | 117.6626 | -69.7731 | -235.5658 | -293.9461 | 0.37374 | 0.32755 | 0.32763 | 0.071605 | 43.9753 | -22.8544 | -77.1777 | -21.048
8 | 9 | 14 | 686.8814 | 690.6555 | 697.6253 | 703.5855 | 0 | 0 | 0 | 0 | 172.3958 | 142.4928 | 0 | 0 | 0 | 0 | 0 | 0 | 418.1884 | 607.8151 | 1159.0727 | 1206.7287 | 0 | 0 | 0 | 0 | 0 | -10.0955 | -70.5045 | -96.1268 | 0 | 0 | 0 | 0 | 96.2971 | -49.5569 | -390.9429 | -407.0163 | 0.37404 | 0.327 | 0.32733 | 0.070824 | 36.0189 | -16.2052 | -127.9678 | -28.8266
8 | 9 | 15 | 696.8448 | 701.6139 | 709.6882 | 716.5838 | 0 | 0 | 0 | 0 | 185.5341 | 186.7294 | 0 | 0 | 0 | 0 | 0 | 0 | 435.4829 | 599.8929 | 1145.844 | 1188.8857 | 0 | 0 | 0 | 0 | 0 | -9.2918 | -9.155 | -34.3147 | 0 | 0 | 0 | 0 | 75.8278 | -75.7166 | -427.0008 | -437.9873 | 0.38108 | 0.31254 | 0.31233 | 0.32609 | 28.8961 | -23.6644 | -133.367 | -142.8236
8 | 9 | 16 | 700.856 | 707.8103 | 718.3167 | 727.3719 | 0 | 0 | 0 | 0 | 180.0466 | 237.5796 | 0 | 0 | 0 | 0 | 0 | 0 | 448.4244 | 571.3966 | 1091.1772 | 1125.8792 | 0 | 0 | 0 | 0 | 0 | -11.5352 | -25.0759 | 7.1961 | 0 | 0 | 0 | 0 | 72.385 | -89.6307 | -347.7846 | -405.7034 | 0.38915 | 0.32585 | 0.31944 | 0.31698 | 28.1683 | -29.2063 | -111.0979 | -128.6001
8 | 9 | 17 | 690.0901 | 699.303 | 712.2331 | 723.4106 | 0 | 0 | 0 | 0 | 177.322 | 232.4796 | 0 | 0 | 0 | 0 | 0 | 0 | 425.2695 | 481.092 | 941.1094 | 963.5172 | 0 | 0 | 0 | 0 | 0 | -13.7808 | -24.6232 | 18.822 | 0 | 0 | 0 | 0 | 87.4987 | -0.48788 | -204.2532 | -258.9286 | 0.39 | 0.39598 | 0.39187 | 0.36712 | 34.1248 | -0.19319 | -80.0399 | -95.0583
8 | 9 | 18 | 668.8999 | 680.3091 | 695.585 | 708.8566 | 0 | 0 | 0 | 0 | 192.5077 | 252.585 | 0 | 0 | 0 | 0 | 0 | 0 | 415.9041 | 332.1093 | 637.2828 | 644.7493 | 0 | 0 | 0 | 0 | 0 | -8.0596 | -37.8435 | 0 | 0 | 0 | 0 | 0 | 60.4881 | 103.6744 | 96.1457 | 64.1074 | 0.3917 | 0.40014 | 0.39346 | 0.38236 | 23.6935 | 41.4848 | 37.8298 | 24.5121
8 | 9 | 19 | 646.7723 | 659.3409 | 675.7895 | 690.0857 | 0 | 0 | 0 | 0 | 202.0995 | 284.6375 | 0 | 0 | 0 | 0 | 0 | 0 | 395.7255 | 230.0167 | 426.7485 | 426.8116 | 0 | 0 | 0 | 0 | 0 | 3.3756 | -28.0265 | 74.9623 | 0 | 0 | 0 | 0 | 48.9472 | 141.311 | 277.0675 | 188.3118 | 0.39028 | 0.3992 | 0.39311 | 0.38685 | 19.1033 | 56.412 | 108.9191 | 72.8485
8 | 9 | 20 | 652.4569 | 665.9789 | 683.4092 | 698.4625 | 0 | 0 | 0 | 0 | 201.0812 | 319.3349 | 0 | 0 | 0 | 0 | 0 | 0 | 377.0312 | 177.8046 | 289.8452 | 289.8452 | 0 | 0 | 0 | 0 | 0 | 13.4957 | 96.3538 | 359.0237 | 0 | 0 | 0 | 0 | 74.3446 | 155.3437 | 297.2101 | 49.5936 | 0.39125 | 0.40133 | 0.39529 | 0.38828 | 29.0871 | 62.3443 | 117.4854 | 19.256
8 | 9 | 21 | 626.4288 | 640.0354 | 657.3607 | 672.2198 | 0 | 0 | 0 | 0 | 196.9301 | 320.7395 | 0 | 0 | 0 | 0 | 0 | 0 | 348.1732 | 171.0398 | 295.1222 | 295.1222 | 0 | 0 | 0 | 0 | 0 | 2.5949 | 13.6924 | 294.8072 | 0 | 0 | 0 | 0 | 81.3256 | 145.6612 | 348.5461 | 82.2905 | 0.3882 | 0.39886 | 0.39319 | 0.38634 | 31.5706 | 58.0987 | 137.0461 | 31.7923
8 | 9 | 22 | 570.9824 | 584.2115 | 600.8887 | 615.1859 | 0 | 0 | 0 | 0 | 192.9748 | 323.5148 | 0 | 0 | 0 | 0 | 0 | 0 | 317.6839 | 159.3486 | 303.5173 | 303.5173 | 0 | 0 | 0 | 0 | 0 | 10.6948 | 99.0159 | 137.93 | 0 | 0 | 0 | 0 | 60.3237 | 90.6533 | 198.3555 | 173.7387 | 0.38109 | 0.39369 | 0.38812 | 0.38014 | 22.9887 | 35.6897 | 76.9863 | 66.0458
8 | 9 | 23 | 515.2914 | 527.4345 | 542.6768 | 555.7083 | 0 | 0 | 0 | 0 | 189.7571 | 322.3374 | 0 | 0 | 0 | 0 | 0 | 0 | 294.5331 | 145.6915 | 293.095 | 293.095 | 0 | 0 | 0 | 0 | 0 | 18.3783 | 78.7845 | 102.3173 | 0 | 0 | 0 | 0 | 31.0013 | 41.0274 | 170.7973 | 160.296 | 0.37177 | 0.39333 | 0.38899 | 0.37327 | 11.5253 | 16.1372 | 66.4381 | 59.8336
8 | 9 | 24 | 474.4907 | 484.3135 | 496.7893 | 507.3344 | 0 | 0 | 0 | 0 | 168.2519 | 347.4335 | 0 | 0 | 0 | 0 | 0 | 0 | 271.6923 | 120.3304 | 273.9336 | 273.9336 | 0 | 0 | 0 | 0 | 0 | 10.5027 | 122.7964 | 101.5998 | 0 | 0 | 0 | 0 | 34.5465 | 6.0468 | 100.0593 | 131.801 | 0.36952 | 0.39289 | 0.39083 | 0.37129 | 12.7658 | 2.3757 | 39.1064 | 48.9366
8 | 10 | 1 | 448.4911 | 455.5675 | 464.8416 | 472.4787 | 0 | 0 | 0 | 0 | 142.0922 | 343.7594 | 0 | 0 | 0 | 0 | 0 | 0 | 250.7662 | 98.3321 | 252.3349 | 252.3349 | 0 | 0 | 0 | 0 | 0 | 26.4573 | 184.4302 | 108.7799 | 0 | 0 | 0 | 0 | 55.6328 | -12.9812 | 28.0766 | 111.3639 | 0.37223 | 0.39077 | 0.38906 | 0.37051 | 20.7085 | -5.0727 | 10.9234 | 41.2611
8 | 10 | 2 | 430.6041 | 435.5827 | 442.4748 | 448.0137 | 0 | 0 | 0 | 0 | 127.3354 | 333.9679 | 0 | 0 | 0 | 0 | 0 | 0 | 215.274 | 75.8269 | 226.9736 | 226.9736 | 0 | 0 | 0 | 0 | 0 | 35.8903 | 146.5952 | 0.27037 | 0 | 0 | 0 | 0 | 87.9947 | -10.1025 | 68.906 | 220.7697 | 0.3725 | 0.38904 | 0.38716 | 0.37014 | 32.7776 | -3.9303 | 26.6774 | 81.7151
8 | 10 | 3 | 421.017 | 423.9464 | 428.5601 | 432.1089 | 0 | 0 | 0 | 0 | 120.7717 | 325.0108 | 0 | 0 | 0 | 0 | 0 | 0 | 195.1481 | 66.7117 | 213.0139 | 213.0139 | 0 | 0 | 0 | 0 | 0 | 3.0494 | 165.2955 | -6.0063 | 0 | 0 | 0 | 0 | 105.0972 | 29.1745 | 50.2507 | 225.1013 | 0.3732 | 0.38992 | 0.38586 | 0.37025 | 39.2228 | 11.3757 | 19.39 | 83.3444
8 | 10 | 4 | 425.5922 | 426.7649 | 429.4501 | 431.2772 | 0 | 0 | 0 | 0 | 125.9384 | 257.5064 | 0 | 0 | 0 | 0 | 0 | 0 | 178.2542 | 60.2734 | 217.22 | 217.22 | 0 | 0 | 0 | 0 | 0 | 46.1211 | 42.8422 | 8.1398 | 0 | 0 | 0 | 0 | 121.3995 | 62.864 | 169.3879 | 205.9173 | 0.37386 | 0.38754 | 0.38853 | 0.36998 | 45.3866 | 24.3624 | 65.8126 | 76.1862
8 | 10 | 5 | 448.2509 | 448.2153 | 449.6464 | 450.3388 | 0 | 0 | 0 | 0 | 155.436 | 244.3176 | 0 | 0 | 0 | 0 | 0 | 0 | 143.0622 | 44.2187 | 214.4439 | 214.4439 | 0 | 0 | 0 | 0 | 0 | 26.3309 | 125.2582 | -70.1517 | 0 | 0 | 0 | 0 | 149.7526 | 133.3481 | 109.9443 | 306.0466 | 0.37065 | 0.39036 | 0.39029 | 0.37126 | 55.5058 | 52.0543 | 42.91 | 113.6223
8 | 10 | 6 | 474.737 | 473.5854 | 473.9375 | 473.7176 | 0 | 0 | 0 | 0 | 157.7 | 253.5242 | 0 | 0 | 0 | 0 | 0 | 0 | 137.5015 | 57.3965 | 230.7596 | 230.8128 | 0 | 0 | 0 | 0 | 0 | 27.5427 | 287.6124 | -85.2285 | 0 | 0 | 0 | 0 | 179.5355 | 135.1219 | -44.4345 | 328.1332 | 0.37177 | 0.38885 | 0.38239 | 0.37131 | 66.7464 | 52.5415 | -16.9912 | 121.8404
8 | 10 | 7 | 510.626 | 509.2038 | 509.6004 | 509.645 | 0 | 0 | 0 | 0 | 128.0387 | 227.2483 | 0 | 0 | 0 | 0 | 0 | 0 | 161.0371 | 166.5589 | 489.4394 | 490.8105 | 0 | 0 | 0 | 0 | 0 | -15.5972 | -71.3426 | -6.7807 | 0 | 0 | 0 | 0 | 221.5502 | 130.9939 | 91.5036 | 25.6152 | 0.3667 | 0.37732 | 0.37117 | 0.37991 | 81.2427 | 49.4267 | 33.9634 | 9.7315
8 | 10 | 8 | 549.0473 | 548.1294 | 549.6317 | 551.1158 | 0 | 0 | 0 | 0 | 110.6425 | 159.7063 | 0 | 0 | 0 | 0 | 0 | 0 | 225.3807 | 308.8827 | 732.0851 | 746.0496 | 0 | 0 | 0 | 0 | 0 | -28.1761 | -169.8223 | 40.698 | 0 | 0 | 0 | 0 | 213.0241 | 107.7166 | -12.6311 | -235.6318 | 0.37186 | 0.38691 | 0.38697 | 0.38173 | 79.2146 | 41.677 | -4.8879 | -89.9478
8 | 10 | 9 | 583.2069 | 583.6886 | 587.253 | 591.0094 | 0 | 0 | 0 | 0 | 100.0164 | 136.5107 | 0 | 0 | 0 | 0 | 0 | 0 | 302.6841 | 441.7848 | 936.3802 | 964.5206 | 0 | 0 | 0 | 0 | 0 | -49.2885 | -284.3135 | -246.216 | 0 | 0 | 0 | 0 | 180.5064 | 54.6816 | -64.8136 | -127.2951 | 0.37575 | 0.32651 | 0.32636 | 0.067785 | 67.8248 | 17.8541 | -21.1526 | -8.6288
8 | 10 | 10 | 616.3238 | 617.3719 | 621.6326 | 625.9199 | 0 | 0 | 0 | 0 | 117.495 | 128.5989 | 0 | 0 | 0 | 0 | 0 | 0 | 364.1034 | 537.3487 | 1075.2355 | 1114.1767 | 0 | 0 | 0 | 0 | 0 | -44.2542 | -287.1149 | -348.503 | 0 | 0 | 0 | 0 | 134.7255 | -4.3215 | -166.4879 | -139.7538 | 0.38219 | 0.32795 | 0.328 | 0.071605 | 51.4912 | -1.4172 | -54.608 | -10.0071
8 | 10 | 11 | 640.0021 | 641.4083 | 645.8647 | 649.9622 | 0 | 0 | 0 | 0 | 133.3772 | 132.299 | 0 | 0 | 0 | 0 | 0 | 0 | 388.6816 | 580.4379 | 1154.0213 | 1199.6888 | 0 | 0 | 0 | 0 | 0 | -53.549 | -349.9166 | -351 | 0 | 0 | 0 | 0 | 117.9433 | -17.7796 | -158.2401 | -198.7266 | 0.37921 | 0.32752 | 0.328 | 0.071605 | 44.725 | -5.8232 | -51.9027 | -14.2298
8 | 10 | 12 | 656.4632 | 658.3203 | 663.1231 | 667.2605 | 0 | 0 | 0 | 0 | 140.8299 | 130.1599 | 0 | 0 | 0 | 0 | 0 | 0 | 409.7334 | 602.0616 | 1166.7714 | 1215.8656 | 0 | 0 | 0 | 0 | 0 | -49.8193 | -334.5291 | -354.3905 | 0 | 0 | 0 | 0 | 105.8999 | -24.082 | -169.1192 | -194.2146 | 0.37557 | 0.32768 | 0.328 | 0.071605 | 39.7725 | -7.8913 | -55.471 | -13.9067
8 | 10 | 13 | 677.7328 | 680.8034 | 686.9397 | 692.1407 | 0 | 0 | 0 | 0 | 147.0128 | 144.7989 | 0 | 0 | 0 | 0 | 0 | 0 | 411.2249 | 606.0381 | 1164.6263 | 1214.3435 | 0 | 0 | 0 | 0 | 0 | -19.1464 | -256.7642 | -243.3871 | 0 | 0 | 0 | 0 | 119.4951 | -50.8872 | -220.9224 | -278.8156 | 0.37374 | 0.32755 | 0.32763 | 0.071605 | 44.6601 | -16.6682 | -72.3801 | -19.9646
8 | 10 | 14 | 695.2207 | 699.2678 | 706.5686 | 712.8151 | 0 | 0 | 0 | 0 | 172.3958 | 142.4928 | 0 | 0 | 0 | 0 | 0 | 0 | 402.9231 | 594.8276 | 1150.6671 | 1198.2662 | 0 | 0 | 0 | 0 | 0 | -10.0955 | -70.5045 | -96.1268 | 0 | 0 | 0 | 0 | 119.9018 | -27.9571 | -373.594 | -389.3242 | 0.37404 | 0.327 | 0.32733 | 0.070824 | 44.848 | -9.1421 | -122.289 | -27.5736
8 | 10 | 15 | 704.2051 | 709.2152 | 717.5816 | 724.7299 | 0 | 0 | 0 | 0 | 185.5341 | 186.7294 | 0 | 0 | 0 | 0 | 0 | 0 | 382.9892 | 560.3027 | 1117.8578 | 1160.7149 | 0 | 0 | 0 | 0 | 0 | -9.2918 | -9.155 | -34.3147 | 0 | 0 | 0 | 0 | 135.6818 | -28.5251 | -391.1213 | -401.6703 | 0.38108 | 0.31254 | 0.31233 | 0.32609 | 51.7051 | -8.9152 | -122.1606 | -130.981
8 | 10 | 16 | 705.8415 | 712.9589 | 723.6632 | 732.8896 | 0 | 0 | 0 | 0 | 180.0466 | 237.5796 | 0 | 0 | 0 | 0 | 0 | 0 | 358.4097 | 506.6164 | 1058.034 | 1092.6728 | 0 | 0 | 0 | 0 | 0 | -11.5352 | -25.0759 | 7.1961 | 0 | 0 | 0 | 0 | 167.3852 | -19.7019 | -309.2949 | -366.9793 | 0.38915 | 0.32585 | 0.31944 | 0.31698 | 65.1372 | -6.4199 | -98.8026 | -116.3253
8 | 10 | 17 | 693.1357 | 702.4483 | 715.4994 | 726.7814 | 0 | 0 | 0 | 0 | 177.322 | 232.4796 | 0 | 0 | 0 | 0 | 0 | 0 | 317.3641 | 417.5417 | 929.4565 | 951.6562 | 0 | 0 | 0 | 0 | 0 | -13.7808 | -24.6232 | 18.822 | 0 | 0 | 0 | 0 | 198.4496 | 66.2078 | -189.334 | -243.6967 | 0.39 | 0.39598 | 0.39187 | 0.36712 | 77.396 | 26.2168 | -74.1936 | -89.4664
8 | 10 | 18 | 663.7876 | 675.0294 | 690.1024 | 703.1985 | 0 | 0 | 0 | 0 | 192.5077 | 252.585 | 0 | 0 | 0 | 0 | 0 | 0 | 275.1403 | 301.9748 | 703.1887 | 710.6994 | 0 | 0 | 0 | 0 | 0 | -8.0596 | -37.8435 | 0 | 0 | 0 | 0 | 0 | 196.1396 | 128.5292 | 24.7572 | -7.5009 | 0.3917 | 0.40014 | 0.39346 | 0.38236 | 76.8288 | 51.4303 | 9.7411 | -2.868
8 | 10 | 19 | 637.4721 | 649.7363 | 665.8158 | 679.7927 | 0 | 0 | 0 | 0 | 202.0995 | 284.6375 | 0 | 0 | 0 | 0 | 0 | 0 | 267.3651 | 209.0313 | 472.6167 | 472.6745 | 0 | 0 | 0 | 0 | 0 | 3.3756 | -28.0265 | 74.9623 | 0 | 0 | 0 | 0 | 168.0075 | 152.6918 | 221.2256 | 132.1559 | 0.39028 | 0.3992 | 0.39311 | 0.38685 | 65.5706 | 60.9553 | 86.9669 | 51.1246
8 | 10 | 20 | 643.9908 | 657.2356 | 674.3298 | 689.0924 | 0 | 0 | 0 | 0 | 201.0812 | 319.3349 | 0 | 0 | 0 | 0 | 0 | 0 | 283.2695 | 169.3239 | 330.5478 | 330.5478 | 0 | 0 | 0 | 0 | 0 | 13.4957 | 96.3538 | 359.0237 | 0 | 0 | 0 | 0 | 159.6401 | 155.0811 | 247.4281 | -0.47913 | 0.39125 | 0.40133 | 0.39529 | 0.38828 | 62.4587 | 62.2389 | 97.8069 | -0.18604
8 | 10 | 21 | 617.0743 | 630.3747 | 647.3287 | 661.8666 | 0 | 0 | 0 | 0 | 196.9301 | 320.7395 | 0 | 0 | 0 | 0 | 0 | 0 | 252.5375 | 155.7795 | 339.9594 | 339.9594 | 0 | 0 | 0 | 0 | 0 | 2.5949 | 13.6924 | 294.8072 | 0 | 0 | 0 | 0 | 167.6067 | 151.2608 | 293.6768 | 27.1 | 0.3882 | 0.39886 | 0.39319 | 0.38634 | 65.065 | 60.3321 | 115.4719 | 10.4699
8 | 10 | 22 | 570.3479 | 583.5562 | 600.2083 | 614.4837 | 0 | 0 | 0 | 0 | 192.9748 | 323.5148 | 0 | 0 | 0 | 0 | 0 | 0 | 214.4649 | 141.0256 | 349.0107 | 349.0107 | 0 | 0 | 0 | 0 | 0 | 10.6948 | 99.0159 | 137.93 | 0 | 0 | 0 | 0 | 162.9082 | 108.321 | 152.1816 | 127.543 | 0.38109 | 0.39369 | 0.38812 | 0.38014 | 62.0826 | 42.6454 | 59.0652 | 48.4847
8 | 10 | 23 | 520.3856 | 532.6955 | 548.1399 | 561.3464 | 0 | 0 | 0 | 0 | 189.7571 | 322.3374 | 0 | 0 | 0 | 0 | 0 | 0 | 178.5142 | 115.7598 | 339.2445 | 339.2445 | 0 | 0 | 0 | 0 | 0 | 18.3783 | 78.7845 | 102.3173 | 0 | 0 | 0 | 0 | 152.1144 | 76.22 | 130.111 | 119.7846 | 0.37177 | 0.39333 | 0.38899 | 0.37327 | 56.5512 | 29.9795 | 50.6116 | 44.7119
8 | 10 | 24 | 478.5878 | 488.5447 | 501.1832 | 511.8689 | 0 | 0 | 0 | 0 | 168.2519 | 347.4335 | 0 | 0 | 0 | 0 | 0 | 0 | 157.1035 | 92.1304 | 303.3344 | 303.3344 | 0 | 0 | 0 | 0 | 0 | 10.5027 | 122.7964 | 101.5998 | 0 | 0 | 0 | 0 | 153.2325 | 38.4781 | 75.0524 | 106.9347 | 0.36952 | 0.39289 | 0.39083 | 0.37129 | 56.6231 | 15.1176 | 29.3329 | 39.704
8 | 11 | 1 | 450.2496 | 457.3836 | 466.7275 | 474.425 | 0 | 0 | 0 | 0 | 142.0922 | 343.7594 | 0 | 0 | 0 | 0 | 0 | 0 | 119.7668 | 69.0772 | 284.3197 | 284.3197 | 0 | 0 | 0 | 0 | 0 | 26.4573 | 184.4302 | 108.7799 | 0 | 0 | 0 | 0 | 188.3906 | 18.0897 | -2.0224 | 81.3253 | 0.37223 | 0.39077 | 0.38906 | 0.37051 | 70.1255 | 7.069 | -0.78684 | 30.1316
8 | 11 | 2 | 429.9152 | 434.8712 | 441.736 | 447.2513 | 0 | 0 | 0 | 0 | 127.3354 | 333.9679 | 0 | 0 | 0 | 0 | 0 | 0 | 92.5378 | 55.0986 | 283.4876 | 283.4876 | 0 | 0 | 0 | 0 | 0 | 35.8903 | 146.5952 | 0.27037 | 0 | 0 | 0 | 0 | 210.042 | 9.9144 | 11.6532 | 163.4933 | 0.3725 | 0.38904 | 0.38716 | 0.37014 | 78.2396 | 3.8571 | 4.5116 | 60.515
8 | 11 | 3 | 417.645 | 420.464 | 424.9439 | 428.3769 | 0 | 0 | 0 | 0 | 120.7717 | 325.0108 | 0 | 0 | 0 | 0 | 0 | 0 | 69.6258 | 41.6944 | 284.2711 | 284.2711 | 0 | 0 | 0 | 0 | 0 | 3.0494 | 165.2955 | -6.0063 | 0 | 0 | 0 | 0 | 227.2475 | 50.7094 | -24.6227 | 150.1121 | 0.3732 | 0.38992 | 0.38586 | 0.37025 | 84.8098 | 19.7726 | -9.501 | 55.5795
8 | 11 | 4 | 414.4067 | 415.2132 | 417.4545 | 418.8975 | 0 | 0 | 0 | 0 | 125.9384 | 257.5064 | 0 | 0 | 0 | 0 | 0 | 0 | 50.4403 | 31.4509 | 288.7226 | 288.7226 | 0 | 0 | 0 | 0 | 0 | 46.1211 | 42.8422 | 8.1398 | 0 | 0 | 0 | 0 | 238.028 | 80.1349 | 85.8896 | 122.035 | 0.37386 | 0.38754 | 0.38853 | 0.36998 | 88.9895 | 31.0556 | 33.3709 | 45.1511
8 | 11 | 5 | 420.6406 | 419.7012 | 420.0365 | 419.7808 | 0 | 0 | 0 | 0 | 155.436 | 244.3176 | 0 | 0 | 0 | 0 | 0 | 0 | 45.7349 | 33.6706 | 300.0704 | 300.0704 | 0 | 0 | 0 | 0 | 0 | 26.3309 | 125.2582 | -70.1517 | 0 | 0 | 0 | 0 | 219.4697 | 115.3822 | -5.2921 | 189.8621 | 0.37065 | 0.39036 | 0.39029 | 0.37126 | 81.3464 | 45.0411 | -2.0655 | 70.4878
8 | 11 | 6 | 424.7194 | 421.9305 | 420.2973 | 418.3599 | 0 | 0 | 0 | 0 | 157.7 | 253.5242 | 0 | 0 | 0 | 0 | 0 | 0 | 56.489 | 54.5882 | 319.9177 | 319.9651 | 0 | 0 | 0 | 0 | 0 | 27.5427 | 287.6124 | -85.2285 | 0 | 0 | 0 | 0 | 210.5304 | 86.2753 | -187.2328 | 183.6233 | 0.37177 | 0.38885 | 0.38239 | 0.37131 | 78.2694 | 33.5477 | -71.5957 | 68.1819
8 | 11 | 7 | 441.5005 | 437.8156 | 435.4685 | 433.1395 | 0 | 0 | 0 | 0 | 128.0387 | 227.2483 | 0 | 0 | 0 | 0 | 0 | 0 | 98.6824 | 164.2762 | 589.703 | 591.1489 | 0 | 0 | 0 | 0 | 0 | -15.5972 | -71.3426 | -6.7807 | 0 | 0 | 0 | 0 | 214.7795 | 61.8883 | -82.8919 | -151.2286 | 0.3667 | 0.37732 | 0.37117 | 0.37991 | 78.7598 | 23.3517 | -30.767 | -57.4536
8 | 11 | 8 | 475.4077 | 472.0793 | 470.6588 | 469.6143 | 0 | 0 | 0 | 0 | 110.6425 | 159.7063 | 0 | 0 | 0 | 0 | 0 | 0 | 163.8687 | 311.2136 | 866.0413 | 879.9911 | 0 | 0 | 0 | 0 | 0 | -28.1761 | -169.8223 | 40.698 | 0 | 0 | 0 | 0 | 200.8965 | 29.3355 | -225.5602 | -451.0748 | 0.37186 | 0.38691 | 0.38697 | 0.38173 | 74.7049 | 11.3503 | -87.285 | -172.189
8 | 11 | 9 | 508.9509 | 507.0019 | 507.6191 | 508.8257 | 0 | 0 | 0 | 0 | 100.0164 | 136.5107 | 0 | 0 | 0 | 0 | 0 | 0 | 232.2437 | 433.1724 | 1052.8806 | 1080.7153 | 0 | 0 | 0 | 0 | 0 | -49.2885 | -284.3135 | -246.216 | 0 | 0 | 0 | 0 | 176.6908 | -13.3927 | -260.948 | -325.6735 | 0.37575 | 0.32651 | 0.32636 | 0.067785 | 66.3911 | -4.3728 | -85.1632 | -22.0759
8 | 11 | 10 | 540.7989 | 539.3747 | 540.6377 | 542.3317 | 0 | 0 | 0 | 0 | 117.495 | 128.5989 | 0 | 0 | 0 | 0 | 0 | 0 | 293.2581 | 522.501 | 1172.1715 | 1210.9712 | 0 | 0 | 0 | 0 | 0 | -44.2542 | -287.1149 | -348.503 | 0 | 0 | 0 | 0 | 130.0458 | -67.471 | -344.4188 | -320.1365 | 0.38219 | 0.32795 | 0.328 | 0.071605 | 49.7026 | -22.1271 | -112.9693 | -22.9234
8 | 11 | 11 | 564.9303 | 563.8792 | 565.3558 | 566.8756 | 0 | 0 | 0 | 0 | 133.3772 | 132.299 | 0 | 0 | 0 | 0 | 0 | 0 | 334.1731 | 575.3296 | 1245.5166 | 1290.9926 | 0 | 0 | 0 | 0 | 0 | -53.549 | -349.9166 | -351 | 0 | 0 | 0 | 0 | 97.3801 | -90.2004 | -330.2442 | -373.117 | 0.37921 | 0.32752 | 0.328 | 0.071605 | 36.9273 | -29.5425 | -108.32 | -26.717
8 | 11 | 12 | 580.5394 | 579.9111 | 581.7005 | 583.2309 | 0 | 0 | 0 | 0 | 140.8299 | 130.1599 | 0 | 0 | 0 | 0 | 0 | 0 | 374.6083 | 614.9726 | 1263.7226 | 1312.6917 | 0 | 0 | 0 | 0 | 0 | -49.8193 | -334.5291 | -354.3905 | 0 | 0 | 0 | 0 | 65.1012 | -115.4021 | -347.493 | -375.0704 | 0.37557 | 0.32768 | 0.328 | 0.071605 | 24.4498 | -37.8154 | -113.9776 | -26.8569
8 | 11 | 13 | 597.7481 | 598.2005 | 601.1621 | 603.6167 | 0 | 0 | 0 | 0 | 147.0128 | 144.7989 | 0 | 0 | 0 | 0 | 0 | 0 | 390.6823 | 623.8699 | 1257.0983 | 1306.554 | 0 | 0 | 0 | 0 | 0 | -19.1464 | -256.7642 | -243.3871 | 0 | 0 | 0 | 0 | 60.0529 | -151.3219 | -399.1721 | -459.5502 | 0.37374 | 0.32755 | 0.32763 | 0.071605 | 22.4442 | -49.5658 | -130.7795 | -32.9061
8 | 11 | 14 | 612.6617 | 614.0063 | 618.0302 | 621.4419 | 0 | 0 | 0 | 0 | 172.3958 | 142.4928 | 0 | 0 | 0 | 0 | 0 | 0 | 394.2012 | 617.2123 | 1250.6081 | 1297.871 | 0 | 0 | 0 | 0 | 0 | -10.0955 | -70.5045 | -96.1268 | 0 | 0 | 0 | 0 | 46.0647 | -135.6033 | -562.0733 | -580.3022 | 0.37404 | 0.327 | 0.32733 | 0.070824 | 17.23 | -44.3426 | -183.9842 | -41.0994
8 | 11 | 15 | 622.1356 | 624.4592 | 629.5682 | 633.8984 | 0 | 0 | 0 | 0 | 185.5341 | 186.7294 | 0 | 0 | 0 | 0 | 0 | 0 | 394.2665 | 591.5782 | 1231.6412 | 1272.7876 | 0 | 0 | 0 | 0 | 0 | -9.2918 | -9.155 | -34.3147 | 0 | 0 | 0 | 0 | 42.3351 | -144.5566 | -592.9181 | -604.5745 | 0.38108 | 0.31254 | 0.31233 | 0.32609 | 16.1329 | -45.1796 | -185.1887 | -197.1461
8 | 11 | 16 | 626.5276 | 631.0487 | 638.6049 | 645.108 | 0 | 0 | 0 | 0 | 180.0466 | 237.5796 | 0 | 0 | 0 | 0 | 0 | 0 | 385.9837 | 552.1421 | 1165.662 | 1199.5606 | 0 | 0 | 0 | 0 | 0 | -11.5352 | -25.0759 | 7.1961 | 0 | 0 | 0 | 0 | 60.4973 | -147.1378 | -501.9812 | -561.6487 | 0.38915 | 0.32585 | 0.31944 | 0.31698 | 23.5423 | -47.9451 | -160.3552 | -178.0317
8 | 11 | 17 | 620.9102 | 627.8586 | 638.0429 | 646.8449 | 0 | 0 | 0 | 0 | 177.322 | 232.4796 | 0 | 0 | 0 | 0 | 0 | 0 | 361.0826 | 467.4902 | 1018.7574 | 1040.5083 | 0 | 0 | 0 | 0 | 0 | -13.7808 | -24.6232 | 18.822 | 0 | 0 | 0 | 0 | 82.5057 | -58.3304 | -356.0914 | -412.4853 | 0.39 | 0.39598 | 0.39187 | 0.36712 | 32.1775 | -23.0975 | -139.5401 | -151.4324
8 | 11 | 18 | 605.3401 | 614.6686 | 627.4217 | 638.5109 | 0 | 0 | 0 | 0 | 192.5077 | 252.585 | 0 | 0 | 0 | 0 | 0 | 0 | 342.3724 | 335.8427 | 749.3502 | 756.5001 | 0 | 0 | 0 | 0 | 0 | -8.0596 | -37.8435 | 0 | 0 | 0 | 0 | 0 | 70.4599 | 34.3005 | -84.085 | -117.9892 | 0.3917 | 0.40014 | 0.39346 | 0.38236 | 27.5995 | 13.7252 | -33.0844 | -45.1143
8 | 11 | 19 | 590.8265 | 601.5637 | 615.7919 | 628.167 | 0 | 0 | 0 | 0 | 202.0995 | 284.6375 | 0 | 0 | 0 | 0 | 0 | 0 | 351.2157 | 219.0024 | 483.568 | 483.6212 | 0 | 0 | 0 | 0 | 0 | 3.3756 | -28.0265 | 74.9623 | 0 | 0 | 0 | 0 | 37.5113 | 94.5482 | 160.2503 | 69.5836 | 0.39028 | 0.3992 | 0.39311 | 0.38685 | 14.6401 | 37.7441 | 62.9966 | 26.9184
8 | 11 | 20 | 600.9528 | 612.7888 | 628.1748 | 641.4596 | 0 | 0 | 0 | 0 | 201.0812 | 319.3349 | 0 | 0 | 0 | 0 | 0 | 0 | 370.4776 | 196.3272 | 369.0372 | 369.0372 | 0 | 0 | 0 | 0 | 0 | 13.4957 | 96.3538 | 359.0237 | 0 | 0 | 0 | 0 | 29.394 | 83.631 | 162.7838 | -86.6013 | 0.39125 | 0.40133 | 0.39529 | 0.38828 | 11.5003 | 33.5637 | 64.3475 | -33.6252
8 | 11 | 21 | 578.9492 | 591.0017 | 606.4424 | 619.6712 | 0 | 0 | 0 | 0 | 196.9301 | 320.7395 | 0 | 0 | 0 | 0 | 0 | 0 | 370.2875 | 207.0089 | 400.5596 | 400.5596 | 0 | 0 | 0 | 0 | 0 | 2.5949 | 13.6924 | 294.8072 | 0 | 0 | 0 | 0 | 11.7316 | 60.6583 | 192.1904 | -75.6956 | 0.3882 | 0.39886 | 0.39319 | 0.38634 | 4.5542 | 24.1943 | 75.5681 | -29.2444
8 | 11 | 22 | 537.172 | 549.2944 | 564.6296 | 577.7658 | 0 | 0 | 0 | 0 | 192.9748 | 323.5148 | 0 | 0 | 0 | 0 | 0 | 0 | 336.4235 | 189.3752 | 406.8109 | 406.8109 | 0 | 0 | 0 | 0 | 0 | 10.6948 | 99.0159 | 137.93 | 0 | 0 | 0 | 0 | 7.7737 | 25.7096 | 58.8027 | 33.0249 | 0.38109 | 0.39369 | 0.38812 | 0.38014 | 2.9625 | 10.1217 | 22.8227 | 12.5542
8 | 11 | 23 | 491.6695 | 503.0394 | 517.344 | 529.5644 | 0 | 0 | 0 | 0 | 189.7571 | 322.3374 | 0 | 0 | 0 | 0 | 0 | 0 | 307.0472 | 164.1832 | 388.7952 | 388.7952 | 0 | 0 | 0 | 0 | 0 | 18.3783 | 78.7845 | 102.3173 | 0 | 0 | 0 | 0 | -5.1348 | -1.8595 | 49.7643 | 38.4519 | 0.37177 | 0.39333 | 0.38899 | 0.37327 | -1.909 | -0.73141 | 19.3577 | 14.3529
8 | 11 | 24 | 454.7665 | 463.9436 | 475.6365 | 485.5043 | 0 | 0 | 0 | 0 | 168.2519 | 347.4335 | 0 | 0 | 0 | 0 | 0 | 0 | 259.3492 | 118.3317 | 356.9694 | 356.9694 | 0 | 0 | 0 | 0 | 0 | 10.5027 | 122.7964 | 101.5998 | 0 | 0 | 0 | 0 | 27.1654 | -12.3244 | -4.1292 | 26.9351 | 0.36952 | 0.39289 | 0.39083 | 0.37129 | 10.0383 | -4.8421 | -1.6138 | 10.0008
8 | 12 | 1 | 429.1657 | 435.6095 | 444.1166 | 451.0901 | 0 | 0 | 0 | 0 | 142.0922 | 343.7594 | 0 | 0 | 0 | 0 | 0 | 0 | 233.5067 | 95.8976 | 339.4804 | 339.4804 | 0 | 0 | 0 | 0 | 0 | 26.4573 | 184.4302 | 108.7799 | 0 | 0 | 0 | 0 | 53.5668 | -30.5048 | -79.794 | 2.8298 | 0.37223 | 0.39077 | 0.38906 | 0.37051 | 19.9394 | -11.9205 | -31.0445 | 1.0484
8 | 12 | 2 | 412.0219 | 416.3923 | 422.5468 | 427.4477 | 0 | 0 | 0 | 0 | 127.3354 | 333.9679 | 0 | 0 | 0 | 0 | 0 | 0 | 215.8409 | 77.5853 | 315.2407 | 315.2407 | 0 | 0 | 0 | 0 | 0 | 35.8903 | 146.5952 | 0.27037 | 0 | 0 | 0 | 0 | 68.8457 | -31.0512 | -39.289 | 111.9367 | 0.3725 | 0.38904 | 0.38716 | 0.37014 | 25.6447 | -12.0803 | -15.211 | 41.4319
8 | 12 | 3 | 398.0839 | 400.2626 | 403.9661 | 406.7274 | 0 | 0 | 0 | 0 | 120.7717 | 325.0108 | 0 | 0 | 0 | 0 | 0 | 0 | 197.5615 | 62.0924 | 301.6336 | 301.6336 | 0 | 0 | 0 | 0 | 0 | 3.0494 | 165.2955 | -6.0063 | 0 | 0 | 0 | 0 | 79.7507 | 10.11 | -62.963 | 111.1001 | 0.3732 | 0.38992 | 0.38586 | 0.37025 | 29.7633 | 3.9421 | -24.2952 | 41.1352
8 | 12 | 4 | 391.6549 | 391.7167 | 393.0549 | 393.7167 | 0 | 0 | 0 | 0 | 125.9384 | 257.5064 | 0 | 0 | 0 | 0 | 0 | 0 | 174.4802 | 42.4868 | 294.2425 | 294.2425 | 0 | 0 | 0 | 0 | 0 | 46.1211 | 42.8422 | 8.1398 | 0 | 0 | 0 | 0 | 91.2363 | 45.6024 | 55.9702 | 91.3343 | 0.37386 | 0.38754 | 0.38853 | 0.36998 | 34.1097 | 17.6728 | 21.7462 | 33.7923
8 | 12 | 5 | 395.4052 | 393.6397 | 392.9733 | 391.8512 | 0 | 0 | 0 | 0 | 155.436 | 244.3176 | 0 | 0 | 0 | 0 | 0 | 0 | 159.6724 | 39.3816 | 303.2002 | 303.2002 | 0 | 0 | 0 | 0 | 0 | 26.3309 | 125.2582 | -70.1517 | 0 | 0 | 0 | 0 | 80.2968 | 83.6097 | -35.485 | 158.8027 | 0.37065 | 0.39036 | 0.39029 | 0.37126 | 29.762 | 32.6382 | -13.8494 | 58.9568
8 | 12 | 6 | 393.864 | 390.0651 | 387.2072 | 384.2103 | 0 | 0 | 0 | 0 | 157.7 | 253.5242 | 0 | 0 | 0 | 0 | 0 | 0 | 151.5538 | 56.7809 | 320.9532 | 320.9953 | 0 | 0 | 0 | 0 | 0 | 27.5427 | 287.6124 | -85.2285 | 0 | 0 | 0 | 0 | 84.6103 | 52.2172 | -221.3584 | 148.4435 | 0.37177 | 0.38885 | 0.38239 | 0.37131 | 31.4558 | 20.3044 | -84.645 | 55.1191
8 | 12 | 7 | 409.9744 | 405.2574 | 401.6591 | 398.2476 | 0 | 0 | 0 | 0 | 128.0387 | 227.2483 | 0 | 0 | 0 | 0 | 0 | 0 | 171.8863 | 164.8302 | 596.5345 | 597.9276 | 0 | 0 | 0 | 0 | 0 | -15.5972 | -71.3426 | -6.7807 | 0 | 0 | 0 | 0 | 110.0494 | 28.7762 | -123.5328 | -192.8993 | 0.3667 | 0.37732 | 0.37117 | 0.37991 | 40.3552 | 10.8579 | -45.8517 | -73.2848
8 | 12 | 8 | 439.4944 | 434.9904 | 432.1444 | 429.8668 | 0 | 0 | 0 | 0 | 110.6425 | 159.7063 | 0 | 0 | 0 | 0 | 0 | 0 | 221.9437 | 307.5748 | 870.9927 | 885.1256 | 0 | 0 | 0 | 0 | 0 | -28.1761 | -169.8223 | 40.698 | 0 | 0 | 0 | 0 | 106.9082 | -4.1146 | -269.026 | -495.9568 | 0.37186 | 0.38691 | 0.38697 | 0.38173 | 39.7546 | -1.592 | -104.105 | -189.3218
8 | 12 | 9 | 474.6148 | 471.5418 | 470.7961 | 470.8238 | 0 | 0 | 0 | 0 | 100.0164 | 136.5107 | 0 | 0 | 0 | 0 | 0 | 0 | 281.283 | 427.9917 | 1057.7259 | 1086.1587 | 0 | 0 | 0 | 0 | 0 | -49.2885 | -284.3135 | -246.216 | 0 | 0 | 0 | 0 | 93.3154 | -43.6721 | -302.6162 | -369.1188 | 0.37575 | 0.32651 | 0.32636 | 0.067785 | 35.063 | -14.2594 | -98.762 | -25.0209
8 | 12 | 10 | 506.8797 | 504.3452 | 504.262 | 504.7912 | 0 | 0 | 0 | 0 | 117.495 | 128.5989 | 0 | 0 | 0 | 0 | 0 | 0 | 326.7016 | 516.5874 | 1149.7093 | 1188.6025 | 0 | 0 | 0 | 0 | 0 | -44.2542 | -287.1149 | -348.503 | 0 | 0 | 0 | 0 | 62.6832 | -96.5869 | -358.3324 | -335.3083 | 0.38219 | 0.32795 | 0.328 | 0.071605 | 23.9571 | -31.6756 | -117.5329 | -24.0097
8 | 12 | 11 | 535.2171 | 533.1933 | 533.4905 | 533.9901 | 0 | 0 | 0 | 0 | 133.3772 | 132.299 | 0 | 0 | 0 | 0 | 0 | 0 | 347.6933 | 564.0053 | 1182.9888 | 1228.4595 | 0 | 0 | 0 | 0 | 0 | -53.549 | -349.9166 | -351 | 0 | 0 | 0 | 0 | 54.1466 | -109.5621 | -299.5817 | -343.4694 | 0.37921 | 0.32752 | 0.328 | 0.071605 | 20.5328 | -35.8839 | -98.2627 | -24.5941
8 | 12 | 12 | 559.0204 | 557.6877 | 558.623 | 559.4144 | 0 | 0 | 0 | 0 | 140.8299 | 130.1599 | 0 | 0 | 0 | 0 | 0 | 0 | 366.0099 | 590.7148 | 1188.438 | 1237.2831 | 0 | 0 | 0 | 0 | 0 | -49.8193 | -334.5291 | -354.3905 | 0 | 0 | 0 | 0 | 52.1805 | -113.3677 | -295.2859 | -323.4782 | 0.37557 | 0.32768 | 0.328 | 0.071605 | 19.5973 | -37.1488 | -96.8537 | -23.1627
8 | 12 | 13 | 582.8824 | 582.8481 | 585.2197 | 587.1639 | 0 | 0 | 0 | 0 | 147.0128 | 144.7989 | 0 | 0 | 0 | 0 | 0 | 0 | 397.3397 | 608.1818 | 1176.131 | 1225.3765 | 0 | 0 | 0 | 0 | 0 | -19.1464 | -256.7642 | -243.3871 | 0 | 0 | 0 | 0 | 38.5299 | -150.9862 | -334.1471 | -394.8254 | 0.37374 | 0.32755 | 0.32763 | 0.071605 | 14.4002 | -49.4559 | -109.4756 | -28.2715
8 | 12 | 14 | 605.1563 | 606.2553 | 609.9813 | 613.1353 | 0 | 0 | 0 | 0 | 172.3958 | 142.4928 | 0 | 0 | 0 | 0 | 0 | 0 | 434.6444 | 613.845 | 1156.7239 | 1203.9328 | 0 | 0 | 0 | 0 | 0 | -10.0955 | -70.5045 | -96.1268 | 0 | 0 | 0 | 0 | -1.8839 | -139.987 | -476.2381 | -494.6707 | 0.37404 | 0.327 | 0.32733 | 0.070824 | -0.70466 | -45.7762 | -155.8876 | -35.0346
8 | 12 | 15 | 627.0485 | 629.5329 | 634.8369 | 639.3359 | 0 | 0 | 0 | 0 | 185.5341 | 186.7294 | 0 | 0 | 0 | 0 | 0 | 0 | 469.0301 | 599.907 | 1139.2534 | 1181.8538 | 0 | 0 | 0 | 0 | 0 | -9.2918 | -9.155 | -34.3147 | 0 | 0 | 0 | 0 | -27.5156 | -147.8117 | -495.2615 | -508.2032 | 0.38108 | 0.31254 | 0.31233 | 0.32609 | -10.4855 | -46.197 | -154.6872 | -165.7204
8 | 12 | 16 | 639.9067 | 644.8658 | 652.953 | 659.9155 | 0 | 0 | 0 | 0 | 180.0466 | 237.5796 | 0 | 0 | 0 | 0 | 0 | 0 | 455.5036 | 547.8695 | 1084.5325 | 1118.8047 | 0 | 0 | 0 | 0 | 0 | -11.5352 | -25.0759 | 7.1961 | 0 | 0 | 0 | 0 | 4.3565 | -129.0481 | -406.5036 | -466.0853 | 0.38915 | 0.32585 | 0.31944 | 0.31698 | 1.6953 | -42.0505 | -129.8554 | -147.74
8 | 12 | 17 | 646.6351 | 654.4255 | 665.6309 | 675.3162 | 0 | 0 | 0 | 0 | 177.322 | 232.4796 | 0 | 0 | 0 | 0 | 0 | 0 | 416.0066 | 460.1985 | 957.8816 | 979.9448 | 0 | 0 | 0 | 0 | 0 | -13.7808 | -24.6232 | 18.822 | 0 | 0 | 0 | 0 | 53.3065 | -24.4718 | -267.6276 | -323.4505 | 0.39 | 0.39598 | 0.39187 | 0.36712 | 20.7897 | -9.6903 | -104.8742 | -118.7457
8 | 12 | 18 | 634.9083 | 645.2048 | 659.1314 | 671.2359 | 0 | 0 | 0 | 0 | 192.5077 | 252.585 | 0 | 0 | 0 | 0 | 0 | 0 | 378.4115 | 337.3205 | 714.2455 | 721.3158 | 0 | 0 | 0 | 0 | 0 | -8.0596 | -37.8435 | 0 | 0 | 0 | 0 | 0 | 63.989 | 63.3589 | -17.2706 | -50.0798 | 0.3917 | 0.40014 | 0.39346 | 0.38236 | 25.0648 | 25.3527 | -6.7953 | -19.1485
8 | 12 | 19 | 610.8227 | 622.2145 | 637.2363 | 650.2981 | 0 | 0 | 0 | 0 | 202.0995 | 284.6375 | 0 | 0 | 0 | 0 | 0 | 0 | 337.5034 | 219.5579 | 474.9883 | 475.0349 | 0 | 0 | 0 | 0 | 0 | 3.3756 | -28.0265 | 74.9623 | 0 | 0 | 0 | 0 | 71.2197 | 114.6434 | 190.2745 | 100.3009 | 0.39028 | 0.3992 | 0.39311 | 0.38685 | 27.7959 | 45.7662 | 74.7996 | 38.8014
8 | 12 | 20 | 620.7495 | 633.2336 | 649.4053 | 663.3699 | 0 | 0 | 0 | 0 | 201.0812 | 319.3349 | 0 | 0 | 0 | 0 | 0 | 0 | 322.3761 | 170.164 | 355.4707 | 355.4707 | 0 | 0 | 0 | 0 | 0 | 13.4957 | 96.3538 | 359.0237 | 0 | 0 | 0 | 0 | 97.2922 | 130.239 | 197.5808 | -51.1245 | 0.39125 | 0.40133 | 0.39529 | 0.38828 | 38.0653 | 52.269 | 78.1025 | -19.8504
8 | 12 | 21 | 594.5401 | 607.1029 | 623.1624 | 636.9266 | 0 | 0 | 0 | 0 | 196.9301 | 320.7395 | 0 | 0 | 0 | 0 | 0 | 0 | 306.8581 | 166.4328 | 360.2606 | 360.2606 | 0 | 0 | 0 | 0 | 0 | 2.5949 | 13.6924 | 294.8072 | 0 | 0 | 0 | 0 | 90.7519 | 117.3357 | 249.2094 | -18.1412 | 0.3882 | 0.39886 | 0.39319 | 0.38634 | 35.2299 | 46.8007 | 97.9876 | -7.0087
8 | 12 | 22 | 543.8253 | 556.1655 | 571.7648 | 585.1295 | 0 | 0 | 0 | 0 | 192.9748 | 323.5148 | 0 | 0 | 0 | 0 | 0 | 0 | 260.7347 | 154.4656 | 360.4915 | 360.4915 | 0 | 0 | 0 | 0 | 0 | 10.6948 | 99.0159 | 137.93 | 0 | 0 | 0 | 0 | 90.1158 | 67.4902 | 112.2574 | 86.708 | 0.38109 | 0.39369 | 0.38812 | 0.38014 | 34.3422 | 26.5706 | 43.5697 | 32.9616
8 | 12 | 23 | 489.5847 | 500.8863 | 515.1082 | 527.257 | 0 | 0 | 0 | 0 | 189.7571 | 322.3374 | 0 | 0 | 0 | 0 | 0 | 0 | 225.4884 | 144.3035 | 366.9438 | 366.9438 | 0 | 0 | 0 | 0 | 0 | 18.3783 | 78.7845 | 102.3173 | 0 | 0 | 0 | 0 | 74.3392 | 15.8671 | 69.3799 | 57.9959 | 0.37177 | 0.39333 | 0.38899 | 0.37327 | 27.6369 | 6.241 | 26.988 | 21.6481
8 | 12 | 24 | 455.4372 | 464.6363 | 476.3559 | 486.2467 | 0 | 0 | 0 | 0 | 168.2519 | 347.4335 | 0 | 0 | 0 | 0 | 0 | 0 | 197.3874 | 126.5274 | 372.144 | 372.144 | 0 | 0 | 0 | 0 | 0 | 10.5027 | 122.7964 | 101.5998 | 0 | 0 | 0 | 0 | 89.7979 | -19.8273 | -18.5845 | 12.503 | 0.36952 | 0.39289 | 0.39083 | 0.37129 | 33.1825 | -7.79 | -7.2634 | 4.6422
8 | 13 | 1 | 428.7306 | 435.1602 | 443.65 | 450.6085 | 0 | 0 | 0 | 0 | 142.0922 | 343.7594 | 0 | 0 | 0 | 0 | 0 | 0 | 170.2073 | 110.2955 | 353.952 | 353.952 | 0 | 0 | 0 | 0 | 0 | 26.4573 | 184.4302 | 108.7799 | 0 | 0 | 0 | 0 | 116.4312 | -45.352 | -94.7322 | -12.1234 | 0.37223 | 0.39077 | 0.38906 | 0.37051 | 43.3397 | -17.7224 | -36.8563 | -4.4918
8 | 13 | 2 | 413.8892 | 418.3207 | 424.5493 | 429.5143 | 0 | 0 | 0 | 0 | 127.3354 | 333.9679 | 0 | 0 | 0 | 0 | 0 | 0 | 149.3515 | 99.924 | 326.1542 | 326.1542 | 0 | 0 | 0 | 0 | 0 | 35.8903 | 146.5952 | 0.27037 | 0 | 0 | 0 | 0 | 137.2024 | -51.4616 | -48.2 | 103.0898 | 0.3725 | 0.38904 | 0.38716 | 0.37014 | 51.1072 | -20.0208 | -18.6609 | 38.1574
8 | 13 | 3 | 406.5683 | 409.0247 | 413.0649 | 416.1176 | 0 | 0 | 0 | 0 | 120.7717 | 325.0108 | 0 | 0 | 0 | 0 | 0 | 0 | 132.3104 | 86.0638 | 312.277 | 312.277 | 0 | 0 | 0 | 0 | 0 | 3.0494 | 165.2955 | -6.0063 | 0 | 0 | 0 | 0 | 153.4862 | -5.0993 | -64.5076 | 109.8469 | 0.3732 | 0.38992 | 0.38586 | 0.37025 | 57.2818 | -1.9883 | -24.8912 | 40.6711
8 | 13 | 4 | 413.2283 | 413.9963 | 416.1908 | 417.5933 | 0 | 0 | 0 | 0 | 125.9384 | 257.5064 | 0 | 0 | 0 | 0 | 0 | 0 | 116.1939 | 62.0545 | 287.569 | 287.569 | 0 | 0 | 0 | 0 | 0 | 46.1211 | 42.8422 | 8.1398 | 0 | 0 | 0 | 0 | 171.0959 | 48.3143 | 85.7795 | 121.8845 | 0.37386 | 0.38754 | 0.38853 | 0.36998 | 63.9662 | 18.7238 | 33.3281 | 45.0954
8 | 13 | 5 | 436.0864 | 435.6526 | 436.6009 | 436.8756 | 0 | 0 | 0 | 0 | 155.436 | 244.3176 | 0 | 0 | 0 | 0 | 0 | 0 | 95.0344 | 45.4941 | 276.8712 | 276.8712 | 0 | 0 | 0 | 0 | 0 | 26.3309 | 125.2582 | -70.1517 | 0 | 0 | 0 | 0 | 185.616 | 119.5101 | 34.4716 | 230.1562 | 0.37065 | 0.39036 | 0.39029 | 0.37126 | 68.7985 | 46.6525 | 13.4538 | 85.4473
8 | 13 | 6 | 464.2585 | 462.7639 | 462.7001 | 462.1203 | 0 | 0 | 0 | 0 | 157.7 | 253.5242 | 0 | 0 | 0 | 0 | 0 | 0 | 78.8811 | 49.5668 | 289.1426 | 289.181 | 0 | 0 | 0 | 0 | 0 | 27.5427 | 287.6124 | -85.2285 | 0 | 0 | 0 | 0 | 227.6774 | 132.1301 | -114.0548 | 258.1678 | 0.37177 | 0.38885 | 0.38239 | 0.37131 | 84.6442 | 51.3782 | -43.6133 | 95.8613
8 | 13 | 7 | 506.3294 | 504.7666 | 504.9927 | 504.8898 | 0 | 0 | 0 | 0 | 128.0387 | 227.2483 | 0 | 0 | 0 | 0 | 0 | 0 | 99.9303 | 159.5228 | 591.0508 | 592.4434 | 0 | 0 | 0 | 0 | 0 | -15.5972 | -71.3426 | -6.7807 | 0 | 0 | 0 | 0 | 278.3605 | 133.5928 | -14.7155 | -80.7729 | 0.3667 | 0.37732 | 0.37117 | 0.37991 | 102.0751 | 50.4073 | -5.462 | -30.6866
8 | 13 | 8 | 553.217 | 552.4355 | 554.1033 | 555.7306 | 0 | 0 | 0 | 0 | 110.6425 | 159.7063 | 0 | 0 | 0 | 0 | 0 | 0 | 155.245 | 294.1757 | 852.1816 | 865.5651 | 0 | 0 | 0 | 0 | 0 | -28.1761 | -169.8223 | 40.698 | 0 | 0 | 0 | 0 | 287.3295 | 126.7297 | -128.2559 | -350.5324 | 0.37186 | 0.38691 | 0.38697 | 0.38173 | 106.8456 | 49.0335 | -49.6312 | -133.8089
8 | 13 | 9 | 595.1357 | 596.0078 | 600.0458 | 604.2118 | 0 | 0 | 0 | 0 | 100.0164 | 136.5107 | 0 | 0 | 0 | 0 | 0 | 0 | 211.7522 | 409.4345 | 1001.1766 | 1028.589 | 0 | 0 | 0 | 0 | 0 | -49.2885 | -284.3135 | -246.216 | 0 | 0 | 0 | 0 | 283.3671 | 99.3512 | -116.8173 | -178.1611 | 0.37575 | 0.32651 | 0.32636 | 0.067785 | 106.4745 | 32.4391 | -38.1246 | -12.0767
8 | 13 | 10 | 633.1293 | 634.7275 | 639.6553 | 644.5196 | 0 | 0 | 0 | 0 | 117.495 | 128.5989 | 0 | 0 | 0 | 0 | 0 | 0 | 253.2721 | 488.4687 | 1103.4644 | 1141.3971 | 0 | 0 | 0 | 0 | 0 | -44.2542 | -287.1149 | -348.503 | 0 | 0 | 0 | 0 | 262.3622 | 61.9141 | -176.6942 | -148.3745 | 0.38219 | 0.32795 | 0.328 | 0.071605 | 100.2731 | 20.3047 | -57.9557 | -10.6244
8 | 13 | 11 | 664.7117 | 666.9269 | 672.3639 | 677.31 | 0 | 0 | 0 | 0 | 133.3772 | 132.299 | 0 | 0 | 0 | 0 | 0 | 0 | 285.2156 | 534.9409 | 1148.7801 | 1192.9953 | 0 | 0 | 0 | 0 | 0 | -53.549 | -349.9166 | -351 | 0 | 0 | 0 | 0 | 246.119 | 53.236 | -126.4996 | -164.6853 | 0.37921 | 0.32752 | 0.328 | 0.071605 | 93.3302 | 17.4359 | -41.4918 | -11.7923
8 | 13 | 12 | 689.766 | 692.7132 | 698.8378 | 704.1188 | 0 | 0 | 0 | 0 | 140.8299 | 130.1599 | 0 | 0 | 0 | 0 | 0 | 0 | 301.2385 | 556.4692 | 1159.5223 | 1206.8855 | 0 | 0 | 0 | 0 | 0 | -49.8193 | -334.5291 | -354.3905 | 0 | 0 | 0 | 0 | 247.6975 | 55.9033 | -126.1553 | -148.3762 | 0.37557 | 0.32768 | 0.328 | 0.071605 | 93.0269 | 18.3186 | -41.3789 | -10.6245
8 | 13 | 13 | 715.9303 | 720.2513 | 727.9037 | 734.4164 | 0 | 0 | 0 | 0 | 147.0128 | 144.7989 | 0 | 0 | 0 | 0 | 0 | 0 | 312.9807 | 562.1717 | 1149.3706 | 1196.962 | 0 | 0 | 0 | 0 | 0 | -19.1464 | -256.7642 | -243.3871 | 0 | 0 | 0 | 0 | 255.9369 | 32.427 | -164.7027 | -219.1585 | 0.37374 | 0.32755 | 0.32763 | 0.071605 | 95.6539 | 10.6216 | -53.961 | -15.6928
8 | 13 | 14 | 735.5212 | 740.8875 | 749.7879 | 757.4183 | 0 | 0 | 0 | 0 | 172.3958 | 142.4928 | 0 | 0 | 0 | 0 | 0 | 0 | 321.3754 | 564.0808 | 1129.6814 | 1175.8992 | 0 | 0 | 0 | 0 | 0 | -10.0955 | -70.5045 | -96.1268 | 0 | 0 | 0 | 0 | 241.7499 | 44.4094 | -309.389 | -322.3542 | 0.37404 | 0.327 | 0.32733 | 0.070824 | 90.424 | 14.522 | -101.2727 | -22.8305
8 | 13 | 15 | 751.6303 | 758.1928 | 768.4416 | 777.2183 | 0 | 0 | 0 | 0 | 185.5341 | 186.7294 | 0 | 0 | 0 | 0 | 0 | 0 | 304.2419 | 534.5071 | 1094.9051 | 1136.3329 | 0 | 0 | 0 | 0 | 0 | -9.2918 | -9.155 | -34.3147 | 0 | 0 | 0 | 0 | 261.8543 | 46.2481 | -317.3085 | -324.7999 | 0.38108 | 0.31254 | 0.31233 | 0.32609 | 99.7864 | 14.4544 | -99.1064 | -105.9142
8 | 13 | 16 | 757.3457 | 766.149 | 778.8976 | 789.8926 | 0 | 0 | 0 | 0 | 180.0466 | 237.5796 | 0 | 0 | 0 | 0 | 0 | 0 | 273.9332 | 475.0641 | 1014.5705 | 1047.4 | 0 | 0 | 0 | 0 | 0 | -11.5352 | -25.0759 | 7.1961 | 0 | 0 | 0 | 0 | 303.3659 | 65.0406 | -210.597 | -264.7036 | 0.38915 | 0.32585 | 0.31944 | 0.31698 | 118.0535 | 21.1936 | -67.2741 | -83.9059
8 | 13 | 17 | 745.22 | 756.2376 | 771.3559 | 784.4264 | 0 | 0 | 0 | 0 | 177.322 | 232.4796 | 0 | 0 | 0 | 0 | 0 | 0 | 244.9685 | 397.4294 | 874.1639 | 895.251 | 0 | 0 | 0 | 0 | 0 | -13.7808 | -24.6232 | 18.822 | 0 | 0 | 0 | 0 | 322.9296 | 140.1093 | -78.1849 | -129.6466 | 0.39 | 0.39598 | 0.39187 | 0.36712 | 125.9436 | 55.48 | -30.638 | -47.5961
8 | 13 | 18 | 722.2533 | 735.4089 | 752.8024 | 767.9061 | 0 | 0 | 0 | 0 | 192.5077 | 252.585 | 0 | 0 | 0 | 0 | 0 | 0 | 233.813 | 295.021 | 615.5554 | 622.1493 | 0 | 0 | 0 | 0 | 0 | -8.0596 | -37.8435 | 0 | 0 | 0 | 0 | 0 | 295.9326 | 195.8625 | 175.0906 | 145.7568 | 0.3917 | 0.40014 | 0.39346 | 0.38236 | 115.9182 | 78.3734 | 68.8918 | 55.7315
8 | 13 | 19 | 692.4752 | 706.5398 | 724.8025 | 740.668 | 0 | 0 | 0 | 0 | 202.0995 | 284.6375 | 0 | 0 | 0 | 0 | 0 | 0 | 204.5571 | 191.8592 | 400.3991 | 400.4431 | 0 | 0 | 0 | 0 | 0 | 3.3756 | -28.0265 | 74.9623 | 0 | 0 | 0 | 0 | 285.8186 | 226.6675 | 352.4299 | 265.2627 | 0.39028 | 0.3992 | 0.39311 | 0.38685 | 111.5503 | 90.4867 | 138.5451 | 102.617
8 | 13 | 20 | 693.6639 | 708.5348 | 727.6006 | 744.0689 | 0 | 0 | 0 | 0 | 201.0812 | 319.3349 | 0 | 0 | 0 | 0 | 0 | 0 | 184.6267 | 146.1225 | 316.048 | 316.048 | 0 | 0 | 0 | 0 | 0 | 13.4957 | 96.3538 | 359.0237 | 0 | 0 | 0 | 0 | 307.9561 | 229.5816 | 315.1987 | 68.9971 | 0.39125 | 0.40133 | 0.39529 | 0.38828 | 120.4868 | 92.1383 | 124.5962 | 26.7899
8 | 13 | 21 | 656.7403 | 671.3392 | 689.8675 | 705.7675 | 0 | 0 | 0 | 0 | 196.9301 | 320.7395 | 0 | 0 | 0 | 0 | 0 | 0 | 223.5322 | 174.8896 | 335.0707 | 335.0707 | 0 | 0 | 0 | 0 | 0 | 2.5949 | 13.6924 | 294.8072 | 0 | 0 | 0 | 0 | 236.2781 | 173.1152 | 341.1043 | 75.8896 | 0.3882 | 0.39886 | 0.39319 | 0.38634 | 91.7232 | 69.049 | 134.1201 | 29.3194
8 | 13 | 22 | 594.9488 | 608.9624 | 626.5909 | 641.711 | 0 | 0 | 0 | 0 | 192.9748 | 323.5148 | 0 | 0 | 0 | 0 | 0 | 0 | 195.2889 | 156.9388 | 344.3466 | 344.3466 | 0 | 0 | 0 | 0 | 0 | 10.6948 | 99.0159 | 137.93 | 0 | 0 | 0 | 0 | 206.6851 | 117.814 | 183.2284 | 159.4345 | 0.38109 | 0.39369 | 0.38812 | 0.38014 | 78.7655 | 46.3827 | 71.1151 | 60.6081
8 | 13 | 23 | 534.4899 | 547.2615 | 563.2657 | 576.9565 | 0 | 0 | 0 | 0 | 189.7571 | 322.3374 | 0 | 0 | 0 | 0 | 0 | 0 | 153.5678 | 122.3062 | 337.1749 | 337.1749 | 0 | 0 | 0 | 0 | 0 | 18.3783 | 78.7845 | 102.3173 | 0 | 0 | 0 | 0 | 191.1651 | 84.2396 | 147.3063 | 137.4642 | 0.37177 | 0.39333 | 0.38899 | 0.37327 | 71.069 | 33.1338 | 57.3004 | 51.3112
8 | 13 | 24 | 486.8365 | 497.0634 | 510.0292 | 520.9982 | 0 | 0 | 0 | 0 | 168.2519 | 347.4335 | 0 | 0 | 0 | 0 | 0 | 0 | 127.8523 | 103.9513 | 324.189 | 324.189 | 0 | 0 | 0 | 0 | 0 | 10.5027 | 122.7964 | 101.5998 | 0 | 0 | 0 | 0 | 190.7323 | 35.1759 | 63.0438 | 95.2094 | 0.36952 | 0.39289 | 0.39083 | 0.37129 | 70.4802 | 13.8202 | 24.6396 | 35.3505
8 | 14 | 1 | 456.6854 | 464.03 | 473.6294 | 481.5478 | 0 | 0 | 0 | 0 | 142.0922 | 343.7594 | 0 | 0 | 0 | 0 | 0 | 0 | 120.1036 | 93.8885 | 309.1846 | 309.1846 | 0 | 0 | 0 | 0 | 0 | 26.4573 | 184.4302 | 108.7799 | 0 | 0 | 0 | 0 | 194.4896 | -0.075169 | -19.9854 | 63.5833 | 0.37223 | 0.39077 | 0.38906 | 0.37051 | 72.3958 | -0.029374 | -7.7755 | 23.5581
8 | 14 | 2 | 438.2907 | 443.5209 | 450.7181 | 456.521 | 0 | 0 | 0 | 0 | 127.3354 | 333.9679 | 0 | 0 | 0 | 0 | 0 | 0 | 114.8459 | 84.3886 | 295.8355 | 295.8355 | 0 | 0 | 0 | 0 | 0 | 35.8903 | 146.5952 | 0.27037 | 0 | 0 | 0 | 0 | 196.1094 | -10.726 | 8.2875 | 160.4152 | 0.3725 | 0.38904 | 0.38716 | 0.37014 | 73.0498 | -4.1729 | 3.2085 | 59.3756
8 | 14 | 3 | 427.5615 | 430.7051 | 435.5786 | 439.3521 | 0 | 0 | 0 | 0 | 120.7717 | 325.0108 | 0 | 0 | 0 | 0 | 0 | 0 | 108.0556 | 76.7963 | 284.6463 | 284.6463 | 0 | 0 | 0 | 0 | 0 | 3.0494 | 165.2955 | -6.0063 | 0 | 0 | 0 | 0 | 198.7342 | 25.8486 | -14.3632 | 160.7121 | 0.3732 | 0.38992 | 0.38586 | 0.37025 | 74.1685 | 10.0789 | -5.5423 | 59.5041
8 | 14 | 4 | 430.9584 | 432.3067 | 435.2049 | 437.2163 | 0 | 0 | 0 | 0 | 125.9384 | 257.5064 | 0 | 0 | 0 | 0 | 0 | 0 | 89.3096 | 57.8691 | 266.4171 | 266.4171 | 0 | 0 | 0 | 0 | 0 | 46.1211 | 42.8422 | 8.1398 | 0 | 0 | 0 | 0 | 215.7103 | 70.8101 | 125.9456 | 162.6594 | 0.37386 | 0.38754 | 0.38853 | 0.36998 | 80.6458 | 27.4418 | 48.9339 | 60.1814
8 | 14 | 5 | 453.7258 | 453.8694 | 455.5179 | 456.3983 | 0 | 0 | 0 | 0 | 155.436 | 244.3176 | 0 | 0 | 0 | 0 | 0 | 0 | 80.2027 | 51.1697 | 252.3569 | 252.3569 | 0 | 0 | 0 | 0 | 0 | 26.3309 | 125.2582 | -70.1517 | 0 | 0 | 0 | 0 | 218.087 | 132.0513 | 77.9028 | 274.1931 | 0.37065 | 0.39036 | 0.39029 | 0.37126 | 80.8339 | 51.5481 | 30.4046 | 101.7964
8 | 14 | 6 | 481.4447 | 480.5126 | 481.131 | 481.1414 | 0 | 0 | 0 | 0 | 157.7 | 253.5242 | 0 | 0 | 0 | 0 | 0 | 0 | 72.1418 | 50.1231 | 243.9449 | 243.9674 | 0 | 0 | 0 | 0 | 0 | 27.5427 | 287.6124 | -85.2285 | 0 | 0 | 0 | 0 | 251.6029 | 149.3225 | -50.4263 | 322.4024 | 0.37177 | 0.38885 | 0.38239 | 0.37131 | 93.539 | 58.0634 | -19.2824 | 119.7125
8 | 14 | 7 | 521.0138 | 519.9317 | 520.7406 | 521.1419 | 0 | 0 | 0 | 0 | 128.0387 | 227.2483 | 0 | 0 | 0 | 0 | 0 | 0 | 87.795 | 137.9452 | 540.4721 | 541.5437 | 0 | 0 | 0 | 0 | 0 | -15.5972 | -71.3426 | -6.7807 | 0 | 0 | 0 | 0 | 305.1802 | 170.3355 | 51.6111 | -13.621 | 0.3667 | 0.37732 | 0.37117 | 0.37991 | 111.9099 | 64.2711 | 19.1565 | -5.1748
8 | 14 | 8 | 567.4844 | 567.17 | 569.4041 | 571.5213 | 0 | 0 | 0 | 0 | 110.6425 | 159.7063 | 0 | 0 | 0 | 0 | 0 | 0 | 135.3267 | 256.0991 | 797.2063 | 808.0667 | 0 | 0 | 0 | 0 | 0 | -28.1761 | -169.8223 | 40.698 | 0 | 0 | 0 | 0 | 321.5152 | 179.5407 | -57.98 | -277.2434 | 0.37186 | 0.38691 | 0.38697 | 0.38173 | 119.5578 | 69.4668 | -22.4365 | -105.8322
8 | 14 | 9 | 610.092 | 611.4538 | 616.0854 | 620.7649 | 0 | 0 | 0 | 0 | 100.0164 | 136.5107 | 0 | 0 | 0 | 0 | 0 | 0 | 184.9243 | 357.8782 | 955.1193 | 977.8963 | 0 | 0 | 0 | 0 | 0 | -49.2885 | -284.3135 | -246.216 | 0 | 0 | 0 | 0 | 325.1514 | 166.3534 | -54.7204 | -110.9154 | 0.37575 | 0.32651 | 0.32636 | 0.067785 | 122.1748 | 54.316 | -17.8586 | -7.5185
8 | 14 | 10 | 652.5998 | 654.8353 | 660.5358 | 666.0688 | 0 | 0 | 0 | 0 | 117.495 | 128.5989 | 0 | 0 | 0 | 0 | 0 | 0 | 219.9625 | 428.6899 | 1061.775 | 1093.902 | 0 | 0 | 0 | 0 | 0 | -44.2542 | -287.1149 | -348.503 | 0 | 0 | 0 | 0 | 315.1422 | 141.8006 | -114.1242 | -79.3303 | 0.38219 | 0.32795 | 0.328 | 0.071605 | 120.4453 | 46.5034 | -37.4327 | -5.6804
8 | 14 | 11 | 687.7717 | 690.7417 | 697.094 | 702.8319 | 0 | 0 | 0 | 0 | 133.3772 | 132.299 | 0 | 0 | 0 | 0 | 0 | 0 | 230.7134 | 451.4903 | 1106.3986 | 1142.7257 | 0 | 0 | 0 | 0 | 0 | -53.549 | -349.9166 | -351 | 0 | 0 | 0 | 0 | 323.6811 | 160.5013 | -59.3881 | -88.8938 | 0.37921 | 0.32752 | 0.328 | 0.071605 | 122.7424 | 52.5675 | -19.4793 | -6.3652
8 | 14 | 12 | 711.9195 | 715.5919 | 722.5958 | 728.6374 | 0 | 0 | 0 | 0 | 140.8299 | 130.1599 | 0 | 0 | 0 | 0 | 0 | 0 | 229.3399 | 448.9396 | 1111.2797 | 1148.4825 | 0 | 0 | 0 | 0 | 0 | -49.8193 | -334.5291 | -354.3905 | 0 | 0 | 0 | 0 | 341.7497 | 186.3116 | -54.1548 | -65.4545 | 0.37557 | 0.32768 | 0.328 | 0.071605 | 128.3498 | 61.0513 | -17.7628 | -4.6869
8 | 14 | 13 | 741.9634 | 747.1366 | 755.8223 | 763.2289 | 0 | 0 | 0 | 0 | 147.0128 | 144.7989 | 0 | 0 | 0 | 0 | 0 | 0 | 246.0832 | 475.3407 | 1119.391 | 1159.8112 | 0 | 0 | 0 | 0 | 0 | -19.1464 | -256.7642 | -243.3871 | 0 | 0 | 0 | 0 | 348.8675 | 146.1433 | -106.8046 | -153.1952 | 0.37374 | 0.32755 | 0.32763 | 0.071605 | 130.3858 | 47.8696 | -34.992 | -10.9695
8 | 14 | 14 | 761.4999 | 767.7166 | 777.6481 | 786.1705 | 0 | 0 | 0 | 0 | 172.3958 | 142.4928 | 0 | 0 | 0 | 0 | 0 | 0 | 285.7771 | 499.8562 | 1102.7953 | 1141.8454 | 0 | 0 | 0 | 0 | 0 | -10.0955 | -70.5045 | -96.1268 | 0 | 0 | 0 | 0 | 303.327 | 135.4631 | -254.6426 | -259.548 | 0.37404 | 0.327 | 0.32733 | 0.070824 | 113.4562 | 44.2968 | -83.3525 | -18.3823
8 | 14 | 15 | 770.2849 | 777.4581 | 788.4473 | 797.8646 | 0 | 0 | 0 | 0 | 185.5341 | 186.7294 | 0 | 0 | 0 | 0 | 0 | 0 | 268.2483 | 483.4744 | 1085.4908 | 1122.529 | 0 | 0 | 0 | 0 | 0 | -9.2918 | -9.155 | -34.3147 | 0 | 0 | 0 | 0 | 316.5026 | 116.546 | -287.8886 | -290.3498 | 0.38108 | 0.31254 | 0.31233 | 0.32609 | 120.6115 | 36.4252 | -89.9175 | -94.6804
8 | 14 | 16 | 773.2084 | 782.5311 | 795.9092 | 807.4489 | 0 | 0 | 0 | 0 | 180.0466 | 237.5796 | 0 | 0 | 0 | 0 | 0 | 0 | 254.0831 | 440.2553 | 1032.7255 | 1063.182 | 0 | 0 | 0 | 0 | 0 | -11.5352 | -25.0759 | 7.1961 | 0 | 0 | 0 | 0 | 339.0788 | 116.2314 | -211.7404 | -262.9292 | 0.38915 | 0.32585 | 0.31944 | 0.31698 | 131.951 | 37.8742 | -67.6393 | -83.3435
8 | 14 | 17 | 762.1162 | 773.6868 | 789.4758 | 803.1264 | 0 | 0 | 0 | 0 | 177.322 | 232.4796 | 0 | 0 | 0 | 0 | 0 | 0 | 232.0637 | 371.7149 | 893.2346 | 913.0915 | 0 | 0 | 0 | 0 | 0 | -13.7808 | -24.6232 | 18.822 | 0 | 0 | 0 | 0 | 352.7305 | 183.2731 | -79.1357 | -128.7871 | 0.39 | 0.39598 | 0.39187 | 0.36712 | 137.566 | 72.5719 | -31.0106 | -47.2805
8 | 14 | 18 | 733.2031 | 746.7172 | 764.5453 | 780.025 | 0 | 0 | 0 | 0 | 192.5077 | 252.585 | 0 | 0 | 0 | 0 | 0 | 0 | 176.0603 | 239.7558 | 667.8773 | 673.7806 | 0 | 0 | 0 | 0 | 0 | -8.0596 | -37.8435 | 0 | 0 | 0 | 0 | 0 | 364.6351 | 262.436 | 134.5116 | 106.2444 | 0.3917 | 0.40014 | 0.39346 | 0.38236 | 142.8294 | 105.0124 | 52.9255 | 40.6235
8 | 14 | 19 | 709.8789 | 724.5133 | 743.4667 | 759.9299 | 0 | 0 | 0 | 0 | 202.0995 | 284.6375 | 0 | 0 | 0 | 0 | 0 | 0 | 144.3059 | 146.5902 | 453.2056 | 453.2424 | 0 | 0 | 0 | 0 | 0 | 3.3756 | -28.0265 | 74.9623 | 0 | 0 | 0 | 0 | 363.4735 | 289.9099 | 318.2876 | 231.7252 | 0.39028 | 0.3992 | 0.39311 | 0.38685 | 141.8578 | 115.7333 | 125.1233 | 89.643
8 | 14 | 20 | 716.5244 | 732.1436 | 752.1168 | 769.37 | 0 | 0 | 0 | 0 | 201.0812 | 319.3349 | 0 | 0 | 0 | 0 | 0 | 0 | 171.195 | 142.0567 | 359.2205 | 359.2205 | 0 | 0 | 0 | 0 | 0 | 13.4957 | 96.3538 | 359.0237 | 0 | 0 | 0 | 0 | 344.2482 | 257.2564 | 296.5425 | 51.1258 | 0.39125 | 0.40133 | 0.39529 | 0.38828 | 134.686 | 103.245 | 117.2215 | 19.8509
8 | 14 | 21 | 675.1955 | 690.3985 | 709.6594 | 726.193 | 0 | 0 | 0 | 0 | 196.9301 | 320.7395 | 0 | 0 | 0 | 0 | 0 | 0 | 208.5478 | 175.3812 | 368.9429 | 368.9429 | 0 | 0 | 0 | 0 | 0 | 2.5949 | 13.6924 | 294.8072 | 0 | 0 | 0 | 0 | 269.7176 | 191.683 | 327.024 | 62.4429 | 0.3882 | 0.39886 | 0.39319 | 0.38634 | 104.7045 | 76.455 | 128.5838 | 24.1244
8 | 14 | 22 | 611.2104 | 625.7564 | 644.0303 | 659.7088 | 0 | 0 | 0 | 0 | 192.9748 | 323.5148 | 0 | 0 | 0 | 0 | 0 | 0 | 197.8224 | 174.4612 | 377.5768 | 377.5768 | 0 | 0 | 0 | 0 | 0 | 10.6948 | 99.0159 | 137.93 | 0 | 0 | 0 | 0 | 220.4132 | 117.0855 | 167.4376 | 144.202 | 0.38109 | 0.39369 | 0.38812 | 0.38014 | 83.9971 | 46.096 | 64.9863 | 54.8176
8 | 14 | 23 | 550.1714 | 563.4563 | 580.0829 | 594.3122 | 0 | 0 | 0 | 0 | 189.7571 | 322.3374 | 0 | 0 | 0 | 0 | 0 | 0 | 159.872 | 141.3644 | 365.3906 | 365.3906 | 0 | 0 | 0 | 0 | 0 | 18.3783 | 78.7845 | 102.3173 | 0 | 0 | 0 | 0 | 200.5423 | 81.3762 | 135.9079 | 126.6042 | 0.37177 | 0.39333 | 0.38899 | 0.37327 | 74.5552 | 32.0075 | 52.8665 | 47.2575
8 | 14 | 24 | 501.4302 | 512.1348 | 525.68 | 537.1501 | 0 | 0 | 0 | 0 | 168.2519 | 347.4335 | 0 | 0 | 0 | 0 | 0 | 0 | 140.7568 | 125.8896 | 359.1463 | 359.1463 | 0 | 0 | 0 | 0 | 0 | 10.5027 | 122.7964 | 101.5998 | 0 | 0 | 0 | 0 | 192.4215 | 28.309 | 43.7373 | 76.404 | 0.36952 | 0.39289 | 0.39083 | 0.37129 | 71.1044 | 11.1223 | 17.094 | 28.3682
8 | 15 | 1 | 470.137 | 477.922 | 488.0552 | 496.4356 | 0 | 0 | 0 | 0 | 142.0922 | 343.7594 | 0 | 0 | 0 | 0 | 0 | 0 | 146.17 | 131.8887 | 361.8215 | 361.8215 | 0 | 0 | 0 | 0 | 0 | 26.4573 | 184.4302 | 108.7799 | 0 | 0 | 0 | 0 | 181.8749 | -24.1834 | -58.1964 | 25.8342 | 0.37223 | 0.39077 | 0.38906 | 0.37051 | 67.7002 | -9.4503 | -22.6418 | 9.5717
8 | 15 | 2 | 449.8026 | 455.4096 | 463.0637 | 469.2619 | 0 | 0 | 0 | 0 | 127.3354 | 333.9679 | 0 | 0 | 0 | 0 | 0 | 0 | 141.8073 | 120.3764 | 343.604 | 343.604 | 0 | 0 | 0 | 0 | 0 | 35.8903 | 146.5952 | 0.27037 | 0 | 0 | 0 | 0 | 180.6599 | -34.825 | -27.1355 | 125.3875 | 0.3725 | 0.38904 | 0.38716 | 0.37014 | 67.295 | -13.5485 | -10.5057 | 46.4106
8 | 15 | 3 | 438.6745 | 442.1819 | 447.4965 | 451.6516 | 0 | 0 | 0 | 0 | 120.7717 | 325.0108 | 0 | 0 | 0 | 0 | 0 | 0 | 121.7312 | 91.3054 | 316.0365 | 316.0365 | 0 | 0 | 0 | 0 | 0 | 3.0494 | 165.2955 | -6.0063 | 0 | 0 | 0 | 0 | 196.1717 | 22.8163 | -33.8356 | 141.6214 | 0.3732 | 0.38992 | 0.38586 | 0.37025 | 73.2122 | 8.8966 | -13.056 | 52.4357
8 | 15 | 4 | 441.8719 | 443.5776 | 446.9089 | 449.295 | 0 | 0 | 0 | 0 | 125.9384 | 257.5064 | 0 | 0 | 0 | 0 | 0 | 0 | 96.4029 | 73.2205 | 312.4476 | 312.4476 | 0 | 0 | 0 | 0 | 0 | 46.1211 | 42.8422 | 8.1398 | 0 | 0 | 0 | 0 | 219.5306 | 66.7296 | 91.6191 | 128.7076 | 0.37386 | 0.38754 | 0.38853 | 0.36998 | 82.0741 | 25.8604 | 35.597 | 47.6198
8 | 15 | 5 | 464.6213 | 465.1216 | 467.2025 | 468.457 | 0 | 0 | 0 | 0 | 155.436 | 244.3176 | 0 | 0 | 0 | 0 | 0 | 0 | 85.2658 | 69.8461 | 321.3584 | 321.3584 | 0 | 0 | 0 | 0 | 0 | 26.3309 | 125.2582 | -70.1517 | 0 | 0 | 0 | 0 | 223.9195 | 124.627 | 20.5859 | 217.2503 | 0.37065 | 0.39036 | 0.39029 | 0.37126 | 82.9957 | 48.6499 | 8.0344 | 80.6559
8 | 15 | 6 | 493.8267 | 493.3 | 494.4098 | 494.8454 | 0 | 0 | 0 | 0 | 157.7 | 253.5242 | 0 | 0 | 0 | 0 | 0 | 0 | 66.7006 | 63.1353 | 317.4342 | 317.4638 | 0 | 0 | 0 | 0 | 0 | 27.5427 | 287.6124 | -85.2285 | 0 | 0 | 0 | 0 | 269.4262 | 149.0977 | -110.6367 | 262.61 | 0.37177 | 0.38885 | 0.38239 | 0.37131 | 100.1652 | 57.9759 | -42.3063 | 97.5107
8 | 15 | 7 | 532.9245 | 532.2323 | 533.5139 | 534.3242 | 0 | 0 | 0 | 0 | 128.0387 | 227.2483 | 0 | 0 | 0 | 0 | 0 | 0 | 92.228 | 163.3853 | 593.1092 | 594.4145 | 0 | 0 | 0 | 0 | 0 | -15.5972 | -71.3426 | -6.7807 | 0 | 0 | 0 | 0 | 312.6578 | 157.1959 | 11.7473 | -53.3095 | 0.3667 | 0.37732 | 0.37117 | 0.37991 | 114.6519 | 59.3132 | 4.3603 | -20.2529
8 | 15 | 8 | 578.7062 | 578.7591 | 581.4386 | 583.9412 | 0 | 0 | 0 | 0 | 110.6425 | 159.7063 | 0 | 0 | 0 | 0 | 0 | 0 | 154.7856 | 302.0393 | 864.3717 | 877.8112 | 0 | 0 | 0 | 0 | 0 | -28.1761 | -169.8223 | 40.698 | 0 | 0 | 0 | 0 | 313.278 | 145.1896 | -113.1108 | -334.568 | 0.37186 | 0.38691 | 0.38697 | 0.38173 | 116.4948 | 56.1759 | -43.7705 | -127.7148
8 | 15 | 9 | 626.0273 | 627.9107 | 633.1748 | 638.4015 | 0 | 0 | 0 | 0 | 100.0164 | 136.5107 | 0 | 0 | 0 | 0 | 0 | 0 | 212.1956 | 411.9477 | 1045.2894 | 1072.9006 | 0 | 0 | 0 | 0 | 0 | -49.2885 | -284.3135 | -246.216 | 0 | 0 | 0 | 0 | 313.8153 | 128.7409 | -127.8011 | -188.2831 | 0.37575 | 0.32651 | 0.32636 | 0.067785 | 117.9153 | 42.0351 | -41.7092 | -12.7629
8 | 15 | 10 | 669.2421 | 672.0224 | 678.3835 | 684.4879 | 0 | 0 | 0 | 0 | 117.495 | 128.5989 | 0 | 0 | 0 | 0 | 0 | 0 | 251.0174 | 488.0202 | 1181.9819 | 1220.1778 | 0 | 0 | 0 | 0 | 0 | -44.2542 | -287.1149 | -348.503 | 0 | 0 | 0 | 0 | 300.7297 | 99.6575 | -216.4835 | -187.187 | 0.38219 | 0.32795 | 0.328 | 0.071605 | 114.9369 | 32.6826 | -71.0065 | -13.4035
8 | 15 | 11 | 697.1987 | 700.4773 | 707.2038 | 713.2654 | 0 | 0 | 0 | 0 | 133.3772 | 132.299 | 0 | 0 | 0 | 0 | 0 | 0 | 266.0722 | 517.0361 | 1222.7445 | 1266.1087 | 0 | 0 | 0 | 0 | 0 | -53.549 | -349.9166 | -351 | 0 | 0 | 0 | 0 | 297.7494 | 104.6911 | -165.6242 | -201.8433 | 0.37921 | 0.32752 | 0.328 | 0.071605 | 112.9089 | 34.2885 | -54.3247 | -14.453
8 | 15 | 12 | 722.1079 | 726.1138 | 733.5222 | 739.9136 | 0 | 0 | 0 | 0 | 140.8299 | 130.1599 | 0 | 0 | 0 | 0 | 0 | 0 | 270.7329 | 521.5642 | 1230.489 | 1275.3819 | 0 | 0 | 0 | 0 | 0 | -49.8193 | -334.5291 | -354.3905 | 0 | 0 | 0 | 0 | 310.5451 | 124.209 | -162.4378 | -181.0778 | 0.37557 | 0.32768 | 0.328 | 0.071605 | 116.6304 | 40.7013 | -53.2795 | -12.9661
8 | 15 | 13 | 750.5021 | 755.9548 | 764.9794 | 772.6792 | 0 | 0 | 0 | 0 | 147.0128 | 144.7989 | 0 | 0 | 0 | 0 | 0 | 0 | 328.9605 | 565.1078 | 1239.1196 | 1285.1254 | 0 | 0 | 0 | 0 | 0 | -19.1464 | -256.7642 | -243.3871 | 0 | 0 | 0 | 0 | 274.5288 | 65.1945 | -217.3761 | -269.0591 | 0.37374 | 0.32755 | 0.32763 | 0.071605 | 102.6025 | 21.3546 | -71.2183 | -19.266
8 | 15 | 14 | 771.8877 | 778.4445 | 788.7883 | 797.6674 | 0 | 0 | 0 | 0 | 172.3958 | 142.4928 | 0 | 0 | 0 | 0 | 0 | 0 | 339.4682 | 560.7629 | 1232.2335 | 1275.5301 | 0 | 0 | 0 | 0 | 0 | -10.0955 | -70.5045 | -96.1268 | 0 | 0 | 0 | 0 | 260.0237 | 85.2843 | -372.9406 | -381.7359 | 0.37404 | 0.327 | 0.32733 | 0.070824 | 97.2591 | 27.8882 | -122.0751 | -27.0361
8 | 15 | 15 | 784.3711 | 792.0053 | 803.5536 | 813.4546 | 0 | 0 | 0 | 0 | 185.5341 | 186.7294 | 0 | 0 | 0 | 0 | 0 | 0 | 334.2413 | 547.5714 | 1225.8021 | 1265.7854 | 0 | 0 | 0 | 0 | 0 | -9.2918 | -9.155 | -34.3147 | 0 | 0 | 0 | 0 | 264.5957 | 66.9963 | -413.0935 | -418.0161 | 0.38108 | 0.31254 | 0.31233 | 0.32609 | 100.831 | 20.939 | -129.0233 | -136.3112
8 | 15 | 16 | 786.7145 | 796.4792 | 810.3934 | 822.3969 | 0 | 0 | 0 | 0 | 180.0466 | 237.5796 | 0 | 0 | 0 | 0 | 0 | 0 | 301.7885 | 482.7867 | 1144.2454 | 1175.3721 | 0 | 0 | 0 | 0 | 0 | -11.5352 | -25.0759 | 7.1961 | 0 | 0 | 0 | 0 | 304.8794 | 87.6481 | -308.776 | -360.1714 | 0.38915 | 0.32585 | 0.31944 | 0.31698 | 118.6425 | 28.5603 | -98.6368 | -114.1673
8 | 15 | 17 | 769.5853 | 781.4004 | 797.4858 | 811.3929 | 0 | 0 | 0 | 0 | 177.322 | 232.4796 | 0 | 0 | 0 | 0 | 0 | 0 | 241.7169 | 391.3994 | 1010.2335 | 1030.95 | 0 | 0 | 0 | 0 | 0 | -13.7808 | -24.6232 | 18.822 | 0 | 0 | 0 | 0 | 350.5464 | 171.3021 | -188.1245 | -238.379 | 0.39 | 0.39598 | 0.39187 | 0.36712 | 136.7142 | 67.8317 | -73.7196 | -87.5141
8 | 15 | 18 | 740.4184 | 754.1687 | 772.2832 | 788.0106 | 0 | 0 | 0 | 0 | 192.5077 | 252.585 | 0 | 0 | 0 | 0 | 0 | 0 | 178.8759 | 254.6023 | 748.3755 | 754.8293 | 0 | 0 | 0 | 0 | 0 | -8.0596 | -37.8435 | 0 | 0 | 0 | 0 | 0 | 369.0347 | 255.041 | 61.7512 | 33.1813 | 0.3917 | 0.40014 | 0.39346 | 0.38236 | 144.5527 | 102.0534 | 24.2969 | 12.6872
8 | 15 | 19 | 716.0246 | 730.8601 | 750.0575 | 766.7317 | 0 | 0 | 0 | 0 | 202.0995 | 284.6375 | 0 | 0 | 0 | 0 | 0 | 0 | 182.6705 | 164.5476 | 480.0187 | 480.0554 | 0 | 0 | 0 | 0 | 0 | 3.3756 | -28.0265 | 74.9623 | 0 | 0 | 0 | 0 | 331.2546 | 278.2994 | 298.0653 | 211.714 | 0.39028 | 0.3992 | 0.39311 | 0.38685 | 129.2833 | 111.0984 | 117.1736 | 81.9017
8 | 15 | 20 | 717.5397 | 733.1921 | 753.2055 | 770.4936 | 0 | 0 | 0 | 0 | 201.0812 | 319.3349 | 0 | 0 | 0 | 0 | 0 | 0 | 254.6978 | 149.0911 | 352.3648 | 352.3648 | 0 | 0 | 0 | 0 | 0 | 13.4957 | 96.3538 | 359.0237 | 0 | 0 | 0 | 0 | 261.7607 | 251.2703 | 304.4869 | 59.1051 | 0.39125 | 0.40133 | 0.39529 | 0.38828 | 102.413 | 100.8426 | 120.3619 | 22.9491
8 | 15 | 21 | 682.1026 | 697.5317 | 717.0667 | 733.8375 | 0 | 0 | 0 | 0 | 196.9301 | 320.7395 | 0 | 0 | 0 | 0 | 0 | 0 | 276.7411 | 148.8101 | 354.2749 | 354.2749 | 0 | 0 | 0 | 0 | 0 | 2.5949 | 13.6924 | 294.8072 | 0 | 0 | 0 | 0 | 208.4314 | 225.3872 | 349.0994 | 84.7555 | 0.3882 | 0.39886 | 0.39319 | 0.38634 | 80.9131 | 89.8983 | 137.2637 | 32.7446
8 | 15 | 22 | 616.8303 | 631.5603 | 650.0573 | 665.9287 | 0 | 0 | 0 | 0 | 192.9748 | 323.5148 | 0 | 0 | 0 | 0 | 0 | 0 | 256.5653 | 132.4404 | 374.8444 | 374.8444 | 0 | 0 | 0 | 0 | 0 | 10.6948 | 99.0159 | 137.93 | 0 | 0 | 0 | 0 | 167.2902 | 164.9102 | 176.1969 | 153.1543 | 0.38109 | 0.39369 | 0.38812 | 0.38014 | 63.7525 | 64.9243 | 68.386 | 58.2207
8 | 15 | 23 | 552.4557 | 565.8153 | 582.5326 | 596.8403 | 0 | 0 | 0 | 0 | 189.7571 | 322.3374 | 0 | 0 | 0 | 0 | 0 | 0 | 259.1242 | 128.0148 | 364.718 | 364.718 | 0 | 0 | 0 | 0 | 0 | 18.3783 | 78.7845 | 102.3173 | 0 | 0 | 0 | 0 | 103.5744 | 97.0848 | 139.0301 | 129.8049 | 0.37177 | 0.39333 | 0.38899 | 0.37327 | 38.5056 | 38.1862 | 54.0811 | 48.4522
8 | 15 | 24 | 506.1981 | 517.0588 | 530.7932 | 542.427 | 0 | 0 | 0 | 0 | 168.2519 | 347.4335 | 0 | 0 | 0 | 0 | 0 | 0 | 281.5196 | 128.7075 | 342.493 | 342.493 | 0 | 0 | 0 | 0 | 0 | 10.5027 | 122.7964 | 101.5998 | 0 | 0 | 0 | 0 | 56.4266 | 30.4151 | 65.5038 | 98.3342 | 0.36952 | 0.39289 | 0.39083 | 0.37129 | 20.851 | 11.9498 | 25.601 | 36.5107
8 | 16 | 1 | 473.6359 | 481.5354 | 491.8075 | 500.308 | 0 | 0 | 0 | 0 | 142.0922 | 343.7594 | 0 | 0 | 0 | 0 | 0 | 0 | 278.3236 | 118.9108 | 330.8386 | 330.8386 | 0 | 0 | 0 | 0 | 0 | 26.4573 | 184.4302 | 108.7799 | 0 | 0 | 0 | 0 | 53.2202 | -7.5921 | -23.4613 | 60.6895 | 0.37223 | 0.39077 | 0.38906 | 0.37051 | 19.8104 | -2.9668 | -9.1278 | 22.4859
8 | 16 | 2 | 450.6184 | 456.2521 | 463.9386 | 470.1648 | 0 | 0 | 0 | 0 | 127.3354 | 333.9679 | 0 | 0 | 0 | 0 | 0 | 0 | 265.6495 | 116.3093 | 335.8252 | 335.8252 | 0 | 0 | 0 | 0 | 0 | 35.8903 | 146.5952 | 0.27037 | 0 | 0 | 0 | 0 | 57.6335 | -29.9154 | -18.4818 | 134.0692 | 0.3725 | 0.38904 | 0.38716 | 0.37014 | 21.4682 | -11.6384 | -7.1553 | 49.624
8 | 16 | 3 | 442.9892 | 446.6379 | 452.1236 | 456.4269 | 0 | 0 | 0 | 0 | 120.7717 | 325.0108 | 0 | 0 | 0 | 0 | 0 | 0 | 243.3613 | 102.2342 | 333.5411 | 333.5411 | 0 | 0 | 0 | 0 | 0 | 3.0494 | 165.2955 | -6.0063 | 0 | 0 | 0 | 0 | 78.8561 | 16.3435 | -46.713 | 128.8921 | 0.3732 | 0.38992 | 0.38586 | 0.37025 | 29.4295 | 6.3727 | -18.0249 | 47.7227
8 | 16 | 4 | 444.3012 | 446.0863 | 449.5142 | 451.9836 | 0 | 0 | 0 | 0 | 125.9384 | 257.5064 | 0 | 0 | 0 | 0 | 0 | 0 | 222.5656 | 81.6954 | 320.4824 | 320.4824 | 0 | 0 | 0 | 0 | 0 | 46.1211 | 42.8422 | 8.1398 | 0 | 0 | 0 | 0 | 95.7972 | 60.7635 | 86.1895 | 123.3614 | 0.37386 | 0.38754 | 0.38853 | 0.36998 | 35.8149 | 23.5483 | 33.4874 | 45.6418
8 | 16 | 5 | 468.5009 | 469.1281 | 471.363 | 472.7508 | 0 | 0 | 0 | 0 | 155.436 | 244.3176 | 0 | 0 | 0 | 0 | 0 | 0 | 204.2609 | 65.0547 | 312.5293 | 312.5293 | 0 | 0 | 0 | 0 | 0 | 26.3309 | 125.2582 | -70.1517 | 0 | 0 | 0 | 0 | 108.804 | 133.425 | 33.5756 | 230.3732 | 0.37065 | 0.39036 | 0.39029 | 0.37126 | 40.3282 | 52.0843 | 13.1042 | 85.5279
8 | 16 | 6 | 496.4192 | 495.9773 | 497.19 | 497.7146 | 0 | 0 | 0 | 0 | 157.7 | 253.5242 | 0 | 0 | 0 | 0 | 0 | 0 | 174.0892 | 52.2074 | 302.0598 | 302.0879 | 0 | 0 | 0 | 0 | 0 | 27.5427 | 287.6124 | -85.2285 | 0 | 0 | 0 | 0 | 164.63 | 162.7029 | -92.4822 | 280.8551 | 0.37177 | 0.38885 | 0.38239 | 0.37131 | 61.2049 | 63.2663 | -35.3642 | 104.2854
8 | 16 | 7 | 535.7526 | 535.153 | 536.5469 | 537.4543 | 0 | 0 | 0 | 0 | 128.0387 | 227.2483 | 0 | 0 | 0 | 0 | 0 | 0 | 187.8132 | 148.6855 | 536.3803 | 537.7327 | 0 | 0 | 0 | 0 | 0 | -15.5972 | -71.3426 | -6.7807 | 0 | 0 | 0 | 0 | 219.9008 | 174.8164 | 71.5092 | 6.5023 | 0.3667 | 0.37732 | 0.37117 | 0.37991 | 80.6378 | 65.9618 | 26.5421 | 2.4703
8 | 16 | 8 | 581.2986 | 581.4364 | 584.2188 | 586.8104 | 0 | 0 | 0 | 0 | 110.6425 | 159.7063 | 0 | 0 | 0 | 0 | 0 | 0 | 252.8095 | 296.7763 | 844.2217 | 857.9676 | 0 | 0 | 0 | 0 | 0 | -28.1761 | -169.8223 | 40.698 | 0 | 0 | 0 | 0 | 217.8466 | 153.13 | -90.1806 | -311.8553 | 0.37186 | 0.38691 | 0.38697 | 0.38173 | 81.0079 | 59.2481 | -34.8972 | -119.0446
8 | 16 | 9 | 622.8185 | 624.5968 | 629.7336 | 634.8501 | 0 | 0 | 0 | 0 | 100.0164 | 136.5107 | 0 | 0 | 0 | 0 | 0 | 0 | 314.203 | 416.7462 | 1041.7289 | 1069.4577 | 0 | 0 | 0 | 0 | 0 | -49.2885 | -284.3135 | -246.216 | 0 | 0 | 0 | 0 | 208.5991 | 120.6285 | -127.6818 | -188.3916 | 0.37575 | 0.32651 | 0.32636 | 0.067785 | 78.3806 | 39.3864 | -41.6703 | -12.7702
8 | 16 | 10 | 662.9514 | 665.5257 | 671.6372 | 677.5255 | 0 | 0 | 0 | 0 | 117.495 | 128.5989 | 0 | 0 | 0 | 0 | 0 | 0 | 356.8747 | 495.8443 | 1135.8208 | 1173.7651 | 0 | 0 | 0 | 0 | 0 | -44.2542 | -287.1149 | -348.503 | 0 | 0 | 0 | 0 | 188.5817 | 85.3367 | -177.0688 | -147.7366 | 0.38219 | 0.32795 | 0.328 | 0.071605 | 72.0747 | 27.9861 | -58.0785 | -10.5787
8 | 16 | 11 | 694.0806 | 697.257 | 703.8598 | 709.8143 | 0 | 0 | 0 | 0 | 133.3772 | 132.299 | 0 | 0 | 0 | 0 | 0 | 0 | 377.0946 | 540.6313 | 1179.5509 | 1223.9182 | 0 | 0 | 0 | 0 | 0 | -53.549 | -349.9166 | -351 | 0 | 0 | 0 | 0 | 183.6088 | 77.8757 | -125.7745 | -163.1039 | 0.37921 | 0.32752 | 0.328 | 0.071605 | 69.6259 | 25.5059 | -41.254 | -11.6791
8 | 16 | 12 | 719.3705 | 723.2867 | 730.5864 | 736.8839 | 0 | 0 | 0 | 0 | 140.8299 | 130.1599 | 0 | 0 | 0 | 0 | 0 | 0 | 389.6809 | 560.6491 | 1203.2575 | 1250.095 | 0 | 0 | 0 | 0 | 0 | -49.8193 | -334.5291 | -354.3905 | 0 | 0 | 0 | 0 | 188.8596 | 82.297 | -138.142 | -158.8205 | 0.37557 | 0.32768 | 0.328 | 0.071605 | 70.9294 | 26.9674 | -45.3105 | -11.3723
8 | 16 | 13 | 747.0577 | 752.3975 | 761.2854 | 768.8669 | 0 | 0 | 0 | 0 | 147.0128 | 144.7989 | 0 | 0 | 0 | 0 | 0 | 0 | 423.8382 | 590.8902 | 1205.9359 | 1253.8846 | 0 | 0 | 0 | 0 | 0 | -19.1464 | -256.7642 | -243.3871 | 0 | 0 | 0 | 0 | 176.2066 | 35.8548 | -187.8863 | -241.6305 | 0.37374 | 0.32755 | 0.32763 | 0.071605 | 65.8555 | 11.7443 | -61.5566 | -17.302
8 | 16 | 14 | 765.1438 | 771.4798 | 781.5559 | 790.2035 | 0 | 0 | 0 | 0 | 172.3958 | 142.4928 | 0 | 0 | 0 | 0 | 0 | 0 | 423.473 | 579.9493 | 1196.9264 | 1242.5189 | 0 | 0 | 0 | 0 | 0 | -10.0955 | -70.5045 | -96.1268 | 0 | 0 | 0 | 0 | 169.275 | 59.1332 | -344.8659 | -356.1886 | 0.37404 | 0.327 | 0.32733 | 0.070824 | 63.3155 | 19.3367 | -112.8854 | -25.2268
8 | 16 | 15 | 775.5785 | 782.925 | 794.1243 | 803.7234 | 0 | 0 | 0 | 0 | 185.5341 | 186.7294 | 0 | 0 | 0 | 0 | 0 | 0 | 428.6898 | 562.2306 | 1200.2419 | 1240.9221 | 0 | 0 | 0 | 0 | 0 | -9.2918 | -9.155 | -34.3147 | 0 | 0 | 0 | 0 | 161.3547 | 43.2568 | -396.9627 | -402.884 | 0.38108 | 0.31254 | 0.31233 | 0.32609 | 61.4884 | 13.5194 | -123.9851 | -131.3767
8 | 16 | 16 | 778.8465 | 788.3537 | 801.9557 | 813.6889 | 0 | 0 | 0 | 0 | 180.0466 | 237.5796 | 0 | 0 | 0 | 0 | 0 | 0 | 419.2041 | 520.584 | 1135.745 | 1168.6554 | 0 | 0 | 0 | 0 | 0 | -11.5352 | -25.0759 | 7.1961 | 0 | 0 | 0 | 0 | 179.5958 | 41.7254 | -308.7134 | -362.1625 | 0.38915 | 0.32585 | 0.31944 | 0.31698 | 69.8889 | 13.5963 | -98.6168 | -114.7985
8 | 16 | 17 | 762.0074 | 773.5744 | 789.3591 | 803.006 | 0 | 0 | 0 | 0 | 177.322 | 232.4796 | 0 | 0 | 0 | 0 | 0 | 0 | 343.7513 | 399.8224 | 977.8886 | 998.9238 | 0 | 0 | 0 | 0 | 0 | -13.7808 | -24.6232 | 18.822 | 0 | 0 | 0 | 0 | 240.9341 | 155.0532 | -163.9064 | -214.7398 | 0.39 | 0.39598 | 0.39187 | 0.36712 | 93.9651 | 61.3975 | -64.2293 | -78.8356
8 | 16 | 18 | 735.578 | 749.1698 | 767.0922 | 782.6534 | 0 | 0 | 0 | 0 | 192.5077 | 252.585 | 0 | 0 | 0 | 0 | 0 | 0 | 275.0998 | 255.1278 | 714.2995 | 720.8412 | 0 | 0 | 0 | 0 | 0 | -8.0596 | -37.8435 | 0 | 0 | 0 | 0 | 0 | 267.9705 | 249.5166 | 90.6363 | 61.8123 | 0.3917 | 0.40014 | 0.39346 | 0.38236 | 104.9654 | 99.8428 | 35.6621 | 23.6345
8 | 16 | 19 | 704.3315 | 718.7842 | 737.5175 | 753.7902 | 0 | 0 | 0 | 0 | 202.0995 | 284.6375 | 0 | 0 | 0 | 0 | 0 | 0 | 260.2293 | 158.7192 | 454.1549 | 454.1837 | 0 | 0 | 0 | 0 | 0 | 3.3756 | -28.0265 | 74.9623 | 0 | 0 | 0 | 0 | 242.0027 | 272.0519 | 311.3891 | 224.6442 | 0.39028 | 0.3992 | 0.39311 | 0.38685 | 94.4497 | 108.6044 | 122.4114 | 86.9038
8 | 16 | 20 | 706.4267 | 721.7153 | 741.2877 | 758.1942 | 0 | 0 | 0 | 0 | 201.0812 | 319.3349 | 0 | 0 | 0 | 0 | 0 | 0 | 244.5867 | 130.5312 | 362.337 | 362.337 | 0 | 0 | 0 | 0 | 0 | 13.4957 | 96.3538 | 359.0237 | 0 | 0 | 0 | 0 | 260.7588 | 258.3535 | 282.5968 | 36.8334 | 0.39125 | 0.40133 | 0.39529 | 0.38828 | 102.021 | 103.6853 | 111.7089 | 14.3015
8 | 16 | 21 | 674.0353 | 689.2003 | 708.4151 | 724.9089 | 0 | 0 | 0 | 0 | 196.9301 | 320.7395 | 0 | 0 | 0 | 0 | 0 | 0 | 222.633 | 137.8594 | 374.7025 | 374.7025 | 0 | 0 | 0 | 0 | 0 | 2.5949 | 13.6924 | 294.8072 | 0 | 0 | 0 | 0 | 254.4722 | 228.0065 | 320.0201 | 55.3991 | 0.3882 | 0.39886 | 0.39319 | 0.38634 | 98.7862 | 90.943 | 125.8299 | 21.4031
8 | 16 | 22 | 619.2777 | 634.0878 | 652.6819 | 668.6374 | 0 | 0 | 0 | 0 | 192.9748 | 323.5148 | 0 | 0 | 0 | 0 | 0 | 0 | 202.6083 | 116.2655 | 360.0587 | 360.0587 | 0 | 0 | 0 | 0 | 0 | 10.6948 | 99.0159 | 137.93 | 0 | 0 | 0 | 0 | 223.6946 | 183.6126 | 193.6072 | 170.6487 | 0.38109 | 0.39369 | 0.38812 | 0.38014 | 85.2476 | 72.2873 | 75.1434 | 64.8711
8 | 16 | 23 | 551.3679 | 564.692 | 581.3661 | 595.6364 | 0 | 0 | 0 | 0 | 189.7571 | 322.3374 | 0 | 0 | 0 | 0 | 0 | 0 | 203.1045 | 106.0843 | 355.9975 | 355.9975 | 0 | 0 | 0 | 0 | 0 | 18.3783 | 78.7845 | 102.3173 | 0 | 0 | 0 | 0 | 158.5064 | 117.892 | 146.5841 | 137.3215 | 0.37177 | 0.39333 | 0.38899 | 0.37327 | 58.9275 | 46.3702 | 57.0195 | 51.2579
8 | 16 | 24 | 502.3729 | 513.1084 | 526.6909 | 538.1934 | 0 | 0 | 0 | 0 | 168.2519 | 347.4335 | 0 | 0 | 0 | 0 | 0 | 0 | 212.1242 | 98.4279 | 340.5633 | 340.5633 | 0 | 0 | 0 | 0 | 0 | 10.5027 | 122.7964 | 101.5998 | 0 | 0 | 0 | 0 | 121.9969 | 56.7443 | 63.3312 | 96.0303 | 0.36952 | 0.39289 | 0.39083 | 0.37129 | 45.0808 | 22.2942 | 24.7519 | 35.6553
8 | 17 | 1 | 470.5902 | 478.39 | 488.5413 | 496.9372 | 0 | 0 | 0 | 0 | 142.0922 | 343.7594 | 0 | 0 | 0 | 0 | 0 | 0 | 205.2192 | 89.149 | 330.4963 | 330.4963 | 0 | 0 | 0 | 0 | 0 | 26.4573 | 184.4302 | 108.7799 | 0 | 0 | 0 | 0 | 123.2789 | 19.0243 | -26.3852 | 57.661 | 0.37223 | 0.39077 | 0.38906 | 0.37051 | 45.8887 | 7.4342 | -10.2654 | 21.3638
8 | 17 | 2 | 451.2529 | 456.9074 | 464.6191 | 470.867 | 0 | 0 | 0 | 0 | 127.3354 | 333.9679 | 0 | 0 | 0 | 0 | 0 | 0 | 185.3614 | 80.8849 | 330.117 | 330.117 | 0 | 0 | 0 | 0 | 0 | 35.8903 | 146.5952 | 0.27037 | 0 | 0 | 0 | 0 | 138.5561 | 6.1643 | -12.0931 | 140.4797 | 0.3725 | 0.38904 | 0.38716 | 0.37014 | 51.6115 | 2.3982 | -4.6819 | 51.9968
8 | 17 | 3 | 439.4541 | 442.987 | 448.3325 | 452.5144 | 0 | 0 | 0 | 0 | 120.7717 | 325.0108 | 0 | 0 | 0 | 0 | 0 | 0 | 164.0895 | 63.1849 | 314.4916 | 314.4916 | 0 | 0 | 0 | 0 | 0 | 3.0494 | 165.2955 | -6.0063 | 0 | 0 | 0 | 0 | 154.5928 | 51.7419 | -31.4547 | 144.029 | 0.3732 | 0.38992 | 0.38586 | 0.37025 | 57.6948 | 20.1752 | -12.1373 | 53.3272
8 | 17 | 4 | 442.6515 | 444.3826 | 447.7449 | 450.1578 | 0 | 0 | 0 | 0 | 125.9384 | 257.5064 | 0 | 0 | 0 | 0 | 0 | 0 | 163.4151 | 50.1175 | 295.509 | 295.509 | 0 | 0 | 0 | 0 | 0 | 46.1211 | 42.8422 | 8.1398 | 0 | 0 | 0 | 0 | 153.2979 | 90.6376 | 109.3937 | 146.5089 | 0.37386 | 0.38754 | 0.38853 | 0.36998 | 57.3122 | 35.1258 | 42.503 | 54.206
8 | 17 | 5 | 465.6365 | 466.17 | 468.2912 | 469.5806 | 0 | 0 | 0 | 0 | 155.436 | 244.3176 | 0 | 0 | 0 | 0 | 0 | 0 | 148.6695 | 43.024 | 286.7322 | 286.7322 | 0 | 0 | 0 | 0 | 0 | 26.3309 | 125.2582 | -70.1517 | 0 | 0 | 0 | 0 | 161.531 | 152.4976 | 56.3008 | 253.0001 | 0.37065 | 0.39036 | 0.39029 | 0.37126 | 59.8714 | 59.5296 | 21.9735 | 93.9283
8 | 17 | 6 | 492.1408 | 491.5588 | 492.6017 | 492.9794 | 0 | 0 | 0 | 0 | 157.7 | 253.5242 | 0 | 0 | 0 | 0 | 0 | 0 | 127.0013 | 42.8605 | 278.1742 | 278.1978 | 0 | 0 | 0 | 0 | 0 | 27.5427 | 287.6124 | -85.2285 | 0 | 0 | 0 | 0 | 207.4395 | 167.6313 | -73.1849 | 300.01 | 0.37177 | 0.38885 | 0.38239 | 0.37131 | 77.1203 | 65.1826 | -27.9851 | 111.3979
8 | 17 | 7 | 533.2327 | 532.5506 | 533.8444 | 534.6653 | 0 | 0 | 0 | 0 | 128.0387 | 227.2483 | 0 | 0 | 0 | 0 | 0 | 0 | 146.746 | 154.6662 | 551.5396 | 552.7915 | 0 | 0 | 0 | 0 | 0 | -15.5972 | -71.3426 | -6.7807 | 0 | 0 | 0 | 0 | 258.448 | 166.2333 | 53.6475 | -11.3455 | 0.3667 | 0.37732 | 0.37117 | 0.37991 | 94.7731 | 62.7232 | 19.9124 | -4.3103
8 | 17 | 8 | 582.3501 | 582.5223 | 585.3464 | 587.9741 | 0 | 0 | 0 | 0 | 110.6425 | 159.7063 | 0 | 0 | 0 | 0 | 0 | 0 | 210.3985 | 307.152 | 796.5923 | 810.1769 | 0 | 0 | 0 | 0 | 0 | -28.1761 | -169.8223 | 40.698 | 0 | 0 | 0 | 0 | 261.3091 | 143.8401 | -41.4236 | -262.9008 | 0.37186 | 0.38691 | 0.38697 | 0.38173 | 97.1697 | 55.6537 | -16.0297 | -100.3572
8 | 17 | 9 | 623.3623 | 625.1585 | 630.3168 | 635.452 | 0 | 0 | 0 | 0 | 100.0164 | 136.5107 | 0 | 0 | 0 | 0 | 0 | 0 | 264.7291 | 421.4768 | 963.3825 | 990.7733 | 0 | 0 | 0 | 0 | 0 | -49.2885 | -284.3135 | -246.216 | 0 | 0 | 0 | 0 | 258.6169 | 116.4595 | -48.7522 | -109.1052 | 0.37575 | 0.32651 | 0.32636 | 0.067785 | 97.1747 | 38.0252 | -15.9108 | -7.3958
8 | 17 | 10 | 663.7128 | 666.3121 | 672.4537 | 678.3682 | 0 | 0 | 0 | 0 | 117.495 | 128.5989 | 0 | 0 | 0 | 0 | 0 | 0 | 290.5322 | 495.235 | 1067.684 | 1104.97 | 0 | 0 | 0 | 0 | 0 | -44.2542 | -287.1149 | -348.503 | 0 | 0 | 0 | 0 | 255.6856 | 86.7324 | -108.1153 | -78.0988 | 0.38219 | 0.32795 | 0.328 | 0.071605 | 97.7213 | 28.4438 | -35.4618 | -5.5923
8 | 17 | 11 | 696.2923 | 699.5412 | 706.2317 | 712.2622 | 0 | 0 | 0 | 0 | 133.3772 | 132.299 | 0 | 0 | 0 | 0 | 0 | 0 | 301.4705 | 528.1422 | 1138.9674 | 1181.114 | 0 | 0 | 0 | 0 | 0 | -53.549 | -349.9166 | -351 | 0 | 0 | 0 | 0 | 261.4446 | 92.6489 | -82.8191 | -117.8519 | 0.37921 | 0.32752 | 0.328 | 0.071605 | 99.1418 | 30.3444 | -27.1646 | -8.4388
8 | 17 | 12 | 717.9202 | 721.7889 | 729.0311 | 735.2788 | 0 | 0 | 0 | 0 | 140.8299 | 130.1599 | 0 | 0 | 0 | 0 | 0 | 0 | 310.7822 | 548.4714 | 1160.7387 | 1206.2504 | 0 | 0 | 0 | 0 | 0 | -49.8193 | -334.5291 | -354.3905 | 0 | 0 | 0 | 0 | 266.308 | 92.9768 | -97.1784 | -116.5812 | 0.37557 | 0.32768 | 0.328 | 0.071605 | 100.0164 | 30.467 | -31.8745 | -8.3478
8 | 17 | 13 | 743.3594 | 748.5782 | 757.3193 | 764.7738 | 0 | 0 | 0 | 0 | 147.0128 | 144.7989 | 0 | 0 | 0 | 0 | 0 | 0 | 311.385 | 536.2785 | 1144.4472 | 1188.7669 | 0 | 0 | 0 | 0 | 0 | -19.1464 | -256.7642 | -243.3871 | 0 | 0 | 0 | 0 | 284.9615 | 86.6471 | -130.3637 | -180.606 | 0.37374 | 0.32755 | 0.32763 | 0.071605 | 106.5016 | 28.3815 | -42.7107 | -12.9323
8 | 17 | 14 | 756.6776 | 762.7365 | 772.4766 | 780.8334 | 0 | 0 | 0 | 0 | 172.3958 | 142.4928 | 0 | 0 | 0 | 0 | 0 | 0 | 352.1157 | 556.3829 | 1132.2902 | 1175.9452 | 0 | 0 | 0 | 0 | 0 | -10.0955 | -70.5045 | -96.1268 | 0 | 0 | 0 | 0 | 232.1661 | 73.9563 | -289.3091 | -298.9849 | 0.37404 | 0.327 | 0.32733 | 0.070824 | 86.8393 | 24.1839 | -94.6999 | -21.1754
8 | 17 | 15 | 765.6439 | 772.6651 | 783.4702 | 792.7281 | 0 | 0 | 0 | 0 | 185.5341 | 186.7294 | 0 | 0 | 0 | 0 | 0 | 0 | 375.1673 | 533.625 | 1082.1304 | 1120.1707 | 0 | 0 | 0 | 0 | 0 | -9.2918 | -9.155 | -34.3147 | 0 | 0 | 0 | 0 | 204.9425 | 61.6026 | -289.5052 | -293.1279 | 0.38108 | 0.31254 | 0.31233 | 0.32609 | 78.0987 | 19.2532 | -90.4224 | -95.5863
8 | 17 | 16 | 765.8481 | 774.9298 | 788.0158 | 799.3027 | 0 | 0 | 0 | 0 | 180.0466 | 237.5796 | 0 | 0 | 0 | 0 | 0 | 0 | 395.8455 | 497.1006 | 984.7257 | 1014.3088 | 0 | 0 | 0 | 0 | 0 | -11.5352 | -25.0759 | 7.1961 | 0 | 0 | 0 | 0 | 189.9561 | 51.7848 | -171.634 | -222.2022 | 0.38915 | 0.32585 | 0.31944 | 0.31698 | 73.9206 | 16.8742 | -54.8275 | -70.4338
8 | 17 | 17 | 749.0996 | 760.2441 | 775.5165 | 788.7201 | 0 | 0 | 0 | 0 | 177.322 | 232.4796 | 0 | 0 | 0 | 0 | 0 | 0 | 393.6079 | 440.0141 | 844.2448 | 864.0347 | 0 | 0 | 0 | 0 | 0 | -13.7808 | -24.6232 | 18.822 | 0 | 0 | 0 | 0 | 178.1698 | 101.5312 | -44.1052 | -94.1365 | 0.39 | 0.39598 | 0.39187 | 0.36712 | 69.4868 | 40.204 | -17.2833 | -34.5596
8 | 17 | 18 | 714.4216 | 727.3209 | 744.4035 | 759.2383 | 0 | 0 | 0 | 0 | 192.5077 | 252.585 | 0 | 0 | 0 | 0 | 0 | 0 | 357.7774 | 310.4335 | 625.7015 | 631.7766 | 0 | 0 | 0 | 0 | 0 | -8.0596 | -37.8435 | 0 | 0 | 0 | 0 | 0 | 164.1365 | 172.362 | 156.5456 | 127.4616 | 0.3917 | 0.40014 | 0.39346 | 0.38236 | 64.2931 | 68.9698 | 61.595 | 48.7362
8 | 17 | 19 | 684.3897 | 698.1897 | 716.1314 | 731.7193 | 0 | 0 | 0 | 0 | 202.0995 | 284.6375 | 0 | 0 | 0 | 0 | 0 | 0 | 315.5235 | 195.6453 | 413.4073 | 413.4332 | 0 | 0 | 0 | 0 | 0 | 3.3756 | -28.0265 | 74.9623 | 0 | 0 | 0 | 0 | 166.7667 | 214.5313 | 330.7506 | 243.3239 | 0.39028 | 0.3992 | 0.39311 | 0.38685 | 65.0863 | 85.6418 | 130.0227 | 94.13
8 | 17 | 20 | 684.5451 | 699.1174 | 717.8213 | 733.9765 | 0 | 0 | 0 | 0 | 201.0812 | 319.3349 | 0 | 0 | 0 | 0 | 0 | 0 | 302.892 | 156.4679 | 326.4473 | 326.4473 | 0 | 0 | 0 | 0 | 0 | 13.4957 | 96.3538 | 359.0237 | 0 | 0 | 0 | 0 | 180.5719 | 209.8189 | 295.0201 | 48.5054 | 0.39125 | 0.40133 | 0.39529 | 0.38828 | 70.6481 | 84.2069 | 116.6197 | 18.8335
8 | 17 | 21 | 653.2595 | 667.7445 | 686.1347 | 701.9151 | 0 | 0 | 0 | 0 | 196.9301 | 320.7395 | 0 | 0 | 0 | 0 | 0 | 0 | 305.7912 | 164.742 | 331.535 | 331.535 | 0 | 0 | 0 | 0 | 0 | 2.5949 | 13.6924 | 294.8072 | 0 | 0 | 0 | 0 | 150.5383 | 179.6681 | 340.9072 | 75.5729 | 0.3882 | 0.39886 | 0.39319 | 0.38634 | 58.439 | 71.6627 | 134.0426 | 29.197
8 | 17 | 22 | 603.4331 | 617.7245 | 635.6897 | 651.1012 | 0 | 0 | 0 | 0 | 192.9748 | 323.5148 | 0 | 0 | 0 | 0 | 0 | 0 | 287.6222 | 164.0678 | 335.5318 | 335.5318 | 0 | 0 | 0 | 0 | 0 | 10.6948 | 99.0159 | 137.93 | 0 | 0 | 0 | 0 | 122.8361 | 119.4471 | 201.1419 | 177.6394 | 0.38109 | 0.39369 | 0.38812 | 0.38014 | 46.8115 | 47.0257 | 78.0678 | 67.5286
8 | 17 | 23 | 546.9082 | 560.0863 | 576.5834 | 590.7006 | 0 | 0 | 0 | 0 | 189.7571 | 322.3374 | 0 | 0 | 0 | 0 | 0 | 0 | 258.0988 | 147.0942 | 328.9618 | 328.9618 | 0 | 0 | 0 | 0 | 0 | 18.3783 | 78.7845 | 102.3173 | 0 | 0 | 0 | 0 | 99.0524 | 72.2764 | 168.8372 | 159.4215 | 0.37177 | 0.39333 | 0.38899 | 0.37327 | 36.8245 | 28.4283 | 65.6757 | 59.5071
8 | 17 | 24 | 500.4875 | 511.1613 | 524.669 | 536.1067 | 0 | 0 | 0 | 0 | 168.2519 | 347.4335 | 0 | 0 | 0 | 0 | 0 | 0 | 232.6048 | 119.8731 | 315.4627 | 315.4627 | 0 | 0 | 0 | 0 | 0 | 10.5027 | 122.7964 | 101.5998 | 0 | 0 | 0 | 0 | 99.6308 | 33.3519 | 86.4099 | 119.0442 | 0.36952 | 0.39289 | 0.39083 | 0.37129 | 36.816 | 13.1036 | 33.7718 | 44.2001
8 | 18 | 1 | 467.4177 | 475.1136 | 485.139 | 493.4259 | 0 | 0 | 0 | 0 | 142.0922 | 343.7594 | 0 | 0 | 0 | 0 | 0 | 0 | 217.3778 | 101.7679 | 301.7411 | 301.7411 | 0 | 0 | 0 | 0 | 0 | 26.4573 | 184.4302 | 108.7799 | 0 | 0 | 0 | 0 | 107.9477 | 3.1291 | -1.0324 | 82.9049 | 0.37223 | 0.39077 | 0.38906 | 0.37051 | 40.1819 | 1.2228 | -0.40165 | 30.7168
8 | 18 | 2 | 446.8838 | 452.3953 | 459.9336 | 466.0315 | 0 | 0 | 0 | 0 | 127.3354 | 333.9679 | 0 | 0 | 0 | 0 | 0 | 0 | 206.3693 | 97.1609 | 298.173 | 298.173 | 0 | 0 | 0 | 0 | 0 | 35.8903 | 146.5952 | 0.27037 | 0 | 0 | 0 | 0 | 113.1791 | -14.6239 | 15.1654 | 167.5882 | 0.3725 | 0.38904 | 0.38716 | 0.37014 | 42.1587 | -5.6893 | 5.8714 | 62.0306
8 | 18 | 3 | 434.1967 | 437.5575 | 442.6943 | 446.6957 | 0 | 0 | 0 | 0 | 120.7717 | 325.0108 | 0 | 0 | 0 | 0 | 0 | 0 | 192.8312 | 90.0579 | 291.0816 | 291.0816 | 0 | 0 | 0 | 0 | 0 | 3.0494 | 165.2955 | -6.0063 | 0 | 0 | 0 | 0 | 120.5937 | 19.4394 | -13.6828 | 161.6204 | 0.3732 | 0.38992 | 0.38586 | 0.37025 | 45.0061 | 7.5798 | -5.2797 | 59.8404
8 | 18 | 4 | 430.5595 | 431.8948 | 434.7772 | 436.7748 | 0 | 0 | 0 | 0 | 125.9384 | 257.5064 | 0 | 0 | 0 | 0 | 0 | 0 | 184.6704 | 79.9685 | 278.4548 | 278.4548 | 0 | 0 | 0 | 0 | 0 | 46.1211 | 42.8422 | 8.1398 | 0 | 0 | 0 | 0 | 119.9507 | 48.2988 | 113.4802 | 150.1802 | 0.37386 | 0.38754 | 0.38853 | 0.36998 | 44.8449 | 18.7178 | 44.0907 | 55.5643
8 | 18 | 5 | 433.077 | 432.5447 | 433.3736 | 433.545 | 0 | 0 | 0 | 0 | 155.436 | 244.3176 | 0 | 0 | 0 | 0 | 0 | 0 | 169.2369 | 64.7254 | 275.2528 | 275.2528 | 0 | 0 | 0 | 0 | 0 | 26.3309 | 125.2582 | -70.1517 | 0 | 0 | 0 | 0 | 108.4041 | 97.1709 | 32.8626 | 228.4439 | 0.37065 | 0.39036 | 0.39029 | 0.37126 | 40.18 | 37.932 | 12.8259 | 84.8116
8 | 18 | 6 | 432.3335 | 429.7938 | 428.4629 | 426.787 | 0 | 0 | 0 | 0 | 157.7 | 253.5242 | 0 | 0 | 0 | 0 | 0 | 0 | 175.3675 | 71.7657 | 279.465 | 279.4884 | 0 | 0 | 0 | 0 | 0 | 27.5427 | 287.6124 | -85.2285 | 0 | 0 | 0 | 0 | 99.266 | 76.9611 | -138.6144 | 232.5271 | 0.37177 | 0.38885 | 0.38239 | 0.37131 | 36.9044 | 29.926 | -53.0046 | 86.3405
8 | 18 | 7 | 455.7136 | 452.4939 | 450.7109 | 448.87 | 0 | 0 | 0 | 0 | 128.0387 | 227.2483 | 0 | 0 | 0 | 0 | 0 | 0 | 161.6599 | 167.1307 | 579.4648 | 580.7969 | 0 | 0 | 0 | 0 | 0 | -15.5972 | -71.3426 | -6.7807 | 0 | 0 | 0 | 0 | 166.0149 | 73.7121 | -57.4112 | -125.1462 | 0.3667 | 0.37732 | 0.37117 | 0.37991 | 60.8778 | 27.8131 | -21.3094 | -47.5446
8 | 18 | 8 | 498.9753 | 496.4183 | 495.9332 | 495.698 | 0 | 0 | 0 | 0 | 110.6425 | 159.7063 | 0 | 0 | 0 | 0 | 0 | 0 | 201.4369 | 310.6162 | 862.9349 | 877.2471 | 0 | 0 | 0 | 0 | 0 | -28.1761 | -169.8223 | 40.698 | 0 | 0 | 0 | 0 | 186.8959 | 54.272 | -197.1794 | -422.2471 | 0.37186 | 0.38691 | 0.38697 | 0.38173 | 69.4986 | 20.9986 | -76.3025 | -161.1845
8 | 18 | 9 | 546.2058 | 545.4763 | 547.5721 | 550.058 | 0 | 0 | 0 | 0 | 100.0164 | 136.5107 | 0 | 0 | 0 | 0 | 0 | 0 | 260.2611 | 434.0274 | 1041.4304 | 1069.9827 | 0 | 0 | 0 | 0 | 0 | -49.2885 | -284.3135 | -246.216 | 0 | 0 | 0 | 0 | 185.9284 | 24.2268 | -209.5447 | -273.7086 | 0.37575 | 0.32651 | 0.32636 | 0.067785 | 69.8621 | 7.9103 | -68.3871 | -18.5535
8 | 18 | 10 | 589.8557 | 590.0373 | 593.2475 | 596.6259 | 0 | 0 | 0 | 0 | 117.495 | 128.5989 | 0 | 0 | 0 | 0 | 0 | 0 | 335.4851 | 541.4852 | 1157.4256 | 1196.5336 | 0 | 0 | 0 | 0 | 0 | -44.2542 | -287.1149 | -348.503 | 0 | 0 | 0 | 0 | 136.8756 | -35.7926 | -277.0632 | -251.4047 | 0.38219 | 0.32795 | 0.328 | 0.071605 | 52.3129 | -11.7382 | -90.8766 | -18.0018
8 | 18 | 11 | 622.1995 | 623.023 | 626.7727 | 630.259 | 0 | 0 | 0 | 0 | 133.3772 | 132.299 | 0 | 0 | 0 | 0 | 0 | 0 | 376.2595 | 596.1116 | 1210.7418 | 1256.1049 | 0 | 0 | 0 | 0 | 0 | -53.549 | -349.9166 | -351 | 0 | 0 | 0 | 0 | 112.5628 | -51.8386 | -234.0526 | -274.8459 | 0.37921 | 0.32752 | 0.328 | 0.071605 | 42.6847 | -16.9782 | -76.7692 | -19.6803
8 | 18 | 12 | 649.0848 | 650.7003 | 655.2103 | 659.0943 | 0 | 0 | 0 | 0 | 140.8299 | 130.1599 | 0 | 0 | 0 | 0 | 0 | 0 | 398.6712 | 617.5403 | 1227.6798 | 1275.53 | 0 | 0 | 0 | 0 | 0 | -49.8193 | -334.5291 | -354.3905 | 0 | 0 | 0 | 0 | 109.5836 | -47.1807 | -237.9405 | -262.0452 | 0.37557 | 0.32768 | 0.328 | 0.071605 | 41.1559 | -15.4604 | -78.0444 | -18.7637
8 | 18 | 13 | 668.1788 | 670.9367 | 676.6938 | 681.5668 | 0 | 0 | 0 | 0 | 147.0128 | 144.7989 | 0 | 0 | 0 | 0 | 0 | 0 | 415.7408 | 635.901 | 1237.0447 | 1285.5294 | 0 | 0 | 0 | 0 | 0 | -19.1464 | -256.7642 | -243.3871 | 0 | 0 | 0 | 0 | 105.4252 | -90.6169 | -303.5867 | -360.5754 | 0.37374 | 0.32755 | 0.32763 | 0.071605 | 39.4016 | -29.6818 | -99.4632 | -25.819
8 | 18 | 14 | 685.8118 | 689.5509 | 696.4782 | 702.4017 | 0 | 0 | 0 | 0 | 172.3958 | 142.4928 | 0 | 0 | 0 | 0 | 0 | 0 | 434.8167 | 657.8289 | 1278.6428 | 1325.7246 | 0 | 0 | 0 | 0 | 0 | -10.0955 | -70.5045 | -96.1268 | 0 | 0 | 0 | 0 | 78.5993 | -100.6753 | -511.66 | -527.1961 | 0.37404 | 0.327 | 0.32733 | 0.070824 | 29.3992 | -32.9211 | -167.4823 | -37.3382
8 | 18 | 15 | 696.2103 | 700.9586 | 709.0077 | 715.8815 | 0 | 0 | 0 | 0 | 185.5341 | 186.7294 | 0 | 0 | 0 | 0 | 0 | 0 | 459.6348 | 639.4147 | 1249.781 | 1291.6496 | 0 | 0 | 0 | 0 | 0 | -9.2918 | -9.155 | -34.3147 | 0 | 0 | 0 | 0 | 51.0414 | -115.8937 | -531.6183 | -541.4534 | 0.38108 | 0.31254 | 0.31233 | 0.32609 | 19.4506 | -36.2213 | -166.0426 | -176.5629
8 | 18 | 16 | 699.4964 | 706.4061 | 716.8585 | 725.8671 | 0 | 0 | 0 | 0 | 180.0466 | 237.5796 | 0 | 0 | 0 | 0 | 0 | 0 | 482.3209 | 582.2638 | 1152.2033 | 1185.3921 | 0 | 0 | 0 | 0 | 0 | -11.5352 | -25.0759 | 7.1961 | 0 | 0 | 0 | 0 | 37.1289 | -101.9021 | -410.2688 | -466.7211 | 0.38915 | 0.32585 | 0.31944 | 0.31698 | 14.4486 | -33.205 | -131.0582 | -147.9415
8 | 18 | 17 | 688.4766 | 697.6367 | 710.5028 | 721.6248 | 0 | 0 | 0 | 0 | 177.322 | 232.4796 | 0 | 0 | 0 | 0 | 0 | 0 | 459.5031 | 481.0039 | 978.9993 | 1000.0563 | 0 | 0 | 0 | 0 | 0 | -13.7808 | -24.6232 | 18.822 | 0 | 0 | 0 | 0 | 51.6515 | -2.0661 | -243.8733 | -297.2534 | 0.39 | 0.39598 | 0.39187 | 0.36712 | 20.1443 | -0.81811 | -95.5657 | -109.1282
8 | 18 | 18 | 664.5128 | 675.7783 | 690.88 | 704.001 | 0 | 0 | 0 | 0 | 192.5077 | 252.585 | 0 | 0 | 0 | 0 | 0 | 0 | 421.8924 | 346.7597 | 713.9623 | 720.0786 | 0 | 0 | 0 | 0 | 0 | -8.0596 | -37.8435 | 0 | 0 | 0 | 0 | 0 | 50.1126 | 84.4932 | 14.7613 | -16.0776 | 0.3917 | 0.40014 | 0.39346 | 0.38236 | 19.6293 | 33.8095 | 5.808 | -6.1474
8 | 18 | 19 | 641.0979 | 653.4808 | 669.7042 | 683.8056 | 0 | 0 | 0 | 0 | 202.0995 | 284.6375 | 0 | 0 | 0 | 0 | 0 | 0 | 371.0071 | 213.9302 | 411.5991 | 411.6192 | 0 | 0 | 0 | 0 | 0 | 3.3756 | -28.0265 | 74.9623 | 0 | 0 | 0 | 0 | 67.9913 | 151.5374 | 286.1315 | 197.2241 | 0.39028 | 0.3992 | 0.39311 | 0.38685 | 26.5359 | 60.4944 | 112.4823 | 76.2963
8 | 18 | 20 | 645.4773 | 658.7708 | 675.924 | 690.7377 | 0 | 0 | 0 | 0 | 201.0812 | 319.3349 | 0 | 0 | 0 | 0 | 0 | 0 | 334.5743 | 182.7937 | 317.6673 | 317.6673 | 0 | 0 | 0 | 0 | 0 | 13.4957 | 96.3538 | 359.0237 | 0 | 0 | 0 | 0 | 109.8218 | 143.1465 | 261.9029 | 14.0467 | 0.39125 | 0.40133 | 0.39529 | 0.38828 | 42.9674 | 57.4492 | 103.5287 | 5.454
8 | 18 | 21 | 613.0497 | 626.2184 | 643.0126 | 657.4123 | 0 | 0 | 0 | 0 | 196.9301 | 320.7395 | 0 | 0 | 0 | 0 | 0 | 0 | 289.0915 | 186.5018 | 353.8536 | 353.8536 | 0 | 0 | 0 | 0 | 0 | 2.5949 | 13.6924 | 294.8072 | 0 | 0 | 0 | 0 | 127.0281 | 116.3822 | 275.4665 | 8.7515 | 0.3882 | 0.39886 | 0.39319 | 0.38634 | 49.3123 | 46.4204 | 108.3117 | 3.3811
8 | 18 | 22 | 570.4566 | 583.6686 | 600.3249 | 614.604 | 0 | 0 | 0 | 0 | 192.9748 | 323.5148 | 0 | 0 | 0 | 0 | 0 | 0 | 269.8133 | 172.0416 | 339.7931 | 339.7931 | 0 | 0 | 0 | 0 | 0 | 10.6948 | 99.0159 | 137.93 | 0 | 0 | 0 | 0 | 107.6686 | 77.4173 | 161.5158 | 136.8809 | 0.38109 | 0.39369 | 0.38812 | 0.38014 | 41.0313 | 30.4788 | 62.688 | 52.0345
8 | 18 | 23 | 522.2529 | 534.6239 | 550.1424 | 563.413 | 0 | 0 | 0 | 0 | 189.7571 | 322.3374 | 0 | 0 | 0 | 0 | 0 | 0 | 276.102 | 161.6289 | 329.2193 | 329.2193 | 0 | 0 | 0 | 0 | 0 | 18.3783 | 78.7845 | 102.3173 | 0 | 0 | 0 | 0 | 56.3939 | 32.2793 | 142.1386 | 131.8763 | 0.37177 | 0.39333 | 0.38899 | 0.37327 | 20.9654 | 12.6964 | 55.2902 | 49.2254
8 | 18 | 24 | 480.3101 | 490.3233 | 503.0302 | 513.775 | 0 | 0 | 0 | 0 | 168.2519 | 347.4335 | 0 | 0 | 0 | 0 | 0 | 0 | 279.4932 | 152.7198 | 346.0315 | 346.0315 | 0 | 0 | 0 | 0 | 0 | 10.5027 | 122.7964 | 101.5998 | 0 | 0 | 0 | 0 | 32.565 | -20.3327 | 34.2023 | 66.1437 | 0.36952 | 0.39289 | 0.39083 | 0.37129 | 12.0335 | -7.9885 | 13.3674 | 24.5586
8 | 19 | 1 | 450.1771 | 457.3087 | 466.6497 | 474.3447 | 0 | 0 | 0 | 0 | 142.0922 | 343.7594 | 0 | 0 | 0 | 0 | 0 | 0 | 248.7398 | 140.1489 | 347.4818 | 347.4818 | 0 | 0 | 0 | 0 | 0 | 26.4573 | 184.4302 | 108.7799 | 0 | 0 | 0 | 0 | 59.3452 | -53.0569 | -65.2623 | 18.083 | 0.37223 | 0.39077 | 0.38906 | 0.37051 | 22.0903 | -20.7333 | -25.3908 | 6.6999
8 | 19 | 2 | 428.3198 | 433.2236 | 440.0251 | 445.4856 | 0 | 0 | 0 | 0 | 127.3354 | 333.9679 | 0 | 0 | 0 | 0 | 0 | 0 | 214.258 | 114.0964 | 325.9106 | 325.9106 | 0 | 0 | 0 | 0 | 0 | 35.8903 | 146.5952 | 0.27037 | 0 | 0 | 0 | 0 | 86.7264 | -50.731 | -32.4807 | 119.3046 | 0.3725 | 0.38904 | 0.38716 | 0.37014 | 32.3052 | -19.7366 | -12.5751 | 44.1591
8 | 19 | 3 | 410.2122 | 412.7879 | 416.9727 | 420.1505 | 0 | 0 | 0 | 0 | 120.7717 | 325.0108 | 0 | 0 | 0 | 0 | 0 | 0 | 169.6002 | 101.7879 | 335.3837 | 335.3837 | 0 | 0 | 0 | 0 | 0 | 3.0494 | 165.2955 | -6.0063 | 0 | 0 | 0 | 0 | 119.8403 | -17.0603 | -83.7065 | 90.7731 | 0.3732 | 0.38992 | 0.38586 | 0.37025 | 44.7249 | -6.6522 | -32.2994 | 33.609
8 | 19 | 4 | 406.1762 | 406.7133 | 408.6279 | 409.7882 | 0 | 0 | 0 | 0 | 125.9384 | 257.5064 | 0 | 0 | 0 | 0 | 0 | 0 | 150.5673 | 125.8663 | 380.6423 | 380.6423 | 0 | 0 | 0 | 0 | 0 | 46.1211 | 42.8422 | 8.1398 | 0 | 0 | 0 | 0 | 129.6704 | -22.7805 | -14.8566 | 21.0061 | 0.37386 | 0.38754 | 0.38853 | 0.36998 | 48.4788 | -8.8284 | -5.7723 | 7.7719
8 | 19 | 5 | 405.1948 | 403.7498 | 403.472 | 402.6859 | 0 | 0 | 0 | 0 | 155.436 | 244.3176 | 0 | 0 | 0 | 0 | 0 | 0 | 153.8667 | 139.6347 | 393.709 | 393.709 | 0 | 0 | 0 | 0 | 0 | 26.3309 | 125.2582 | -70.1517 | 0 | 0 | 0 | 0 | 95.892 | -6.5334 | -115.4952 | 79.1287 | 0.37065 | 0.39036 | 0.39029 | 0.37126 | 35.5424 | -2.5504 | -45.0764 | 29.3772
8 | 19 | 6 | 401.6957 | 398.1531 | 395.6061 | 392.8782 | 0 | 0 | 0 | 0 | 157.7 | 253.5242 | 0 | 0 | 0 | 0 | 0 | 0 | 154.8673 | 129.8988 | 367.3671 | 367.3839 | 0 | 0 | 0 | 0 | 0 | 27.5427 | 287.6124 | -85.2285 | 0 | 0 | 0 | 0 | 89.1284 | -12.8126 | -259.3734 | 110.7227 | 0.37177 | 0.38885 | 0.38239 | 0.37131 | 33.1355 | -4.9821 | -99.1815 | 41.1129
8 | 19 | 7 | 414.9961 | 410.4435 | 407.0445 | 403.8054 | 0 | 0 | 0 | 0 | 128.0387 | 227.2483 | 0 | 0 | 0 | 0 | 0 | 0 | 161.9763 | 210.254 | 647.4661 | 648.7051 | 0 | 0 | 0 | 0 | 0 | -15.5972 | -71.3426 | -6.7807 | 0 | 0 | 0 | 0 | 124.9811 | -11.4615 | -169.079 | -238.1189 | 0.3667 | 0.37732 | 0.37117 | 0.37991 | 45.8307 | -4.3247 | -62.7571 | -90.4643
8 | 19 | 8 | 454.2876 | 450.2678 | 448.009 | 446.2393 | 0 | 0 | 0 | 0 | 110.6425 | 159.7063 | 0 | 0 | 0 | 0 | 0 | 0 | 239.1721 | 360.8009 | 950.8415 | 963.695 | 0 | 0 | 0 | 0 | 0 | -28.1761 | -169.8223 | 40.698 | 0 | 0 | 0 | 0 | 104.473 | -42.0633 | -333.0103 | -558.1537 | 0.37186 | 0.38691 | 0.38697 | 0.38173 | 38.8491 | -16.2749 | -128.865 | -213.0642
8 | 19 | 9 | 491.7647 | 489.2531 | 489.1882 | 489.8047 | 0 | 0 | 0 | 0 | 100.0164 | 136.5107 | 0 | 0 | 0 | 0 | 0 | 0 | 327.3587 | 494.8163 | 1129.147 | 1154.8299 | 0 | 0 | 0 | 0 | 0 | -49.2885 | -284.3135 | -246.216 | 0 | 0 | 0 | 0 | 64.3897 | -92.7853 | -355.6454 | -418.8092 | 0.37575 | 0.32651 | 0.32636 | 0.067785 | 24.1943 | -30.2953 | -116.0687 | -28.3892
8 | 19 | 10 | 532.9128 | 531.2305 | 532.1805 | 533.6037 | 0 | 0 | 0 | 0 | 117.495 | 128.5989 | 0 | 0 | 0 | 0 | 0 | 0 | 390.1207 | 576.5635 | 1186.1061 | 1221.4742 | 0 | 0 | 0 | 0 | 0 | -44.2542 | -287.1149 | -348.503 | 0 | 0 | 0 | 0 | 25.2971 | -129.6777 | -366.8106 | -339.3675 | 0.38219 | 0.32795 | 0.328 | 0.071605 | 9.6684 | -42.5277 | -120.3138 | -24.3004
8 | 19 | 11 | 564.2414 | 563.1677 | 564.617 | 566.1132 | 0 | 0 | 0 | 0 | 133.3772 | 132.299 | 0 | 0 | 0 | 0 | 0 | 0 | 414.2193 | 612.1942 | 1200.8455 | 1241.995 | 0 | 0 | 0 | 0 | 0 | -53.549 | -349.9166 | -351 | 0 | 0 | 0 | 0 | 16.6449 | -127.7765 | -286.3119 | -324.8818 | 0.37921 | 0.32752 | 0.328 | 0.071605 | 6.3119 | -41.8495 | -93.9102 | -23.2632
8 | 19 | 12 | 590.891 | 590.6016 | 592.8018 | 594.6876 | 0 | 0 | 0 | 0 | 140.8299 | 130.1599 | 0 | 0 | 0 | 0 | 0 | 0 | 453.295 | 654.0564 | 1199.1331 | 1245.5745 | 0 | 0 | 0 | 0 | 0 | -49.8193 | -334.5291 | -354.3905 | 0 | 0 | 0 | 0 | -3.234 | -143.7955 | -271.8022 | -296.4964 | 0.37557 | 0.32768 | 0.328 | 0.071605 | -1.2146 | -47.1195 | -89.151 | -21.2306
8 | 19 | 13 | 617.4361 | 618.5329 | 622.2759 | 625.4066 | 0 | 0 | 0 | 0 | 147.0128 | 144.7989 | 0 | 0 | 0 | 0 | 0 | 0 | 500.0651 | 672.8415 | 1188.7727 | 1236.1907 | 0 | 0 | 0 | 0 | 0 | -19.1464 | -256.7642 | -243.3871 | 0 | 0 | 0 | 0 | -29.6418 | -179.9611 | -309.7326 | -367.3969 | 0.37374 | 0.32755 | 0.32763 | 0.071605 | -11.0783 | -58.9467 | -101.4767 | -26.3075
8 | 19 | 14 | 640.1088 | 642.3519 | 647.4652 | 651.8194 | 0 | 0 | 0 | 0 | 172.3958 | 142.4928 | 0 | 0 | 0 | 0 | 0 | 0 | 549.4037 | 684.5304 | 1186.8666 | 1232.6797 | 0 | 0 | 0 | 0 | 0 | -10.0955 | -70.5045 | -96.1268 | 0 | 0 | 0 | 0 | -81.6907 | -174.5758 | -468.8968 | -484.7334 | 0.37404 | 0.327 | 0.32733 | 0.070824 | -30.5556 | -57.0868 | -153.4846 | -34.3308
8 | 19 | 15 | 660.5689 | 664.1505 | 670.785 | 676.4349 | 0 | 0 | 0 | 0 | 185.5341 | 186.7294 | 0 | 0 | 0 | 0 | 0 | 0 | 572.5006 | 658.5546 | 1140.0394 | 1181.9133 | 0 | 0 | 0 | 0 | 0 | -9.2918 | -9.155 | -34.3147 | 0 | 0 | 0 | 0 | -97.4658 | -171.8416 | -460.0995 | -471.1637 | 0.38108 | 0.31254 | 0.31233 | 0.32609 | -37.1419 | -53.7073 | -143.7049 | -153.6421
8 | 19 | 16 | 674.4604 | 680.5505 | 690.0093 | 698.1582 | 0 | 0 | 0 | 0 | 180.0466 | 237.5796 | 0 | 0 | 0 | 0 | 0 | 0 | 559.4537 | 586.4186 | 1026.5071 | 1059.892 | 0 | 0 | 0 | 0 | 0 | -11.5352 | -25.0759 | 7.1961 | 0 | 0 | 0 | 0 | -65.0399 | -131.9125 | -311.4219 | -368.9299 | 0.38915 | 0.32585 | 0.31944 | 0.31698 | -25.31 | -42.9839 | -99.482 | -116.9436
8 | 19 | 17 | 677.0735 | 685.8603 | 698.2739 | 709.0043 | 0 | 0 | 0 | 0 | 177.322 | 232.4796 | 0 | 0 | 0 | 0 | 0 | 0 | 530.437 | 501.8302 | 886.7777 | 907.8833 | 0 | 0 | 0 | 0 | 0 | -13.7808 | -24.6232 | 18.822 | 0 | 0 | 0 | 0 | -30.6854 | -34.6687 | -163.8807 | -217.7009 | 0.39 | 0.39598 | 0.39187 | 0.36712 | -11.9674 | -13.728 | -64.2193 | -79.9227
8 | 19 | 18 | 662.3735 | 673.5691 | 688.5859 | 701.6334 | 0 | 0 | 0 | 0 | 192.5077 | 252.585 | 0 | 0 | 0 | 0 | 0 | 0 | 466.1136 | 368.1065 | 631.7065 | 637.7623 | 0 | 0 | 0 | 0 | 0 | -8.0596 | -37.8435 | 0 | 0 | 0 | 0 | 0 | 3.7522 | 60.9371 | 94.723 | 63.8711 | 0.3917 | 0.40014 | 0.39346 | 0.38236 | 1.4698 | 24.3837 | 37.2701 | 24.4217
8 | 19 | 19 | 645.3401 | 657.8618 | 674.2536 | 688.5006 | 0 | 0 | 0 | 0 | 202.0995 | 284.6375 | 0 | 0 | 0 | 0 | 0 | 0 | 389.8227 | 225.8649 | 331.5174 | 331.5365 | 0 | 0 | 0 | 0 | 0 | 3.3756 | -28.0265 | 74.9623 | 0 | 0 | 0 | 0 | 53.4179 | 143.9838 | 370.7627 | 282.0019 | 0.39028 | 0.3992 | 0.39311 | 0.38685 | 20.8481 | 57.479 | 145.752 | 109.0926
8 | 19 | 20 | 652.2031 | 665.7168 | 683.137 | 698.1816 | 0 | 0 | 0 | 0 | 201.0812 | 319.3349 | 0 | 0 | 0 | 0 | 0 | 0 | 357.3769 | 201.7233 | 306.1318 | 306.1318 | 0 | 0 | 0 | 0 | 0 | 13.4957 | 96.3538 | 359.0237 | 0 | 0 | 0 | 0 | 93.7451 | 131.1629 | 280.6514 | 33.0261 | 0.39125 | 0.40133 | 0.39529 | 0.38828 | 36.6775 | 52.6398 | 110.9399 | 12.8232
8 | 19 | 21 | 616.9474 | 630.2437 | 647.1926 | 661.7261 | 0 | 0 | 0 | 0 | 196.9301 | 320.7395 | 0 | 0 | 0 | 0 | 0 | 0 | 330.2385 | 191.4968 | 328.488 | 328.488 | 0 | 0 | 0 | 0 | 0 | 2.5949 | 13.6924 | 294.8072 | 0 | 0 | 0 | 0 | 89.7788 | 115.4124 | 305.0121 | 38.4309 | 0.3882 | 0.39886 | 0.39319 | 0.38634 | 34.8522 | 46.0336 | 119.9289 | 14.8475
8 | 19 | 22 | 565.5618 | 578.6135 | 595.0756 | 609.1867 | 0 | 0 | 0 | 0 | 192.9748 | 323.5148 | 0 | 0 | 0 | 0 | 0 | 0 | 275.0233 | 166.8072 | 336.7979 | 336.7979 | 0 | 0 | 0 | 0 | 0 | 10.6948 | 99.0159 | 137.93 | 0 | 0 | 0 | 0 | 97.5638 | 77.5967 | 159.2618 | 134.4588 | 0.38109 | 0.39369 | 0.38812 | 0.38014 | 37.1805 | 30.5494 | 61.8131 | 51.1137
8 | 19 | 23 | 506.6802 | 518.5414 | 533.4419 | 546.1777 | 0 | 0 | 0 | 0 | 189.7571 | 322.3374 | 0 | 0 | 0 | 0 | 0 | 0 | 249.4288 | 175.5776 | 387.8761 | 387.8761 | 0 | 0 | 0 | 0 | 0 | 18.3783 | 78.7845 | 102.3173 | 0 | 0 | 0 | 0 | 67.4943 | 2.2482 | 66.7813 | 55.9842 | 0.37177 | 0.39333 | 0.38899 | 0.37327 | 25.0922 | 0.88427 | 25.9771 | 20.8972
8 | 19 | 24 | 466.5503 | 476.1131 | 488.2738 | 498.5462 | 0 | 0 | 0 | 0 | 168.2519 | 347.4335 | 0 | 0 | 0 | 0 | 0 | 0 | 238.4332 | 174.6857 | 399.2197 | 399.2197 | 0 | 0 | 0 | 0 | 0 | 10.5027 | 122.7964 | 101.5998 | 0 | 0 | 0 | 0 | 59.8652 | -56.5089 | -33.7423 | -2.2733 | 0.36952 | 0.39289 | 0.39083 | 0.37129 | 22.1216 | -22.2018 | -13.1876 | -0.84406
8 | 20 | 1 | 440.0068 | 446.8055 | 455.7428 | 463.0886 | 0 | 0 | 0 | 0 | 142.0922 | 343.7594 | 0 | 0 | 0 | 0 | 0 | 0 | 253.5803 | 196.0919 | 394.3374 | 394.3374 | 0 | 0 | 0 | 0 | 0 | 26.4573 | 184.4302 | 108.7799 | 0 | 0 | 0 | 0 | 44.3344 | -119.5032 | -123.0247 | -40.0287 | 0.37223 | 0.39077 | 0.38906 | 0.37051 | 16.5028 | -46.6988 | -47.8638 | -14.8309
8 | 20 | 2 | 425.1473 | 429.9472 | 436.6228 | 441.9743 | 0 | 0 | 0 | 0 | 127.3354 | 333.9679 | 0 | 0 | 0 | 0 | 0 | 0 | 217.6227 | 179.2428 | 388.2782 | 388.2782 | 0 | 0 | 0 | 0 | 0 | 35.8903 | 146.5952 | 0.27037 | 0 | 0 | 0 | 0 | 80.1892 | -119.1539 | -98.2506 | 53.4258 | 0.3725 | 0.38904 | 0.38716 | 0.37014 | 29.8701 | -46.3561 | -38.0383 | 19.7749
8 | 20 | 3 | 416.6842 | 419.4718 | 423.9135 | 427.3135 | 0 | 0 | 0 | 0 | 120.7717 | 325.0108 | 0 | 0 | 0 | 0 | 0 | 0 | 177.4216 | 148.7034 | 353.3454 | 353.3454 | 0 | 0 | 0 | 0 | 0 | 3.0494 | 165.2955 | -6.0063 | 0 | 0 | 0 | 0 | 118.4908 | -57.2919 | -94.7274 | 79.9744 | 0.3732 | 0.38992 | 0.38586 | 0.37025 | 44.2213 | -22.3393 | -36.552 | 29.6108
8 | 20 | 4 | 420.8968 | 421.9158 | 424.4147 | 426.0805 | 0 | 0 | 0 | 0 | 125.9384 | 257.5064 | 0 | 0 | 0 | 0 | 0 | 0 | 143.3759 | 130.2363 | 332.6451 | 332.6451 | 0 | 0 | 0 | 0 | 0 | 46.1211 | 42.8422 | 8.1398 | 0 | 0 | 0 | 0 | 151.5824 | -11.948 | 48.9274 | 85.2956 | 0.37386 | 0.38754 | 0.38853 | 0.36998 | 56.6708 | -4.6303 | 19.0098 | 31.558
8 | 20 | 5 | 452.1305 | 452.2219 | 453.807 | 454.6326 | 0 | 0 | 0 | 0 | 155.436 | 244.3176 | 0 | 0 | 0 | 0 | 0 | 0 | 132.5843 | 119.8116 | 305.9959 | 305.9959 | 0 | 0 | 0 | 0 | 0 | 26.3309 | 125.2582 | -70.1517 | 0 | 0 | 0 | 0 | 164.1101 | 61.7618 | 22.5529 | 218.7884 | 0.37065 | 0.39036 | 0.39029 | 0.37126 | 60.8274 | 24.1096 | 8.8021 | 81.227
8 | 20 | 6 | 482.7137 | 481.8232 | 482.4919 | 482.5459 | 0 | 0 | 0 | 0 | 157.7 | 253.5242 | 0 | 0 | 0 | 0 | 0 | 0 | 125.4765 | 115.6015 | 289.4392 | 289.4578 | 0 | 0 | 0 | 0 | 0 | 27.5427 | 287.6124 | -85.2285 | 0 | 0 | 0 | 0 | 199.5373 | 85.1547 | -94.5596 | 278.3166 | 0.37177 | 0.38885 | 0.38239 | 0.37131 | 74.1825 | 33.112 | -36.1586 | 103.3428
8 | 20 | 7 | 523.4612 | 522.4592 | 523.3653 | 523.8506 | 0 | 0 | 0 | 0 | 128.0387 | 227.2483 | 0 | 0 | 0 | 0 | 0 | 0 | 161.094 | 212.501 | 574.1007 | 575.3638 | 0 | 0 | 0 | 0 | 0 | -15.5972 | -71.3426 | -6.7807 | 0 | 0 | 0 | 0 | 234.3286 | 98.3072 | 20.6071 | -44.7325 | 0.3667 | 0.37732 | 0.37117 | 0.37991 | 85.9285 | 37.0933 | 7.6488 | -16.9944
8 | 20 | 8 | 570.3488 | 570.1281 | 572.4759 | 574.6915 | 0 | 0 | 0 | 0 | 110.6425 | 159.7063 | 0 | 0 | 0 | 0 | 0 | 0 | 225.8951 | 359.4985 | 867.2839 | 881.7326 | 0 | 0 | 0 | 0 | 0 | -28.1761 | -169.8223 | 40.698 | 0 | 0 | 0 | 0 | 233.8112 | 79.0994 | -124.9857 | -347.7391 | 0.37186 | 0.38691 | 0.38697 | 0.38173 | 86.9444 | 30.6047 | -48.3657 | -132.7426
8 | 20 | 9 | 615.6576 | 617.2015 | 622.054 | 626.9247 | 0 | 0 | 0 | 0 | 100.0164 | 136.5107 | 0 | 0 | 0 | 0 | 0 | 0 | 281.4696 | 471.6677 | 1046.1479 | 1074.7452 | 0 | 0 | 0 | 0 | 0 | -49.2885 | -284.3135 | -246.216 | 0 | 0 | 0 | 0 | 234.1716 | 58.3117 | -139.7804 | -201.6045 | 0.37575 | 0.32651 | 0.32636 | 0.067785 | 87.9894 | 19.0393 | -45.6188 | -13.6659
8 | 20 | 10 | 657.6396 | 660.0401 | 665.9407 | 671.6467 | 0 | 0 | 0 | 0 | 117.495 | 128.5989 | 0 | 0 | 0 | 0 | 0 | 0 | 321.6956 | 547.1448 | 1151.6001 | 1190.6194 | 0 | 0 | 0 | 0 | 0 | -44.2542 | -287.1149 | -348.503 | 0 | 0 | 0 | 0 | 218.449 | 28.5506 | -198.5444 | -170.4698 | 0.38219 | 0.32795 | 0.328 | 0.071605 | 83.4898 | 9.3631 | -65.1225 | -12.2065
8 | 20 | 11 | 691.3975 | 694.4861 | 700.9824 | 706.8448 | 0 | 0 | 0 | 0 | 133.3772 | 132.299 | 0 | 0 | 0 | 0 | 0 | 0 | 356.0007 | 590.2132 | 1205.3815 | 1250.682 | 0 | 0 | 0 | 0 | 0 | -53.549 | -349.9166 | -351 | 0 | 0 | 0 | 0 | 202.0196 | 25.5229 | -154.4826 | -192.8372 | 0.37921 | 0.32752 | 0.328 | 0.071605 | 76.6074 | 8.3593 | -50.6702 | -13.8081
8 | 20 | 12 | 720.5488 | 724.5037 | 731.8502 | 738.1881 | 0 | 0 | 0 | 0 | 140.8299 | 130.1599 | 0 | 0 | 0 | 0 | 0 | 0 | 404.6782 | 613.4937 | 1205.1609 | 1253.5253 | 0 | 0 | 0 | 0 | 0 | -49.8193 | -334.5291 | -354.3905 | 0 | 0 | 0 | 0 | 175.0407 | 30.6694 | -138.7816 | -160.9467 | 0.37557 | 0.32768 | 0.328 | 0.071605 | 65.7394 | 10.0499 | -45.5203 | -11.5246
8 | 20 | 13 | 751.5355 | 757.022 | 766.0876 | 773.8228 | 0 | 0 | 0 | 0 | 147.0128 | 144.7989 | 0 | 0 | 0 | 0 | 0 | 0 | 440.628 | 620.0554 | 1195.2533 | 1244.119 | 0 | 0 | 0 | 0 | 0 | -19.1464 | -256.7642 | -243.3871 | 0 | 0 | 0 | 0 | 163.8947 | 11.3141 | -172.4015 | -226.9091 | 0.37374 | 0.32755 | 0.32763 | 0.071605 | 61.254 | 3.7059 | -56.4834 | -16.2478
8 | 20 | 14 | 778.4141 | 785.1846 | 795.7874 | 804.8906 | 0 | 0 | 0 | 0 | 172.3958 | 142.4928 | 0 | 0 | 0 | 0 | 0 | 0 | 467.6124 | 619.3235 | 1179.6547 | 1226.4612 | 0 | 0 | 0 | 0 | 0 | -10.0955 | -70.5045 | -96.1268 | 0 | 0 | 0 | 0 | 138.4059 | 33.4638 | -313.3628 | -325.4438 | 0.37404 | 0.327 | 0.32733 | 0.070824 | 51.7693 | 10.9427 | -102.5734 | -23.0493
8 | 20 | 15 | 795.3934 | 803.3885 | 815.3743 | 825.6537 | 0 | 0 | 0 | 0 | 185.5341 | 186.7294 | 0 | 0 | 0 | 0 | 0 | 0 | 481.752 | 623.0076 | 1175.0118 | 1217.2197 | 0 | 0 | 0 | 0 | 0 | -9.2918 | -9.155 | -34.3147 | 0 | 0 | 0 | 0 | 128.1073 | 2.9433 | -350.4825 | -357.2513 | 0.38108 | 0.31254 | 0.31233 | 0.32609 | 48.8186 | 0.91989 | -109.4677 | -116.4963
8 | 20 | 16 | 803.2299 | 813.5352 | 828.105 | 840.6755 | 0 | 0 | 0 | 0 | 180.0466 | 237.5796 | 0 | 0 | 0 | 0 | 0 | 0 | 470.997 | 551.1917 | 1056.897 | 1090.6829 | 0 | 0 | 0 | 0 | 0 | -11.5352 | -25.0759 | 7.1961 | 0 | 0 | 0 | 0 | 152.1863 | 36.2991 | -203.7161 | -257.2035 | 0.38915 | 0.32585 | 0.31944 | 0.31698 | 59.2226 | 11.8281 | -65.076 | -81.5285
8 | 20 | 17 | 792.2826 | 804.8407 | 821.8271 | 836.5135 | 0 | 0 | 0 | 0 | 177.322 | 232.4796 | 0 | 0 | 0 | 0 | 0 | 0 | 443.629 | 454.4367 | 901.9831 | 923.3138 | 0 | 0 | 0 | 0 | 0 | -13.7808 | -24.6232 | 18.822 | 0 | 0 | 0 | 0 | 171.3317 | 131.7052 | -55.5328 | -105.6222 | 0.39 | 0.39598 | 0.39187 | 0.36712 | 66.8199 | 52.1522 | -21.7614 | -38.7762
8 | 20 | 18 | 763.8047 | 778.3205 | 797.3632 | 813.8937 | 0 | 0 | 0 | 0 | 192.5077 | 252.585 | 0 | 0 | 0 | 0 | 0 | 0 | 391.6081 | 313.2809 | 642.1118 | 647.9353 | 0 | 0 | 0 | 0 | 0 | -8.0596 | -37.8435 | 0 | 0 | 0 | 0 | 0 | 179.6889 | 220.5142 | 193.0949 | 165.9584 | 0.3917 | 0.40014 | 0.39346 | 0.38236 | 70.385 | 88.2376 | 75.9759 | 63.4558
8 | 20 | 19 | 733.5371 | 748.9459 | 768.8384 | 786.1139 | 0 | 0 | 0 | 0 | 202.0995 | 284.6375 | 0 | 0 | 0 | 0 | 0 | 0 | 362.6088 | 216.285 | 397.3042 | 397.3206 | 0 | 0 | 0 | 0 | 0 | 3.3756 | -28.0265 | 74.9623 | 0 | 0 | 0 | 0 | 168.8288 | 244.6477 | 399.5607 | 313.831 | 0.39028 | 0.3992 | 0.39311 | 0.38685 | 65.8911 | 97.6645 | 157.0729 | 121.4057
8 | 20 | 20 | 719.9327 | 735.6634 | 755.7719 | 773.1421 | 0 | 0 | 0 | 0 | 201.0812 | 319.3349 | 0 | 0 | 0 | 0 | 0 | 0 | 346.8189 | 216.8243 | 378.646 | 378.646 | 0 | 0 | 0 | 0 | 0 | 13.4957 | 96.3538 | 359.0237 | 0 | 0 | 0 | 0 | 172.0326 | 186.0085 | 280.772 | 35.4724 | 0.39125 | 0.40133 | 0.39529 | 0.38828 | 67.3072 | 74.651 | 110.9875 | 13.7731
8 | 20 | 21 | 678.4043 | 693.7124 | 713.1006 | 729.7444 | 0 | 0 | 0 | 0 | 196.9301 | 320.7395 | 0 | 0 | 0 | 0 | 0 | 0 | 303.2944 | 212.6903 | 415.7785 | 415.7785 | 0 | 0 | 0 | 0 | 0 | 2.5949 | 13.6924 | 294.8072 | 0 | 0 | 0 | 0 | 178.1798 | 157.6876 | 283.6296 | 19.1587 | 0.3882 | 0.39886 | 0.39319 | 0.38634 | 69.1695 | 62.8955 | 111.5214 | 7.4018
8 | 20 | 22 | 610.7934 | 625.3258 | 643.5831 | 659.2473 | 0 | 0 | 0 | 0 | 192.9748 | 323.5148 | 0 | 0 | 0 | 0 | 0 | 0 | 256.5258 | 184.6577 | 416.7307 | 416.7307 | 0 | 0 | 0 | 0 | 0 | 10.6948 | 99.0159 | 137.93 | 0 | 0 | 0 | 0 | 161.2928 | 106.4584 | 127.8365 | 104.5866 | 0.38109 | 0.39369 | 0.38812 | 0.38014 | 61.467 | 41.9121 | 49.6163 | 39.758
8 | 20 | 23 | 543.4093 | 556.4729 | 572.8311 | 586.8281 | 0 | 0 | 0 | 0 | 189.7571 | 322.3374 | 0 | 0 | 0 | 0 | 0 | 0 | 234.4685 | 168.2189 | 409.7709 | 409.7709 | 0 | 0 | 0 | 0 | 0 | 18.3783 | 78.7845 | 102.3173 | 0 | 0 | 0 | 0 | 119.1838 | 47.5383 | 84.2757 | 74.7399 | 0.37177 | 0.39333 | 0.38899 | 0.37327 | 44.3087 | 18.6982 | 32.7822 | 27.8981
8 | 20 | 24 | 496.0278 | 506.5556 | 519.8863 | 531.1709 | 0 | 0 | 0 | 0 | 168.2519 | 347.4335 | 0 | 0 | 0 | 0 | 0 | 0 | 237.6874 | 157.1704 | 377.913 | 377.913 | 0 | 0 | 0 | 0 | 0 | 10.5027 | 122.7964 | 101.5998 | 0 | 0 | 0 | 0 | 90.0885 | -8.551 | 19.1769 | 51.6581 | 0.36952 | 0.39289 | 0.39083 | 0.37129 | 33.2899 | -3.3596 | 7.495 | 19.1802
8 | 21 | 1 | 466.8194 | 474.4958 | 484.4974 | 492.7638 | 0 | 0 | 0 | 0 | 142.0922 | 343.7594 | 0 | 0 | 0 | 0 | 0 | 0 | 258.04 | 155.5611 | 351.4347 | 351.4347 | 0 | 0 | 0 | 0 | 0 | 26.4573 | 184.4302 | 108.7799 | 0 | 0 | 0 | 0 | 66.6873 | -51.282 | -51.3675 | 32.5492 | 0.37223 | 0.39077 | 0.38906 | 0.37051 | 24.8233 | -20.0397 | -19.985 | 12.0597
8 | 21 | 2 | 443.9651 | 449.381 | 456.8034 | 462.8012 | 0 | 0 | 0 | 0 | 127.3354 | 333.9679 | 0 | 0 | 0 | 0 | 0 | 0 | 265.5503 | 145.1904 | 321.5431 | 321.5431 | 0 | 0 | 0 | 0 | 0 | 35.8903 | 146.5952 | 0.27037 | 0 | 0 | 0 | 0 | 51.0794 | -65.6676 | -11.3349 | 140.9877 | 0.3725 | 0.38904 | 0.38716 | 0.37014 | 19.0268 | -25.5476 | -4.3884 | 52.1848
8 | 21 | 3 | 433.7616 | 437.1082 | 442.2277 | 446.2142 | 0 | 0 | 0 | 0 | 120.7717 | 325.0108 | 0 | 0 | 0 | 0 | 0 | 0 | 252.4114 | 128.3852 | 283.6552 | 283.6552 | 0 | 0 | 0 | 0 | 0 | 3.0494 | 165.2955 | -6.0063 | 0 | 0 | 0 | 0 | 60.5785 | -19.3373 | -6.723 | 168.5653 | 0.3732 | 0.38992 | 0.38586 | 0.37025 | 22.6082 | -7.54 | -2.5942 | 62.4118
8 | 21 | 4 | 436.0163 | 437.5302 | 440.6292 | 442.8142 | 0 | 0 | 0 | 0 | 125.9384 | 257.5064 | 0 | 0 | 0 | 0 | 0 | 0 | 227.4879 | 101.8673 | 241.4374 | 241.4374 | 0 | 0 | 0 | 0 | 0 | 46.1211 | 42.8422 | 8.1398 | 0 | 0 | 0 | 0 | 82.5899 | 32.0355 | 156.3495 | 193.2369 | 0.37386 | 0.38754 | 0.38853 | 0.36998 | 30.8772 | 12.4151 | 60.7468 | 71.4947
8 | 21 | 5 | 461.7569 | 462.1634 | 464.1307 | 465.2868 | 0 | 0 | 0 | 0 | 155.436 | 244.3176 | 0 | 0 | 0 | 0 | 0 | 0 | 209.6561 | 89.1479 | 220.7388 | 220.7388 | 0 | 0 | 0 | 0 | 0 | 26.3309 | 125.2582 | -70.1517 | 0 | 0 | 0 | 0 | 96.6648 | 102.367 | 118.1337 | 314.6997 | 0.37065 | 0.39036 | 0.39029 | 0.37126 | 35.8288 | 39.9604 | 46.1062 | 116.8348
8 | 21 | 6 | 493.3916 | 492.8506 | 493.9432 | 494.3638 | 0 | 0 | 0 | 0 | 157.7 | 253.5242 | 0 | 0 | 0 | 0 | 0 | 0 | 179.4451 | 80.5636 | 214.9695 | 214.9857 | 0 | 0 | 0 | 0 | 0 | 27.5427 | 287.6124 | -85.2285 | 0 | 0 | 0 | 0 | 156.2466 | 131.2201 | -8.6387 | 364.6065 | 0.37177 | 0.38885 | 0.38239 | 0.37131 | 58.0882 | 51.0243 | -3.3033 | 135.3835
8 | 21 | 7 | 533.0152 | 532.3259 | 533.6111 | 534.4246 | 0 | 0 | 0 | 0 | 128.0387 | 227.2483 | 0 | 0 | 0 | 0 | 0 | 0 | 164.9709 | 172.6509 | 497.4904 | 498.729 | 0 | 0 | 0 | 0 | 0 | -15.5972 | -71.3426 | -6.7807 | 0 | 0 | 0 | 0 | 240.0056 | 148.0239 | 107.4633 | 42.4763 | 0.3667 | 0.37732 | 0.37117 | 0.37991 | 88.0103 | 55.8525 | 39.8872 | 16.1373
8 | 21 | 8 | 576.4763 | 576.4563 | 579.0473 | 581.4733 | 0 | 0 | 0 | 0 | 110.6425 | 159.7063 | 0 | 0 | 0 | 0 | 0 | 0 | 202.4533 | 303.98 | 785.0406 | 799.2434 | 0 | 0 | 0 | 0 | 0 | -28.1761 | -169.8223 | 40.698 | 0 | 0 | 0 | 0 | 263.3805 | 140.9461 | -36.1711 | -258.4681 | 0.37186 | 0.38691 | 0.38697 | 0.38173 | 97.94 | 54.534 | -13.9971 | -98.6651
8 | 21 | 9 | 621.1325 | 622.8557 | 627.9255 | 632.9841 | 0 | 0 | 0 | 0 | 100.0164 | 136.5107 | 0 | 0 | 0 | 0 | 0 | 0 | 253.225 | 419.0468 | 970.2684 | 998.6378 | 0 | 0 | 0 | 0 | 0 | -49.2885 | -284.3135 | -246.216 | 0 | 0 | 0 | 0 | 267.8912 | 116.5867 | -58.0294 | -119.4377 | 0.37575 | 0.32651 | 0.32636 | 0.067785 | 100.6594 | 38.0667 | -18.9385 | -8.0961
8 | 21 | 10 | 659.8876 | 662.3617 | 668.3515 | 674.1346 | 0 | 0 | 0 | 0 | 117.495 | 128.5989 | 0 | 0 | 0 | 0 | 0 | 0 | 287.1281 | 501.2828 | 1090.4984 | 1129.249 | 0 | 0 | 0 | 0 | 0 | -44.2542 | -287.1149 | -348.503 | 0 | 0 | 0 | 0 | 255.2645 | 76.7342 | -135.032 | -106.6114 | 0.38219 | 0.32795 | 0.328 | 0.071605 | 97.5604 | 25.1649 | -44.2905 | -7.6339
8 | 21 | 11 | 691.7601 | 694.8606 | 701.3712 | 707.2461 | 0 | 0 | 0 | 0 | 133.3772 | 132.299 | 0 | 0 | 0 | 0 | 0 | 0 | 297.8587 | 534.5595 | 1144.4976 | 1189.455 | 0 | 0 | 0 | 0 | 0 | -53.549 | -349.9166 | -351 | 0 | 0 | 0 | 0 | 260.5242 | 81.551 | -93.2098 | -131.2089 | 0.37921 | 0.32752 | 0.328 | 0.071605 | 98.7928 | 26.7097 | -30.5728 | -9.3952
8 | 21 | 12 | 724.2471 | 728.323 | 735.8163 | 742.2812 | 0 | 0 | 0 | 0 | 140.8299 | 130.1599 | 0 | 0 | 0 | 0 | 0 | 0 | 304.8928 | 548.8129 | 1166.1865 | 1214.1655 | 0 | 0 | 0 | 0 | 0 | -49.8193 | -334.5291 | -354.3905 | 0 | 0 | 0 | 0 | 278.5244 | 99.1695 | -95.8411 | -117.4937 | 0.37557 | 0.32768 | 0.328 | 0.071605 | 104.6045 | 32.4963 | -31.4359 | -8.4131
8 | 21 | 13 | 759.0771 | 764.8105 | 774.1754 | 782.1696 | 0 | 0 | 0 | 0 | 147.0128 | 144.7989 | 0 | 0 | 0 | 0 | 0 | 0 | 309.1177 | 549.3874 | 1156.3716 | 1204.6245 | 0 | 0 | 0 | 0 | 0 | -19.1464 | -256.7642 | -243.3871 | 0 | 0 | 0 | 0 | 302.9466 | 89.7706 | -125.432 | -179.0677 | 0.37374 | 0.32755 | 0.32763 | 0.071605 | 113.2233 | 29.4046 | -41.0949 | -12.8221
8 | 21 | 14 | 786.4452 | 793.4785 | 804.4001 | 813.7791 | 0 | 0 | 0 | 0 | 172.3958 | 142.4928 | 0 | 0 | 0 | 0 | 0 | 0 | 308.558 | 545.3452 | 1143.1858 | 1189.5707 | 0 | 0 | 0 | 0 | 0 | -10.0955 | -70.5045 | -96.1268 | 0 | 0 | 0 | 0 | 305.4914 | 115.736 | -268.2811 | -279.6647 | 0.37404 | 0.327 | 0.32733 | 0.070824 | 114.2658 | 37.846 | -87.8168 | -19.807
8 | 21 | 15 | 806.2345 | 814.5844 | 827.0005 | 837.6522 | 0 | 0 | 0 | 0 | 185.5341 | 186.7294 | 0 | 0 | 0 | 0 | 0 | 0 | 311.3068 | 544.4972 | 1143.7065 | 1185.5185 | 0 | 0 | 0 | 0 | 0 | -9.2918 | -9.155 | -34.3147 | 0 | 0 | 0 | 0 | 309.3936 | 92.6497 | -307.551 | -313.5515 | 0.38108 | 0.31254 | 0.31233 | 0.32609 | 117.9024 | 28.9567 | -96.0587 | -102.2462
8 | 21 | 16 | 814.506 | 825.1805 | 840.1979 | 853.1556 | 0 | 0 | 0 | 0 | 180.0466 | 237.5796 | 0 | 0 | 0 | 0 | 0 | 0 | 301.5687 | 494.7823 | 1056.2118 | 1089.4889 | 0 | 0 | 0 | 0 | 0 | -11.5352 | -25.0759 | 7.1961 | 0 | 0 | 0 | 0 | 332.8908 | 104.3538 | -190.9381 | -243.5295 | 0.38915 | 0.32585 | 0.31944 | 0.31698 | 129.543 | 34.0039 | -60.9941 | -77.1941
8 | 21 | 17 | 803.3775 | 816.2988 | 833.7255 | 848.7929 | 0 | 0 | 0 | 0 | 177.322 | 232.4796 | 0 | 0 | 0 | 0 | 0 | 0 | 268.5045 | 402.8772 | 920.6696 | 941.669 | 0 | 0 | 0 | 0 | 0 | -13.7808 | -24.6232 | 18.822 | 0 | 0 | 0 | 0 | 357.5511 | 194.7227 | -62.321 | -111.698 | 0.39 | 0.39598 | 0.39187 | 0.36712 | 139.4461 | 77.1057 | -24.4215 | -41.0068
8 | 21 | 18 | 769.2615 | 783.9559 | 803.2153 | 819.9331 | 0 | 0 | 0 | 0 | 192.5077 | 252.585 | 0 | 0 | 0 | 0 | 0 | 0 | 207.9518 | 279.2944 | 704.2606 | 710.1649 | 0 | 0 | 0 | 0 | 0 | -8.0596 | -37.8435 | 0 | 0 | 0 | 0 | 0 | 368.802 | 260.1361 | 136.7982 | 109.7681 | 0.3917 | 0.40014 | 0.39346 | 0.38236 | 144.4616 | 104.0922 | 53.8251 | 41.9709
8 | 21 | 19 | 740.5349 | 756.1727 | 776.343 | 793.8587 | 0 | 0 | 0 | 0 | 202.0995 | 284.6375 | 0 | 0 | 0 | 0 | 0 | 0 | 202.1513 | 172.2923 | 453.0433 | 453.059 | 0 | 0 | 0 | 0 | 0 | 3.3756 | -28.0265 | 74.9623 | 0 | 0 | 0 | 0 | 336.284 | 295.8673 | 351.3262 | 265.8375 | 0.39028 | 0.3992 | 0.39311 | 0.38685 | 131.2462 | 118.1116 | 138.1112 | 102.8394
8 | 21 | 20 | 735.5054 | 751.7459 | 772.4724 | 790.3775 | 0 | 0 | 0 | 0 | 201.0812 | 319.3349 | 0 | 0 | 0 | 0 | 0 | 0 | 261.2151 | 165.6098 | 381.07 | 381.07 | 0 | 0 | 0 | 0 | 0 | 13.4957 | 96.3538 | 359.0237 | 0 | 0 | 0 | 0 | 273.2092 | 253.3055 | 295.0486 | 50.2837 | 0.39125 | 0.40133 | 0.39529 | 0.38828 | 106.8922 | 101.6594 | 116.631 | 19.5239
8 | 21 | 21 | 686.8161 | 702.3995 | 722.1216 | 739.0543 | 0 | 0 | 0 | 0 | 196.9301 | 320.7395 | 0 | 0 | 0 | 0 | 0 | 0 | 266.5109 | 169.0359 | 392.9289 | 392.9289 | 0 | 0 | 0 | 0 | 0 | 2.5949 | 13.6924 | 294.8072 | 0 | 0 | 0 | 0 | 223.3752 | 210.0293 | 315.5003 | 51.3182 | 0.3882 | 0.39886 | 0.39319 | 0.38634 | 86.7143 | 83.7726 | 124.0527 | 19.8264
8 | 21 | 22 | 620.4198 | 635.2673 | 653.9068 | 669.9015 | 0 | 0 | 0 | 0 | 192.9748 | 323.5148 | 0 | 0 | 0 | 0 | 0 | 0 | 255.1855 | 163.998 | 393.7648 | 393.7648 | 0 | 0 | 0 | 0 | 0 | 10.6948 | 99.0159 | 137.93 | 0 | 0 | 0 | 0 | 172.2596 | 137.0597 | 161.126 | 138.2067 | 0.38109 | 0.39369 | 0.38812 | 0.38014 | 65.6463 | 53.9597 | 62.5367 | 52.5385
8 | 21 | 23 | 552.7457 | 566.1149 | 582.8437 | 597.1613 | 0 | 0 | 0 | 0 | 189.7571 | 322.3374 | 0 | 0 | 0 | 0 | 0 | 0 | 259.3497 | 155.3941 | 367.2013 | 367.2013 | 0 | 0 | 0 | 0 | 0 | 18.3783 | 78.7845 | 102.3173 | 0 | 0 | 0 | 0 | 103.639 | 70.0051 | 136.8579 | 127.6426 | 0.37177 | 0.39333 | 0.38899 | 0.37327 | 38.5296 | 27.535 | 53.2361 | 47.6451
8 | 21 | 24 | 501.3033 | 512.0038 | 525.5439 | 537.0096 | 0 | 0 | 0 | 0 | 168.2519 | 347.4335 | 0 | 0 | 0 | 0 | 0 | 0 | 245.4553 | 150.5654 | 345.1377 | 345.1377 | 0 | 0 | 0 | 0 | 0 | 10.5027 | 122.7964 | 101.5998 | 0 | 0 | 0 | 0 | 87.5961 | 3.5021 | 57.6098 | 90.2721 | 0.36952 | 0.39289 | 0.39083 | 0.37129 | 32.3689 | 1.3759 | 22.5158 | 33.5173
8 | 22 | 1 | 468.1791 | 475.9 | 485.9555 | 494.2686 | 0 | 0 | 0 | 0 | 142.0922 | 343.7594 | 0 | 0 | 0 | 0 | 0 | 0 | 207.7445 | 145.0914 | 334.6765 | 334.6765 | 0 | 0 | 0 | 0 | 0 | 26.4573 | 184.4302 | 108.7799 | 0 | 0 | 0 | 0 | 118.3424 | -39.4081 | -33.1511 | 50.8122 | 0.37223 | 0.39077 | 0.38906 | 0.37051 | 44.0512 | -15.3997 | -12.8977 | 18.8263
8 | 22 | 2 | 448.3885 | 453.9493 | 461.5473 | 467.6969 | 0 | 0 | 0 | 0 | 127.3354 | 333.9679 | 0 | 0 | 0 | 0 | 0 | 0 | 188.8884 | 129.9932 | 297.7677 | 297.7677 | 0 | 0 | 0 | 0 | 0 | 35.8903 | 146.5952 | 0.27037 | 0 | 0 | 0 | 0 | 132.1648 | -45.9022 | 17.1844 | 169.6588 | 0.3725 | 0.38904 | 0.38716 | 0.37014 | 49.2307 | -17.858 | 6.653 | 62.7971
8 | 22 | 3 | 438.5295 | 442.0322 | 447.3409 | 451.4911 | 0 | 0 | 0 | 0 | 120.7717 | 325.0108 | 0 | 0 | 0 | 0 | 0 | 0 | 180.5637 | 119.7581 | 266.6097 | 266.6097 | 0 | 0 | 0 | 0 | 0 | 3.0494 | 165.2955 | -6.0063 | 0 | 0 | 0 | 0 | 137.1941 | -5.7862 | 15.4357 | 190.8877 | 0.3732 | 0.38992 | 0.38586 | 0.37025 | 51.2015 | -2.2562 | 5.9561 | 70.6767
8 | 22 | 4 | 442.0532 | 443.7648 | 447.1034 | 449.4957 | 0 | 0 | 0 | 0 | 125.9384 | 257.5064 | 0 | 0 | 0 | 0 | 0 | 0 | 185.8805 | 122.5874 | 245.2719 | 245.2719 | 0 | 0 | 0 | 0 | 0 | 46.1211 | 42.8422 | 8.1398 | 0 | 0 | 0 | 0 | 130.2343 | 17.5499 | 158.9893 | 196.084 | 0.37386 | 0.38754 | 0.38853 | 0.36998 | 48.6896 | 6.8013 | 61.7724 | 72.548
8 | 22 | 5 | 468.664 | 469.2966 | 471.538 | 472.9313 | 0 | 0 | 0 | 0 | 155.436 | 244.3176 | 0 | 0 | 0 | 0 | 0 | 0 | 175.7031 | 120.7998 | 238.5278 | 238.5278 | 0 | 0 | 0 | 0 | 0 | 26.3309 | 125.2582 | -70.1517 | 0 | 0 | 0 | 0 | 137.5249 | 77.8484 | 107.752 | 304.5553 | 0.37065 | 0.39036 | 0.39029 | 0.37126 | 50.9736 | 30.3892 | 42.0543 | 113.0686
8 | 22 | 6 | 505.5017 | 505.3572 | 506.9304 | 507.7668 | 0 | 0 | 0 | 0 | 157.7 | 253.5242 | 0 | 0 | 0 | 0 | 0 | 0 | 155.3027 | 123.6048 | 242.9461 | 242.9613 | 0 | 0 | 0 | 0 | 0 | 27.5427 | 287.6124 | -85.2285 | 0 | 0 | 0 | 0 | 192.499 | 100.6853 | -23.628 | 350.034 | 0.37177 | 0.38885 | 0.38239 | 0.37131 | 71.5658 | 39.151 | -9.0351 | 129.9725
8 | 22 | 7 | 542.4059 | 542.0241 | 543.682 | 544.8179 | 0 | 0 | 0 | 0 | 128.0387 | 227.2483 | 0 | 0 | 0 | 0 | 0 | 0 | 167.5535 | 225.5447 | 511.3593 | 512.6241 | 0 | 0 | 0 | 0 | 0 | -15.5972 | -71.3426 | -6.7807 | 0 | 0 | 0 | 0 | 246.8137 | 104.8283 | 103.6654 | 38.9746 | 0.3667 | 0.37732 | 0.37117 | 0.37991 | 90.5068 | 39.5539 | 38.4775 | 14.8069
8 | 22 | 8 | 584.5255 | 584.769 | 587.6795 | 590.3818 | 0 | 0 | 0 | 0 | 110.6425 | 159.7063 | 0 | 0 | 0 | 0 | 0 | 0 | 225.2351 | 371.9349 | 783.8798 | 797.9488 | 0 | 0 | 0 | 0 | 0 | -28.1761 | -169.8223 | 40.698 | 0 | 0 | 0 | 0 | 248.6479 | 81.304 | -26.3781 | -248.265 | 0.37186 | 0.38691 | 0.38697 | 0.38173 | 92.4616 | 31.4576 | -10.2075 | -94.7703
8 | 22 | 9 | 625.5559 | 627.4239 | 632.6693 | 637.8798 | 0 | 0 | 0 | 0 | 100.0164 | 136.5107 | 0 | 0 | 0 | 0 | 0 | 0 | 289.0545 | 495.8625 | 1017.4512 | 1045.7412 | 0 | 0 | 0 | 0 | 0 | -49.2885 | -284.3135 | -246.216 | 0 | 0 | 0 | 0 | 236.4851 | 44.3393 | -100.4684 | -161.6453 | 0.37575 | 0.32651 | 0.32636 | 0.067785 | 88.8587 | 14.4772 | -32.7889 | -10.9572
8 | 22 | 10 | 664.3654 | 666.9861 | 673.1536 | 679.0905 | 0 | 0 | 0 | 0 | 117.495 | 128.5989 | 0 | 0 | 0 | 0 | 0 | 0 | 327.6487 | 564.3618 | 1126.5786 | 1165.3838 | 0 | 0 | 0 | 0 | 0 | -44.2542 | -287.1149 | -348.503 | 0 | 0 | 0 | 0 | 219.2217 | 18.2796 | -166.3101 | -137.7903 | 0.38219 | 0.32795 | 0.328 | 0.071605 | 83.7851 | 5.9948 | -54.5497 | -9.8665
8 | 22 | 11 | 694.987 | 698.1931 | 704.8319 | 710.8175 | 0 | 0 | 0 | 0 | 133.3772 | 132.299 | 0 | 0 | 0 | 0 | 0 | 0 | 365.0069 | 610.2567 | 1170.3232 | 1215.3974 | 0 | 0 | 0 | 0 | 0 | -53.549 | -349.9166 | -351 | 0 | 0 | 0 | 0 | 196.6029 | 9.1864 | -115.5748 | -153.5798 | 0.37921 | 0.32752 | 0.328 | 0.071605 | 74.5534 | 3.0087 | -37.9085 | -10.9971
8 | 22 | 12 | 720.2225 | 724.1667 | 731.5002 | 737.8269 | 0 | 0 | 0 | 0 | 140.8299 | 130.1599 | 0 | 0 | 0 | 0 | 0 | 0 | 381.566 | 627.2662 | 1179.1169 | 1227.0024 | 0 | 0 | 0 | 0 | 0 | -49.8193 | -334.5291 | -354.3905 | 0 | 0 | 0 | 0 | 197.8266 | 16.5598 | -113.0875 | -134.785 | 0.37557 | 0.32768 | 0.328 | 0.071605 | 74.2971 | 5.4264 | -37.0927 | -9.6513
8 | 22 | 13 | 742.7792 | 747.9791 | 756.6971 | 764.1318 | 0 | 0 | 0 | 0 | 147.0128 | 144.7989 | 0 | 0 | 0 | 0 | 0 | 0 | 404.1668 | 647.8303 | 1179.7162 | 1227.8291 | 0 | 0 | 0 | 0 | 0 | -19.1464 | -256.7642 | -243.3871 | 0 | 0 | 0 | 0 | 191.5996 | -25.5038 | -166.2549 | -220.3102 | 0.37374 | 0.32755 | 0.32763 | 0.071605 | 71.6085 | -8.3538 | -54.4696 | -15.7753
8 | 22 | 14 | 764.0923 | 770.3939 | 780.4283 | 789.0397 | 0 | 0 | 0 | 0 | 172.3958 | 142.4928 | 0 | 0 | 0 | 0 | 0 | 0 | 418.962 | 668.3783 | 1197.0331 | 1243.5591 | 0 | 0 | 0 | 0 | 0 | -10.0955 | -70.5045 | -96.1268 | 0 | 0 | 0 | 0 | 172.7345 | -30.3817 | -346.1003 | -358.3926 | 0.37404 | 0.327 | 0.32733 | 0.070824 | 64.6095 | -9.9349 | -113.2894 | -25.3829
8 | 22 | 15 | 784.1535 | 791.7806 | 803.3203 | 813.2138 | 0 | 0 | 0 | 0 | 185.5341 | 186.7294 | 0 | 0 | 0 | 0 | 0 | 0 | 427.6946 | 635.1212 | 1122.2913 | 1164.0946 | 0 | 0 | 0 | 0 | 0 | -9.2918 | -9.155 | -34.3147 | 0 | 0 | 0 | 0 | 170.9248 | -20.7781 | -309.8161 | -316.5661 | 0.38108 | 0.31254 | 0.31233 | 0.32609 | 65.1353 | -6.494 | -96.7662 | -103.2293
8 | 22 | 16 | 788.5636 | 798.3889 | 812.3765 | 824.4434 | 0 | 0 | 0 | 0 | 180.0466 | 237.5796 | 0 | 0 | 0 | 0 | 0 | 0 | 416.0777 | 603.656 | 1094.0408 | 1127.6819 | 0 | 0 | 0 | 0 | 0 | -11.5352 | -25.0759 | 7.1961 | 0 | 0 | 0 | 0 | 192.4393 | -31.3115 | -256.5884 | -310.4346 | 0.38915 | 0.32585 | 0.31944 | 0.31698 | 74.8869 | -10.2029 | -81.9658 | -98.4017
8 | 22 | 17 | 772.2321 | 784.1338 | 800.3243 | 814.3223 | 0 | 0 | 0 | 0 | 177.322 | 232.4796 | 0 | 0 | 0 | 0 | 0 | 0 | 387.8757 | 530.2325 | 998.4837 | 1019.4375 | 0 | 0 | 0 | 0 | 0 | -13.7808 | -24.6232 | 18.822 | 0 | 0 | 0 | 0 | 207.0344 | 35.2025 | -173.5362 | -223.9372 | 0.39 | 0.39598 | 0.39187 | 0.36712 | 80.7441 | 13.9394 | -68.003 | -82.2122
8 | 22 | 18 | 743.3372 | 757.183 | 775.4134 | 791.241 | 0 | 0 | 0 | 0 | 192.5077 | 252.585 | 0 | 0 | 0 | 0 | 0 | 0 | 321.9451 | 379.0486 | 727.7411 | 733.3948 | 0 | 0 | 0 | 0 | 0 | -8.0596 | -37.8435 | 0 | 0 | 0 | 0 | 0 | 228.8844 | 133.609 | 85.5158 | 57.8462 | 0.3917 | 0.40014 | 0.39346 | 0.38236 | 89.6551 | 53.4629 | 33.6474 | 22.118
8 | 22 | 19 | 721.6265 | 736.6453 | 756.0651 | 772.9316 | 0 | 0 | 0 | 0 | 202.0995 | 284.6375 | 0 | 0 | 0 | 0 | 0 | 0 | 271.6228 | 254.6617 | 443.5667 | 443.5801 | 0 | 0 | 0 | 0 | 0 | 3.3756 | -28.0265 | 74.9623 | 0 | 0 | 0 | 0 | 247.9041 | 193.9705 | 340.5249 | 254.3892 | 0.39028 | 0.3992 | 0.39311 | 0.38685 | 96.7529 | 77.4339 | 133.8651 | 98.4106
8 | 22 | 20 | 710.0706 | 725.4785 | 745.1955 | 762.2271 | 0 | 0 | 0 | 0 | 201.0812 | 319.3349 | 0 | 0 | 0 | 0 | 0 | 0 | 250.2193 | 219.8584 | 377.6674 | 377.6674 | 0 | 0 | 0 | 0 | 0 | 13.4957 | 96.3538 | 359.0237 | 0 | 0 | 0 | 0 | 258.7701 | 172.7895 | 271.1743 | 25.536 | 0.39125 | 0.40133 | 0.39529 | 0.38828 | 101.2429 | 69.3458 | 107.1936 | 9.915
8 | 22 | 21 | 668.4516 | 683.4338 | 702.427 | 718.7291 | 0 | 0 | 0 | 0 | 196.9301 | 320.7395 | 0 | 0 | 0 | 0 | 0 | 0 | 253.2715 | 217.3805 | 401.0533 | 401.0533 | 0 | 0 | 0 | 0 | 0 | 2.5949 | 13.6924 | 294.8072 | 0 | 0 | 0 | 0 | 218.25 | 142.7189 | 287.6812 | 22.8685 | 0.3882 | 0.39886 | 0.39319 | 0.38634 | 84.7247 | 56.9251 | 113.1145 | 8.8351
8 | 22 | 22 | 600.3693 | 614.5604 | 632.404 | 647.7103 | 0 | 0 | 0 | 0 | 192.9748 | 323.5148 | 0 | 0 | 0 | 0 | 0 | 0 | 273.3297 | 187.0548 | 329.3127 | 329.3127 | 0 | 0 | 0 | 0 | 0 | 10.6948 | 99.0159 | 137.93 | 0 | 0 | 0 | 0 | 134.0649 | 93.2959 | 204.0754 | 180.4676 | 0.38109 | 0.39369 | 0.38812 | 0.38014 | 51.0907 | 36.7301 | 79.2063 | 68.6037
8 | 22 | 23 | 538.5508 | 551.4553 | 567.6207 | 581.4509 | 0 | 0 | 0 | 0 | 189.7571 | 322.3374 | 0 | 0 | 0 | 0 | 0 | 0 | 273.5694 | 162.568 | 276.4473 | 276.4473 | 0 | 0 | 0 | 0 | 0 | 18.3783 | 78.7845 | 102.3173 | 0 | 0 | 0 | 0 | 75.2244 | 48.1716 | 212.3889 | 202.6863 | 0.37177 | 0.39333 | 0.38899 | 0.37327 | 27.966 | 18.9472 | 82.6168 | 75.6566
8 | 22 | 24 | 493.1091 | 503.5413 | 516.7561 | 527.9405 | 0 | 0 | 0 | 0 | 168.2519 | 347.4335 | 0 | 0 | 0 | 0 | 0 | 0 | 221.086 | 157.3764 | 316.9846 | 316.9846 | 0 | 0 | 0 | 0 | 0 | 10.5027 | 122.7964 | 101.5998 | 0 | 0 | 0 | 0 | 103.7712 | -11.7714 | 76.9751 | 109.3561 | 0.36952 | 0.39289 | 0.39083 | 0.37129 | 38.346 | -4.6248 | 30.0844 | 40.603
8 | 23 | 1 | 465.7317 | 473.3724 | 483.3309 | 491.5599 | 0 | 0 | 0 | 0 | 142.0922 | 343.7594 | 0 | 0 | 0 | 0 | 0 | 0 | 195.7715 | 132.2732 | 259.7145 | 259.7145 | 0 | 0 | 0 | 0 | 0 | 26.4573 | 184.4302 | 108.7799 | 0 | 0 | 0 | 0 | 127.8681 | -29.1174 | 39.1862 | 123.0656 | 0.37223 | 0.39077 | 0.38906 | 0.37051 | 47.5969 | -11.3783 | 15.2457 | 45.5966
8 | 23 | 2 | 444.8171 | 450.261 | 457.7172 | 463.7442 | 0 | 0 | 0 | 0 | 127.3354 | 333.9679 | 0 | 0 | 0 | 0 | 0 | 0 | 180.2457 | 134.9848 | 256.6872 | 256.6872 | 0 | 0 | 0 | 0 | 0 | 35.8903 | 146.5952 | 0.27037 | 0 | 0 | 0 | 0 | 137.2361 | -54.5821 | 54.4348 | 206.7866 | 0.3725 | 0.38904 | 0.38716 | 0.37014 | 51.1198 | -21.2349 | 21.0748 | 76.5395
8 | 23 | 3 | 435.6289 | 439.0366 | 444.2302 | 448.2808 | 0 | 0 | 0 | 0 | 120.7717 | 325.0108 | 0 | 0 | 0 | 0 | 0 | 0 | 168.0652 | 160.2724 | 310.4901 | 310.4901 | 0 | 0 | 0 | 0 | 0 | 3.0494 | 165.2955 | -6.0063 | 0 | 0 | 0 | 0 | 146.792 | -49.296 | -31.5554 | 143.797 | 0.3732 | 0.38992 | 0.38586 | 0.37025 | 54.7834 | -19.2216 | -12.1761 | 53.2413
8 | 23 | 4 | 441.3825 | 443.0721 | 446.384 | 448.7533 | 0 | 0 | 0 | 0 | 125.9384 | 257.5064 | 0 | 0 | 0 | 0 | 0 | 0 | 153.4039 | 161.7944 | 324.8586 | 324.8586 | 0 | 0 | 0 | 0 | 0 | 46.1211 | 42.8422 | 8.1398 | 0 | 0 | 0 | 0 | 162.0401 | -22.3498 | 78.6832 | 115.7548 | 0.37386 | 0.38754 | 0.38853 | 0.36998 | 60.5805 | -8.6615 | 30.5709 | 42.8275
8 | 23 | 5 | 467.6669 | 468.2669 | 470.4687 | 471.8278 | 0 | 0 | 0 | 0 | 155.436 | 244.3176 | 0 | 0 | 0 | 0 | 0 | 0 | 136.8647 | 155.9125 | 326.9509 | 326.9509 | 0 | 0 | 0 | 0 | 0 | 26.3309 | 125.2582 | -70.1517 | 0 | 0 | 0 | 0 | 175.3662 | 41.706 | 18.2597 | 215.0287 | 0.37065 | 0.39036 | 0.39029 | 0.37126 | 64.9994 | 16.2805 | 7.1265 | 79.8311
8 | 23 | 6 | 503.7614 | 503.5598 | 505.0639 | 505.8406 | 0 | 0 | 0 | 0 | 157.7 | 253.5242 | 0 | 0 | 0 | 0 | 0 | 0 | 116.3274 | 140.9364 | 312.5217 | 312.5346 | 0 | 0 | 0 | 0 | 0 | 27.5427 | 287.6124 | -85.2285 | 0 | 0 | 0 | 0 | 229.734 | 81.5565 | -95.0701 | 278.5345 | 0.37177 | 0.38885 | 0.38239 | 0.37131 | 85.4088 | 31.7128 | -36.3538 | 103.4237
8 | 23 | 7 | 539.0521 | 538.5604 | 540.0853 | 541.106 | 0 | 0 | 0 | 0 | 128.0387 | 227.2483 | 0 | 0 | 0 | 0 | 0 | 0 | 129.4573 | 233.2181 | 569.7246 | 570.9608 | 0 | 0 | 0 | 0 | 0 | -15.5972 | -71.3426 | -6.7807 | 0 | 0 | 0 | 0 | 281.5561 | 93.6913 | 41.7033 | -23.0741 | 0.3667 | 0.37732 | 0.37117 | 0.37991 | 103.2469 | 35.3516 | 15.479 | -8.7661
8 | 23 | 8 | 576.2406 | 576.2129 | 578.7945 | 581.2124 | 0 | 0 | 0 | 0 | 110.6425 | 159.7063 | 0 | 0 | 0 | 0 | 0 | 0 | 183.1964 | 377.3738 | 845.1305 | 859.1264 | 0 | 0 | 0 | 0 | 0 | -28.1761 | -169.8223 | 40.698 | 0 | 0 | 0 | 0 | 282.4017 | 67.3089 | -96.5137 | -318.612 | 0.37186 | 0.38691 | 0.38697 | 0.38173 | 105.0132 | 26.0427 | -37.3479 | -121.6239
8 | 23 | 9 | 612.7388 | 614.1872 | 618.9239 | 623.6943 | 0 | 0 | 0 | 0 | 100.0164 | 136.5107 | 0 | 0 | 0 | 0 | 0 | 0 | 242.775 | 489.8774 | 1009.6323 | 1037.5779 | 0 | 0 | 0 | 0 | 0 | -49.2885 | -284.3135 | -246.216 | 0 | 0 | 0 | 0 | 269.9474 | 37.0876 | -106.3949 | -167.6675 | 0.37575 | 0.32651 | 0.32636 | 0.067785 | 101.4321 | 12.1095 | -34.7231 | -11.3654
8 | 23 | 10 | 642.2663 | 644.1636 | 649.454 | 654.6321 | 0 | 0 | 0 | 0 | 117.495 | 128.5989 | 0 | 0 | 0 | 0 | 0 | 0 | 280.5119 | 552.6345 | 1088.8781 | 1126.7865 | 0 | 0 | 0 | 0 | 0 | -44.2542 | -287.1149 | -348.503 | 0 | 0 | 0 | 0 | 244.2594 | 7.1843 | -152.3092 | -123.6514 | 0.38219 | 0.32795 | 0.328 | 0.071605 | 93.3543 | 2.3561 | -49.9574 | -8.8541
8 | 23 | 11 | 675.9698 | 678.5534 | 684.4374 | 689.77 | 0 | 0 | 0 | 0 | 133.3772 | 132.299 | 0 | 0 | 0 | 0 | 0 | 0 | 294.7955 | 567.1514 | 1101.166 | 1145.1114 | 0 | 0 | 0 | 0 | 0 | -53.549 | -349.9166 | -351 | 0 | 0 | 0 | 0 | 247.7971 | 32.652 | -66.8121 | -104.3414 | 0.37921 | 0.32752 | 0.328 | 0.071605 | 93.9666 | 10.6942 | -21.9143 | -7.4714
8 | 23 | 12 | 694.4795 | 697.581 | 703.8927 | 709.3355 | 0 | 0 | 0 | 0 | 140.8299 | 130.1599 | 0 | 0 | 0 | 0 | 0 | 0 | 310.7535 | 577.1095 | 1118.7094 | 1165.9262 | 0 | 0 | 0 | 0 | 0 | -49.8193 | -334.5291 | -354.3905 | 0 | 0 | 0 | 0 | 242.8961 | 40.1308 | -80.2875 | -102.2002 | 0.37557 | 0.32768 | 0.328 | 0.071605 | 91.2237 | 13.1502 | -26.3343 | -7.318
8 | 23 | 13 | 722.1667 | 726.6918 | 734.5917 | 741.3185 | 0 | 0 | 0 | 0 | 147.0128 | 144.7989 | 0 | 0 | 0 | 0 | 0 | 0 | 332.5216 | 592.0392 | 1160.1483 | 1209.052 | 0 | 0 | 0 | 0 | 0 | -19.1464 | -256.7642 | -243.3871 | 0 | 0 | 0 | 0 | 242.6323 | 9.0001 | -168.7924 | -224.3463 | 0.37374 | 0.32755 | 0.32763 | 0.071605 | 90.6814 | 2.948 | -55.3009 | -16.0643
8 | 23 | 14 | 740.3797 | 745.9051 | 754.9983 | 762.7955 | 0 | 0 | 0 | 0 | 172.3958 | 142.4928 | 0 | 0 | 0 | 0 | 0 | 0 | 357.2034 | 604.7755 | 1162.2754 | 1209.4698 | 0 | 0 | 0 | 0 | 0 | -10.0955 | -70.5045 | -96.1268 | 0 | 0 | 0 | 0 | 210.7805 | 8.7323 | -336.7725 | -350.5475 | 0.37404 | 0.327 | 0.32733 | 0.070824 | 78.8402 | 2.8555 | -110.2362 | -24.8272
8 | 23 | 15 | 755.9268 | 762.63 | 773.0493 | 781.9736 | 0 | 0 | 0 | 0 | 185.5341 | 186.7294 | 0 | 0 | 0 | 0 | 0 | 0 | 357.3239 | 583.7281 | 1125.5427 | 1168.1087 | 0 | 0 | 0 | 0 | 0 | -9.2918 | -9.155 | -34.3147 | 0 | 0 | 0 | 0 | 213.0689 | 1.4643 | -343.3384 | -351.8204 | 0.38108 | 0.31254 | 0.31233 | 0.32609 | 81.1954 | 0.45765 | -107.2364 | -114.7254
8 | 23 | 16 | 763.3463 | 772.3461 | 785.3328 | 796.5339 | 0 | 0 | 0 | 0 | 180.0466 | 237.5796 | 0 | 0 | 0 | 0 | 0 | 0 | 353.6605 | 558.7405 | 1089.919 | 1124.0874 | 0 | 0 | 0 | 0 | 0 | -11.5352 | -25.0759 | 7.1961 | 0 | 0 | 0 | 0 | 229.6393 | -12.4387 | -279.5102 | -334.7497 | 0.38915 | 0.32585 | 0.31944 | 0.31698 | 89.3631 | -4.0532 | -89.288 | -106.1091
8 | 23 | 17 | 746.7972 | 757.8664 | 773.0474 | 786.172 | 0 | 0 | 0 | 0 | 177.322 | 232.4796 | 0 | 0 | 0 | 0 | 0 | 0 | 328.8448 | 483.2858 | 981.6212 | 1002.8739 | 0 | 0 | 0 | 0 | 0 | -13.7808 | -24.6232 | 18.822 | 0 | 0 | 0 | 0 | 240.6305 | 55.8818 | -183.9507 | -235.5239 | 0.39 | 0.39598 | 0.39187 | 0.36712 | 93.8467 | 22.1279 | -72.0841 | -86.466
8 | 23 | 18 | 713.7508 | 726.6282 | 743.6842 | 758.4959 | 0 | 0 | 0 | 0 | 192.5077 | 252.585 | 0 | 0 | 0 | 0 | 0 | 0 | 263.9096 | 318.726 | 698.5883 | 704.0708 | 0 | 0 | 0 | 0 | 0 | -8.0596 | -37.8435 | 0 | 0 | 0 | 0 | 0 | 257.3335 | 163.3767 | 82.9395 | 54.4252 | 0.3917 | 0.40014 | 0.39346 | 0.38236 | 100.7988 | 65.3744 | 32.6337 | 20.81
8 | 23 | 19 | 689.5746 | 703.5443 | 721.6918 | 737.4577 | 0 | 0 | 0 | 0 | 202.0995 | 284.6375 | 0 | 0 | 0 | 0 | 0 | 0 | 209.3935 | 198.4994 | 443.8107 | 443.8231 | 0 | 0 | 0 | 0 | 0 | 3.3756 | -28.0265 | 74.9623 | 0 | 0 | 0 | 0 | 278.0815 | 217.0317 | 305.9076 | 218.6723 | 0.39028 | 0.3992 | 0.39311 | 0.38685 | 108.5307 | 86.64 | 120.2566 | 84.5935
8 | 23 | 20 | 687.5001 | 702.1692 | 720.9903 | 737.247 | 0 | 0 | 0 | 0 | 201.0812 | 319.3349 | 0 | 0 | 0 | 0 | 0 | 0 | 203.8086 | 184.7449 | 406.8106 | 406.8106 | 0 | 0 | 0 | 0 | 0 | 13.4957 | 96.3538 | 359.0237 | 0 | 0 | 0 | 0 | 282.6103 | 184.5936 | 217.8259 | -28.5874 | 0.39125 | 0.40133 | 0.39529 | 0.38828 | 110.5703 | 74.0832 | 86.1053 | -11.0998
8 | 23 | 21 | 648.5279 | 662.858 | 681.0603 | 696.6783 | 0 | 0 | 0 | 0 | 196.9301 | 320.7395 | 0 | 0 | 0 | 0 | 0 | 0 | 191.7295 | 167.7472 | 397.9019 | 397.9019 | 0 | 0 | 0 | 0 | 0 | 2.5949 | 13.6924 | 294.8072 | 0 | 0 | 0 | 0 | 259.8683 | 171.7764 | 269.466 | 3.9692 | 0.3882 | 0.39886 | 0.39319 | 0.38634 | 100.8809 | 68.515 | 105.9523 | 1.5335
8 | 23 | 22 | 592.4832 | 606.4162 | 623.9468 | 638.9823 | 0 | 0 | 0 | 0 | 192.9748 | 323.5148 | 0 | 0 | 0 | 0 | 0 | 0 | 151.1368 | 129.98 | 382.9097 | 382.9097 | 0 | 0 | 0 | 0 | 0 | 10.6948 | 99.0159 | 137.93 | 0 | 0 | 0 | 0 | 248.3716 | 142.2266 | 142.0212 | 118.1426 | 0.38109 | 0.39369 | 0.38812 | 0.38014 | 94.6518 | 55.9939 | 55.1217 | 44.9112
8 | 23 | 23 | 533.0759 | 545.8012 | 561.7492 | 575.3914 | 0 | 0 | 0 | 0 | 189.7571 | 322.3374 | 0 | 0 | 0 | 0 | 0 | 0 | 122.1786 | 114.8657 | 392.1942 | 392.1942 | 0 | 0 | 0 | 0 | 0 | 18.3783 | 78.7845 | 102.3173 | 0 | 0 | 0 | 0 | 221.1402 | 90.2197 | 90.7706 | 80.8799 | 0.37177 | 0.39333 | 0.38899 | 0.37327 | 82.2128 | 35.486 | 35.3087 | 30.19
8 | 23 | 24 | 487.4166 | 497.6625 | 510.6514 | 521.6403 | 0 | 0 | 0 | 0 | 168.2519 | 347.4335 | 0 | 0 | 0 | 0 | 0 | 0 | 93.9759 | 104.42 | 405.5784 | 405.5784 | 0 | 0 | 0 | 0 | 0 | 10.5027 | 122.7964 | 101.5998 | 0 | 0 | 0 | 0 | 225.1888 | 35.3062 | -17.7234 | 14.4621 | 0.36952 | 0.39289 | 0.39083 | 0.37129 | 83.2127 | 13.8715 | -6.9269 | 5.3697
8 | 24 | 1 | 457.3924 | 464.7602 | 474.3876 | 482.3303 | 0 | 0 | 0 | 0 | 142.0922 | 343.7594 | 0 | 0 | 0 | 0 | 0 | 0 | 68.1658 | 92.3525 | 405.2747 | 405.2747 | 0 | 0 | 0 | 0 | 0 | 26.4573 | 184.4302 | 108.7799 | 0 | 0 | 0 | 0 | 247.1345 | 2.191 | -115.3172 | -31.7243 | 0.37223 | 0.39077 | 0.38906 | 0.37051 | 91.992 | 0.8562 | -44.8651 | -11.7541
8 | 24 | 2 | 439.1246 | 444.3822 | 451.6125 | 457.444 | 0 | 0 | 0 | 0 | 127.3354 | 333.9679 | 0 | 0 | 0 | 0 | 0 | 0 | 49.5137 | 65.829 | 363.1884 | 363.1884 | 0 | 0 | 0 | 0 | 0 | 35.8903 | 146.5952 | 0.27037 | 0 | 0 | 0 | 0 | 262.2756 | 8.6949 | -58.1711 | 93.9852 | 0.3725 | 0.38904 | 0.38716 | 0.37014 | 97.6964 | 3.3827 | -22.5213 | 34.7874
8 | 24 | 3 | 430.9154 | 434.1688 | 439.1753 | 443.064 | 0 | 0 | 0 | 0 | 120.7717 | 325.0108 | 0 | 0 | 0 | 0 | 0 | 0 | 45.7295 | 48.9751 | 322.2166 | 322.2166 | 0 | 0 | 0 | 0 | 0 | 3.0494 | 165.2955 | -6.0063 | 0 | 0 | 0 | 0 | 264.4141 | 57.1334 | -48.3368 | 126.8538 | 0.3732 | 0.38992 | 0.38586 | 0.37025 | 98.6806 | 22.2775 | -18.6515 | 46.968
8 | 24 | 4 | 436.4695 | 437.9983 | 441.1153 | 443.3158 | 0 | 0 | 0 | 0 | 125.9384 | 257.5064 | 0 | 0 | 0 | 0 | 0 | 0 | 46.2673 | 47.5912 | 312.3918 | 312.3918 | 0 | 0 | 0 | 0 | 0 | 46.1211 | 42.8422 | 8.1398 | 0 | 0 | 0 | 0 | 264.2638 | 86.7796 | 85.8812 | 122.7842 | 0.37386 | 0.38754 | 0.38853 | 0.36998 | 98.7981 | 33.6307 | 33.3676 | 45.4282
8 | 24 | 5 | 459.5089 | 459.8419 | 461.7199 | 462.7988 | 0 | 0 | 0 | 0 | 155.436 | 244.3176 | 0 | 0 | 0 | 0 | 0 | 0 | 45.5509 | 51.642 | 310.6168 | 310.6168 | 0 | 0 | 0 | 0 | 0 | 26.3309 | 125.2582 | -70.1517 | 0 | 0 | 0 | 0 | 258.522 | 137.5514 | 25.8448 | 222.3337 | 0.37065 | 0.39036 | 0.39029 | 0.37126 | 95.8211 | 53.6952 | 10.0869 | 82.5432
8 | 24 | 6 | 496.0203 | 495.5654 | 496.7622 | 497.2731 | 0 | 0 | 0 | 0 | 157.7 | 253.5242 | 0 | 0 | 0 | 0 | 0 | 0 | 51.5425 | 66.4249 | 315.0904 | 315.1035 | 0 | 0 | 0 | 0 | 0 | 27.5427 | 287.6124 | -85.2285 | 0 | 0 | 0 | 0 | 286.7779 | 148.0735 | -105.9405 | 267.3981 | 0.37177 | 0.38885 | 0.38239 | 0.37131 | 106.6161 | 57.5777 | -40.5105 | 99.2886
8 | 24 | 7 | 529.9332 | 529.1431 | 530.306 | 531.0136 | 0 | 0 | 0 | 0 | 128.0387 | 227.2483 | 0 | 0 | 0 | 0 | 0 | 0 | 92.118 | 181.8454 | 584.1967 | 585.4985 | 0 | 0 | 0 | 0 | 0 | -15.5972 | -71.3426 | -6.7807 | 0 | 0 | 0 | 0 | 309.7765 | 135.6466 | 17.4519 | -47.7041 | 0.3667 | 0.37732 | 0.37117 | 0.37991 | 113.5954 | 51.1823 | 6.4776 | -18.1234
8 | 24 | 8 | 568.3546 | 568.0687 | 570.3373 | 572.4844 | 0 | 0 | 0 | 0 | 110.6425 | 159.7063 | 0 | 0 | 0 | 0 | 0 | 0 | 157.3275 | 342.9437 | 849.4682 | 863.6851 | 0 | 0 | 0 | 0 | 0 | -28.1761 | -169.8223 | 40.698 | 0 | 0 | 0 | 0 | 300.3846 | 93.5948 | -109.3086 | -331.8987 | 0.37186 | 0.38691 | 0.38697 | 0.38173 | 111.7002 | 36.2131 | -42.2991 | -126.6958
8 | 24 | 9 | 603.8738 | 605.032 | 609.4168 | 613.8828 | 0 | 0 | 0 | 0 | 100.0164 | 136.5107 | 0 | 0 | 0 | 0 | 0 | 0 | 212.1531 | 476.891 | 1050.2912 | 1078.2915 | 0 | 0 | 0 | 0 | 0 | -49.2885 | -284.3135 | -246.216 | 0 | 0 | 0 | 0 | 291.7044 | 40.9188 | -156.5609 | -218.1926 | 0.37575 | 0.32651 | 0.32636 | 0.067785 | 109.6072 | 13.3604 | -51.0953 | -14.7903
8 | 24 | 10 | 639.1662 | 640.9621 | 646.1294 | 651.201 | 0 | 0 | 0 | 0 | 117.495 | 128.5989 | 0 | 0 | 0 | 0 | 0 | 0 | 248.894 | 522.2549 | 1100.2743 | 1138.3723 | 0 | 0 | 0 | 0 | 0 | -44.2542 | -287.1149 | -348.503 | 0 | 0 | 0 | 0 | 272.7773 | 34.3624 | -167.0299 | -138.6683 | 0.38219 | 0.32795 | 0.328 | 0.071605 | 104.2537 | 11.2691 | -54.7858 | -9.9293
8 | 24 | 11 | 663.4427 | 665.6163 | 671.003 | 675.9055 | 0 | 0 | 0 | 0 | 133.3772 | 132.299 | 0 | 0 | 0 | 0 | 0 | 0 | 270.5349 | 538.2382 | 1122.5113 | 1166.9409 | 0 | 0 | 0 | 0 | 0 | -53.549 | -349.9166 | -351 | 0 | 0 | 0 | 0 | 259.5307 | 48.6281 | -101.5917 | -140.0354 | 0.37921 | 0.32752 | 0.328 | 0.071605 | 98.4161 | 15.9267 | -33.3221 | -10.0272
8 | 24 | 12 | 685.7414 | 688.5568 | 694.5217 | 699.6645 | 0 | 0 | 0 | 0 | 140.8299 | 130.1599 | 0 | 0 | 0 | 0 | 0 | 0 | 283.0777 | 550.4566 | 1172.6897 | 1220.8906 | 0 | 0 | 0 | 0 | 0 | -49.8193 | -334.5291 | -354.3905 | 0 | 0 | 0 | 0 | 261.8337 | 57.7596 | -143.6389 | -166.8356 | 0.37557 | 0.32768 | 0.328 | 0.071605 | 98.336 | 18.9269 | -47.1135 | -11.9463
8 | 24 | 13 | 710.7092 | 714.8593 | 722.3044 | 728.6379 | 0 | 0 | 0 | 0 | 147.0128 | 144.7989 | 0 | 0 | 0 | 0 | 0 | 0 | 282.7721 | 545.192 | 1172.9231 | 1221.4665 | 0 | 0 | 0 | 0 | 0 | -19.1464 | -256.7642 | -243.3871 | 0 | 0 | 0 | 0 | 280.9243 | 44.0147 | -193.8545 | -249.4415 | 0.37374 | 0.32755 | 0.32763 | 0.071605 | 104.9927 | 14.4171 | -63.512 | -17.8613
8 | 24 | 14 | 728.1971 | 733.3237 | 741.9334 | 749.3123 | 0 | 0 | 0 | 0 | 172.3958 | 142.4928 | 0 | 0 | 0 | 0 | 0 | 0 | 275.2306 | 544.4656 | 1201.4801 | 1247.9667 | 0 | 0 | 0 | 0 | 0 | -10.0955 | -70.5045 | -96.1268 | 0 | 0 | 0 | 0 | 280.5707 | 56.4608 | -389.0422 | -402.5276 | 0.37404 | 0.327 | 0.32733 | 0.070824 | 104.9445 | 18.4628 | -127.3457 | -28.5087
8 | 24 | 15 | 743.7805 | 750.086 | 760.0232 | 768.5304 | 0 | 0 | 0 | 0 | 185.5341 | 186.7294 | 0 | 0 | 0 | 0 | 0 | 0 | 259.9868 | 514.7281 | 1180.291 | 1222.2738 | 0 | 0 | 0 | 0 | 0 | -9.2918 | -9.155 | -34.3147 | 0 | 0 | 0 | 0 | 298.2596 | 57.9203 | -411.1128 | -419.4287 | 0.38108 | 0.31254 | 0.31233 | 0.32609 | 113.6595 | 18.1024 | -128.4046 | -136.7718
8 | 24 | 16 | 741.4104 | 749.6921 | 761.8082 | 772.256 | 0 | 0 | 0 | 0 | 180.0466 | 237.5796 | 0 | 0 | 0 | 0 | 0 | 0 | 235.502 | 444.3967 | 1072.6139 | 1105.9668 | 0 | 0 | 0 | 0 | 0 | -11.5352 | -25.0759 | 7.1961 | 0 | 0 | 0 | 0 | 325.8618 | 79.251 | -285.7298 | -340.907 | 0.38915 | 0.32585 | 0.31944 | 0.31698 | 126.8077 | 25.8241 | -91.2748 | -108.0609
8 | 24 | 17 | 723.4472 | 733.752 | 748.0062 | 760.329 | 0 | 0 | 0 | 0 | 177.322 | 232.4796 | 0 | 0 | 0 | 0 | 0 | 0 | 201.5531 | 350.6651 | 910.7282 | 931.453 | 0 | 0 | 0 | 0 | 0 | -13.7808 | -24.6232 | 18.822 | 0 | 0 | 0 | 0 | 344.5722 | 164.3881 | -138.0988 | -189.9459 | 0.39 | 0.39598 | 0.39187 | 0.36712 | 134.3843 | 65.0939 | -54.1162 | -69.7333
8 | 24 | 18 | 688.5517 | 700.6041 | 716.66 | 730.6064 | 0 | 0 | 0 | 0 | 192.5077 | 252.585 | 0 | 0 | 0 | 0 | 0 | 0 | 138.547 | 198.968 | 634.0665 | 639.1258 | 0 | 0 | 0 | 0 | 0 | -8.0596 | -37.8435 | 0 | 0 | 0 | 0 | 0 | 357.4969 | 257.1107 | 120.437 | 91.4806 | 0.3917 | 0.40014 | 0.39346 | 0.38236 | 140.0333 | 102.8815 | 47.3876 | 34.9785
8 | 24 | 19 | 664.593 | 677.7449 | 694.9009 | 709.809 | 0 | 0 | 0 | 0 | 202.0995 | 284.6375 | 0 | 0 | 0 | 0 | 0 | 0 | 150.1767 | 130.6084 | 388.0105 | 388.0221 | 0 | 0 | 0 | 0 | 0 | 3.3756 | -28.0265 | 74.9623 | 0 | 0 | 0 | 0 | 312.3167 | 259.1233 | 334.9169 | 246.8247 | 0.39028 | 0.3992 | 0.39311 | 0.38685 | 121.8921 | 103.4432 | 131.6605 | 95.4843
8 | 24 | 20 | 661.5033 | 675.3213 | 693.1107 | 708.4746 | 0 | 0 | 0 | 0 | 201.0812 | 319.3349 | 0 | 0 | 0 | 0 | 0 | 0 | 174.117 | 143.1498 | 399.4244 | 399.4244 | 0 | 0 | 0 | 0 | 0 | 13.4957 | 96.3538 | 359.0237 | 0 | 0 | 0 | 0 | 286.3051 | 199.341 | 197.3325 | -49.9735 | 0.39125 | 0.40133 | 0.39529 | 0.38828 | 112.0159 | 80.0018 | 78.0044 | -19.4035
8 | 24 | 21 | 626.9001 | 640.5222 | 657.8662 | 672.7415 | 0 | 0 | 0 | 0 | 196.9301 | 320.7395 | 0 | 0 | 0 | 0 | 0 | 0 | 198.7516 | 121.6851 | 368.3788 | 368.3788 | 0 | 0 | 0 | 0 | 0 | 2.5949 | 13.6924 | 294.8072 | 0 | 0 | 0 | 0 | 231.2185 | 195.5028 | 275.7949 | 9.5555 | 0.3882 | 0.39886 | 0.39319 | 0.38634 | 89.7591 | 77.9785 | 108.4408 | 3.6917
8 | 24 | 22 | 583.3281 | 596.9614 | 614.1287 | 628.8498 | 0 | 0 | 0 | 0 | 192.9748 | 323.5148 | 0 | 0 | 0 | 0 | 0 | 0 | 199.025 | 98.1383 | 343.358 | 343.358 | 0 | 0 | 0 | 0 | 0 | 10.6948 | 99.0159 | 137.93 | 0 | 0 | 0 | 0 | 191.3283 | 164.6134 | 171.7547 | 147.5618 | 0.38109 | 0.39369 | 0.38812 | 0.38014 | 72.9132 | 64.8074 | 66.6619 | 56.0948
8 | 24 | 23 | 530.4653 | 543.1051 | 558.9496 | 572.5022 | 0 | 0 | 0 | 0 | 189.7571 | 322.3374 | 0 | 0 | 0 | 0 | 0 | 0 | 183.1508 | 75.089 | 323.8058 | 323.8058 | 0 | 0 | 0 | 0 | 0 | 18.3783 | 78.7845 | 102.3173 | 0 | 0 | 0 | 0 | 157.5574 | 127.3005 | 156.3594 | 146.3791 | 0.37177 | 0.39333 | 0.38899 | 0.37327 | 58.5748 | 50.0708 | 60.8219 | 54.6388
8 | 24 | 24 | 485.495 | 495.6779 | 508.5905 | 519.5135 | 0 | 0 | 0 | 0 | 168.2519 | 347.4335 | 0 | 0 | 0 | 0 | 0 | 0 | 166.8619 | 54.6533 | 302.0296 | 302.0296 | 0 | 0 | 0 | 0 | 0 | 10.5027 | 122.7964 | 101.5998 | 0 | 0 | 0 | 0 | 150.3812 | 83.0884 | 83.7646 | 115.8841 | 0.36952 | 0.39289 | 0.39083 | 0.37129 | 55.5695 | 32.6446 | 32.7379 | 43.0268
8 | 25 | 1 | 456.921 | 464.2734 | 473.8821 | 481.8087 | 0 | 0 | 0 | 0 | 142.0922 | 343.7594 | 0 | 0 | 0 | 0 | 0 | 0 | 141.8614 | 35.8709 | 293.3704 | 293.3704 | 0 | 0 | 0 | 0 | 0 | 26.4573 | 184.4302 | 108.7799 | 0 | 0 | 0 | 0 | 172.9674 | 58.1858 | -3.9185 | 79.6583 | 0.37223 | 0.39077 | 0.38906 | 0.37051 | 64.3845 | 22.7375 | -1.5245 | 29.5139
8 | 25 | 2 | 437.1486 | 442.3414 | 449.4933 | 455.2569 | 0 | 0 | 0 | 0 | 127.3354 | 333.9679 | 0 | 0 | 0 | 0 | 0 | 0 | 136.8269 | 27.8147 | 285.8327 | 285.8327 | 0 | 0 | 0 | 0 | 0 | 35.8903 | 146.5952 | 0.27037 | 0 | 0 | 0 | 0 | 172.9863 | 44.6685 | 17.0654 | 169.1539 | 0.3725 | 0.38904 | 0.38716 | 0.37014 | 64.4366 | 17.378 | 6.607 | 62.6102
8 | 25 | 3 | 424.9691 | 428.0279 | 432.7984 | 436.4829 | 0 | 0 | 0 | 0 | 120.7717 | 325.0108 | 0 | 0 | 0 | 0 | 0 | 0 | 146.6347 | 30.1747 | 283.9867 | 283.9867 | 0 | 0 | 0 | 0 | 0 | 3.0494 | 165.2955 | -6.0063 | 0 | 0 | 0 | 0 | 157.5626 | 69.7929 | -16.4838 | 158.5025 | 0.3732 | 0.38992 | 0.38586 | 0.37025 | 58.8031 | 27.2137 | -6.3605 | 58.686
8 | 25 | 4 | 423.0542 | 424.1438 | 426.7283 | 428.4682 | 0 | 0 | 0 | 0 | 125.9384 | 257.5064 | 0 | 0 | 0 | 0 | 0 | 0 | 148.4845 | 26.8239 | 275.1324 | 275.1324 | 0 | 0 | 0 | 0 | 0 | 46.1211 | 42.8422 | 8.1398 | 0 | 0 | 0 | 0 | 148.6312 | 93.6924 | 108.7537 | 145.196 | 0.37386 | 0.38754 | 0.38853 | 0.36998 | 55.5675 | 36.3096 | 42.2543 | 53.7203
8 | 25 | 5 | 429.5781 | 428.9313 | 429.6213 | 429.6725 | 0 | 0 | 0 | 0 | 155.436 | 244.3176 | 0 | 0 | 0 | 0 | 0 | 0 | 150.8411 | 30.3772 | 272.702 | 272.702 | 0 | 0 | 0 | 0 | 0 | 26.3309 | 125.2582 | -70.1517 | 0 | 0 | 0 | 0 | 123.301 | 127.9057 | 31.6611 | 227.1222 | 0.37065 | 0.39036 | 0.39029 | 0.37126 | 45.7015 | 49.9298 | 12.3569 | 84.321
8 | 25 | 6 | 433.4757 | 430.9733 | 429.6877 | 428.051 | 0 | 0 | 0 | 0 | 157.7 | 253.5242 | 0 | 0 | 0 | 0 | 0 | 0 | 149.1506 | 40.4506 | 290.2961 | 290.3068 | 0 | 0 | 0 | 0 | 0 | 27.5427 | 287.6124 | -85.2285 | 0 | 0 | 0 | 0 | 126.6251 | 109.4558 | -148.2207 | 222.9727 | 0.37177 | 0.38885 | 0.38239 | 0.37131 | 47.0757 | 42.5614 | -56.678 | 82.7928
8 | 25 | 7 | 451.7433 | 448.3937 | 446.4532 | 444.4759 | 0 | 0 | 0 | 0 | 128.0387 | 227.2483 | 0 | 0 | 0 | 0 | 0 | 0 | 187.1237 | 142.3549 | 570.2315 | 571.5276 | 0 | 0 | 0 | 0 | 0 | -15.5972 | -71.3426 | -6.7807 | 0 | 0 | 0 | 0 | 136.581 | 94.3877 | -52.4358 | -120.271 | 0.3667 | 0.37732 | 0.37117 | 0.37991 | 50.0844 | 35.6144 | -19.4626 | -45.6924
8 | 25 | 8 | 488.7687 | 485.8777 | 484.9874 | 484.4018 | 0 | 0 | 0 | 0 | 110.6425 | 159.7063 | 0 | 0 | 0 | 0 | 0 | 0 | 259.4865 | 294.887 | 859.2458 | 872.8856 | 0 | 0 | 0 | 0 | 0 | -28.1761 | -169.8223 | 40.698 | 0 | 0 | 0 | 0 | 118.6398 | 59.4605 | -204.4361 | -429.1818 | 0.37186 | 0.38691 | 0.38697 | 0.38173 | 44.1171 | 23.0061 | -79.1106 | -163.8317
8 | 25 | 9 | 525.847 | 524.4511 | 525.7389 | 527.5257 | 0 | 0 | 0 | 0 | 100.0164 | 136.5107 | 0 | 0 | 0 | 0 | 0 | 0 | 338.4846 | 427.6899 | 1032.0001 | 1059.5812 | 0 | 0 | 0 | 0 | 0 | -49.2885 | -284.3135 | -246.216 | 0 | 0 | 0 | 0 | 87.3461 | 9.539 | -221.9477 | -285.8394 | 0.37575 | 0.32651 | 0.32636 | 0.067785 | 32.8201 | 3.1146 | -72.435 | -19.3758
8 | 25 | 10 | 557.6044 | 556.7303 | 558.6604 | 560.9314 | 0 | 0 | 0 | 0 | 117.495 | 128.5989 | 0 | 0 | 0 | 0 | 0 | 0 | 390.127 | 505.1178 | 1137.8676 | 1175.8487 | 0 | 0 | 0 | 0 | 0 | -44.2542 | -287.1149 | -348.503 | 0 | 0 | 0 | 0 | 49.9824 | -32.7322 | -292.0923 | -266.4144 | 0.38219 | 0.32795 | 0.328 | 0.071605 | 19.1029 | -10.7345 | -95.8062 | -19.0766
8 | 25 | 11 | 583.5306 | 583.0883 | 585.3032 | 587.4617 | 0 | 0 | 0 | 0 | 133.3772 | 132.299 | 0 | 0 | 0 | 0 | 0 | 0 | 422.6586 | 541.654 | 1179.8755 | 1223.1586 | 0 | 0 | 0 | 0 | 0 | -53.549 | -349.9166 | -351 | 0 | 0 | 0 | 0 | 27.4948 | -37.3157 | -244.6558 | -284.6969 | 0.37921 | 0.32752 | 0.328 | 0.071605 | 10.4262 | -12.2217 | -80.247 | -20.3857
8 | 25 | 12 | 605.0315 | 605.205 | 607.9665 | 610.3378 | 0 | 0 | 0 | 0 | 140.8299 | 130.1599 | 0 | 0 | 0 | 0 | 0 | 0 | 464.2158 | 577.0593 | 1190.6133 | 1236.7008 | 0 | 0 | 0 | 0 | 0 | -49.8193 | -334.5291 | -354.3905 | 0 | 0 | 0 | 0 | -0.01416 | -52.1949 | -248.1177 | -271.9725 | 0.37557 | 0.32768 | 0.328 | 0.071605 | -0.0053182 | -17.1034 | -81.3825 | -19.4746
8 | 25 | 13 | 620.3911 | 621.5846 | 625.445 | 628.6771 | 0 | 0 | 0 | 0 | 147.0128 | 144.7989 | 0 | 0 | 0 | 0 | 0 | 0 | 470.2612 | 574.5214 | 1190.6963 | 1235.8235 | 0 | 0 | 0 | 0 | 0 | -19.1464 | -256.7642 | -243.3871 | 0 | 0 | 0 | 0 | 3.1171 | -78.5893 | -308.4871 | -363.7592 | 0.37374 | 0.32755 | 0.32763 | 0.071605 | 1.165 | -25.7421 | -101.0687 | -26.047
8 | 25 | 14 | 631.8058 | 633.7771 | 638.5609 | 642.6299 | 0 | 0 | 0 | 0 | 172.3958 | 142.4928 | 0 | 0 | 0 | 0 | 0 | 0 | 475.8892 | 578.6797 | 1173.1147 | 1215.4805 | 0 | 0 | 0 | 0 | 0 | -10.0955 | -70.5045 | -96.1268 | 0 | 0 | 0 | 0 | -16.4793 | -77.2999 | -464.0493 | -476.7237 | 0.37404 | 0.327 | 0.32733 | 0.070824 | -6.1639 | -25.2773 | -151.8978 | -33.7636
8 | 25 | 15 | 637.3276 | 640.1485 | 645.8605 | 650.7124 | 0 | 0 | 0 | 0 | 185.5341 | 186.7294 | 0 | 0 | 0 | 0 | 0 | 0 | 450.8433 | 544.2773 | 1111.1826 | 1148.0215 | 0 | 0 | 0 | 0 | 0 | -9.2918 | -9.155 | -34.3147 | 0 | 0 | 0 | 0 | 0.9502 | -81.5664 | -456.1672 | -462.9944 | 0.38108 | 0.31254 | 0.31233 | 0.32609 | 0.3621 | -25.4927 | -142.4767 | -150.9782
8 | 25 | 16 | 640.088 | 645.053 | 653.1475 | 660.1161 | 0 | 0 | 0 | 0 | 180.0466 | 237.5796 | 0 | 0 | 0 | 0 | 0 | 0 | 384.7661 | 456.3381 | 1075.4726 | 1104.7794 | 0 | 0 | 0 | 0 | 0 | -11.5352 | -25.0759 | 7.1961 | 0 | 0 | 0 | 0 | 75.2753 | -37.3295 | -397.2493 | -451.8594 | 0.38915 | 0.32585 | 0.31944 | 0.31698 | 29.293 | -12.1639 | -126.8991 | -143.2307
8 | 25 | 17 | 642.9006 | 650.5687 | 661.6259 | 671.183 | 0 | 0 | 0 | 0 | 177.322 | 232.4796 | 0 | 0 | 0 | 0 | 0 | 0 | 415.768 | 409.5684 | 919.1705 | 938.4054 | 0 | 0 | 0 | 0 | 0 | -13.7808 | -24.6232 | 18.822 | 0 | 0 | 0 | 0 | 49.8106 | 22.3015 | -232.9215 | -286.0443 | 0.39 | 0.39598 | 0.39187 | 0.36712 | 19.4263 | 8.8309 | -91.274 | -105.0131
8 | 25 | 18 | 624.7561 | 634.7203 | 648.244 | 659.9999 | 0 | 0 | 0 | 0 | 192.5077 | 252.585 | 0 | 0 | 0 | 0 | 0 | 0 | 364.7599 | 261.2544 | 623.2039 | 627.5672 | 0 | 0 | 0 | 0 | 0 | -8.0596 | -37.8435 | 0 | 0 | 0 | 0 | 0 | 67.4884 | 128.9404 | 62.8836 | 32.4326 | 0.3917 | 0.40014 | 0.39346 | 0.38236 | 26.4355 | 51.5949 | 24.7424 | 12.4009
8 | 25 | 19 | 613.0344 | 624.4986 | 639.6082 | 652.7459 | 0 | 0 | 0 | 0 | 202.0995 | 284.6375 | 0 | 0 | 0 | 0 | 0 | 0 | 365.6771 | 191.1152 | 387.1486 | 387.1592 | 0 | 0 | 0 | 0 | 0 | 3.3756 | -28.0265 | 74.9623 | 0 | 0 | 0 | 0 | 45.2577 | 145.3703 | 280.486 | 190.6245 | 0.39028 | 0.3992 | 0.39311 | 0.38685 | 17.6634 | 58.0325 | 110.263 | 73.7432
8 | 25 | 20 | 618.2659 | 630.6686 | 646.7418 | 660.6211 | 0 | 0 | 0 | 0 | 201.0812 | 319.3349 | 0 | 0 | 0 | 0 | 0 | 0 | 384.9528 | 208.0327 | 380.5408 | 380.5408 | 0 | 0 | 0 | 0 | 0 | 13.4957 | 96.3538 | 359.0237 | 0 | 0 | 0 | 0 | 32.2319 | 89.8054 | 169.8471 | -78.9435 | 0.39125 | 0.40133 | 0.39529 | 0.38828 | 12.6106 | 36.0417 | 67.1396 | -30.6518
8 | 25 | 21 | 592.6547 | 605.1557 | 621.1404 | 634.8399 | 0 | 0 | 0 | 0 | 196.9301 | 320.7395 | 0 | 0 | 0 | 0 | 0 | 0 | 336.6848 | 181.2672 | 390.9617 | 390.9617 | 0 | 0 | 0 | 0 | 0 | 2.5949 | 13.6924 | 294.8072 | 0 | 0 | 0 | 0 | 59.0398 | 100.5542 | 216.4863 | -50.9291 | 0.3882 | 0.39886 | 0.39319 | 0.38634 | 22.9192 | 40.1072 | 85.121 | -19.6761
8 | 25 | 22 | 557.4401 | 570.2259 | 586.3656 | 600.1978 | 0 | 0 | 0 | 0 | 192.9748 | 323.5148 | 0 | 0 | 0 | 0 | 0 | 0 | 288.0684 | 156.0059 | 399.087 | 399.087 | 0 | 0 | 0 | 0 | 0 | 10.6948 | 99.0159 | 137.93 | 0 | 0 | 0 | 0 | 76.3969 | 80.0104 | 88.2627 | 63.1808 | 0.38109 | 0.39369 | 0.38812 | 0.38014 | 29.114 | 31.4997 | 34.2568 | 24.0178
8 | 25 | 23 | 512.9891 | 525.0568 | 540.2076 | 553.1601 | 0 | 0 | 0 | 0 | 189.7571 | 322.3374 | 0 | 0 | 0 | 0 | 0 | 0 | 266.4549 | 145.4971 | 400.2286 | 400.2286 | 0 | 0 | 0 | 0 | 0 | 18.3783 | 78.7845 | 102.3173 | 0 | 0 | 0 | 0 | 56.7771 | 38.8441 | 61.1945 | 50.6141 | 0.37177 | 0.39333 | 0.38899 | 0.37327 | 21.1079 | 15.2785 | 23.8039 | 18.8927
8 | 25 | 24 | 471.862 | 481.5987 | 493.9702 | 504.425 | 0 | 0 | 0 | 0 | 168.2519 | 347.4335 | 0 | 0 | 0 | 0 | 0 | 0 | 239.3729 | 124.9188 | 386.4818 | 386.4818 | 0 | 0 | 0 | 0 | 0 | 10.5027 | 122.7964 | 101.5998 | 0 | 0 | 0 | 0 | 64.2373 | -1.2564 | -15.308 | 16.3434 | 0.36952 | 0.39289 | 0.39083 | 0.37129 | 23.7372 | -0.49361 | -5.9829 | 6.0682
8 | 26 | 1 | 443.1068 | 450.007 | 459.0674 | 466.5196 | 0 | 0 | 0 | 0 | 142.0922 | 343.7594 | 0 | 0 | 0 | 0 | 0 | 0 | 236.0343 | 115.5834 | 367.1827 | 367.1827 | 0 | 0 | 0 | 0 | 0 | 26.4573 | 184.4302 | 108.7799 | 0 | 0 | 0 | 0 | 64.9804 | -35.793 | -92.5455 | -9.443 | 0.37223 | 0.39077 | 0.38906 | 0.37051 | 24.188 | -13.987 | -36.0056 | -3.4987
8 | 26 | 2 | 424.1502 | 428.9175 | 435.5535 | 440.8708 | 0 | 0 | 0 | 0 | 127.3354 | 333.9679 | 0 | 0 | 0 | 0 | 0 | 0 | 226.6296 | 97.0215 | 345.6566 | 345.6566 | 0 | 0 | 0 | 0 | 0 | 35.8903 | 146.5952 | 0.27037 | 0 | 0 | 0 | 0 | 70.1852 | -37.9622 | -56.6983 | 94.9438 | 0.3725 | 0.38904 | 0.38716 | 0.37014 | 26.1436 | -14.769 | -21.9511 | 35.1423
8 | 26 | 3 | 412.3514 | 414.9971 | 419.2668 | 422.5181 | 0 | 0 | 0 | 0 | 120.7717 | 325.0108 | 0 | 0 | 0 | 0 | 0 | 0 | 202.0188 | 75.2333 | 331.9026 | 331.9026 | 0 | 0 | 0 | 0 | 0 | 3.0494 | 165.2955 | -6.0063 | 0 | 0 | 0 | 0 | 89.5608 | 11.7036 | -77.9313 | 96.6218 | 0.3732 | 0.38992 | 0.38586 | 0.37025 | 33.4245 | 4.5635 | -30.071 | 35.7745
8 | 26 | 4 | 406.7019 | 407.2562 | 409.1917 | 410.3701 | 0 | 0 | 0 | 0 | 125.9384 | 257.5064 | 0 | 0 | 0 | 0 | 0 | 0 | 195.0348 | 67.0956 | 311.4682 | 311.4682 | 0 | 0 | 0 | 0 | 0 | 46.1211 | 42.8422 | 8.1398 | 0 | 0 | 0 | 0 | 85.7287 | 36.5332 | 54.8812 | 90.762 | 0.37386 | 0.38754 | 0.38853 | 0.36998 | 32.0506 | 14.1581 | 21.3231 | 33.5806
8 | 26 | 5 | 408.9656 | 407.644 | 407.5159 | 406.8593 | 0 | 0 | 0 | 0 | 155.436 | 244.3176 | 0 | 0 | 0 | 0 | 0 | 0 | 191.8502 | 67.5901 | 295.5685 | 295.5685 | 0 | 0 | 0 | 0 | 0 | 26.3309 | 125.2582 | -70.1517 | 0 | 0 | 0 | 0 | 61.6793 | 69.4055 | -13.3108 | 181.4425 | 0.37065 | 0.39036 | 0.39029 | 0.37126 | 22.8614 | 27.0934 | -5.1951 | 67.362
8 | 26 | 6 | 407.1525 | 403.7885 | 401.4581 | 398.9175 | 0 | 0 | 0 | 0 | 157.7 | 253.5242 | 0 | 0 | 0 | 0 | 0 | 0 | 185.5008 | 77.434 | 285.5972 | 285.6068 | 0 | 0 | 0 | 0 | 0 | 27.5427 | 287.6124 | -85.2285 | 0 | 0 | 0 | 0 | 63.9518 | 45.2876 | -171.7514 | 198.5392 | 0.37177 | 0.38885 | 0.38239 | 0.37131 | 23.7755 | 17.6099 | -65.6758 | 73.7204
8 | 26 | 7 | 420.8698 | 416.5096 | 413.3436 | 410.3063 | 0 | 0 | 0 | 0 | 128.0387 | 227.2483 | 0 | 0 | 0 | 0 | 0 | 0 | 227.4478 | 168.767 | 410.3996 | 411.5185 | 0 | 0 | 0 | 0 | 0 | -15.5972 | -71.3426 | -6.7807 | 0 | 0 | 0 | 0 | 65.3833 | 36.0915 | 74.2866 | 5.5685 | 0.3667 | 0.37732 | 0.37117 | 0.37991 | 23.9761 | 13.6181 | 27.573 | 2.1155
8 | 26 | 8 | 452.2753 | 448.1896 | 445.8509 | 444.0122 | 0 | 0 | 0 | 0 | 110.6425 | 159.7063 | 0 | 0 | 0 | 0 | 0 | 0 | 302.2553 | 301.5027 | 588.2788 | 599.9077 | 0 | 0 | 0 | 0 | 0 | -28.1761 | -169.8223 | 40.698 | 0 | 0 | 0 | 0 | 39.3775 | 15.1567 | 27.3944 | -196.5935 | 0.37186 | 0.38691 | 0.38697 | 0.38173 | 14.6428 | 5.8643 | 10.6008 | -75.0457
8 | 26 | 9 | 485.891 | 483.1871 | 482.889 | 483.3038 | 0 | 0 | 0 | 0 | 100.0164 | 136.5107 | 0 | 0 | 0 | 0 | 0 | 0 | 370.9296 | 413.4805 | 741.4292 | 763.6235 | 0 | 0 | 0 | 0 | 0 | -49.2885 | -284.3135 | -246.216 | 0 | 0 | 0 | 0 | 14.945 | -17.5156 | 25.7733 | -34.1037 | 0.37575 | 0.32651 | 0.32636 | 0.067785 | 5.6156 | -5.719 | 8.4114 | -2.3117
8 | 26 | 10 | 509.9435 | 507.5093 | 507.5476 | 508.1821 | 0 | 0 | 0 | 0 | 117.495 | 128.5989 | 0 | 0 | 0 | 0 | 0 | 0 | 416.6634 | 471.4399 | 829.834 | 860.093 | 0 | 0 | 0 | 0 | 0 | -44.2542 | -287.1149 | -348.503 | 0 | 0 | 0 | 0 | -24.2149 | -48.2754 | -35.1715 | -3.4079 | 0.38219 | 0.32795 | 0.328 | 0.071605 | -9.2548 | -15.8319 | -11.5362 | -0.24403
8 | 26 | 11 | 529.3614 | 527.146 | 527.2108 | 527.5093 | 0 | 0 | 0 | 0 | 133.3772 | 132.299 | 0 | 0 | 0 | 0 | 0 | 0 | 424.9767 | 480.6961 | 801.0314 | 834.1389 | 0 | 0 | 0 | 0 | 0 | -53.549 | -349.9166 | -351 | 0 | 0 | 0 | 0 | -28.9925 | -32.3002 | 76.096 | 44.3705 | 0.37921 | 0.32752 | 0.328 | 0.071605 | -10.9942 | -10.579 | 24.9595 | 3.1771
8 | 26 | 12 | 545.9314 | 544.1702 | 544.5859 | 544.9279 | 0 | 0 | 0 | 0 | 140.8299 | 130.1599 | 0 | 0 | 0 | 0 | 0 | 0 | 416.4036 | 477.5316 | 834.3651 | 867.2946 | 0 | 0 | 0 | 0 | 0 | -49.8193 | -334.5291 | -354.3905 | 0 | 0 | 0 | 0 | -11.3022 | -13.702 | 44.75 | 32.0239 | 0.37557 | 0.32768 | 0.328 | 0.071605 | -4.2447 | -4.4899 | 14.678 | 2.2931
8 | 26 | 13 | 569.1045 | 568.6192 | 570.4439 | 571.915 | 0 | 0 | 0 | 0 | 147.0128 | 144.7989 | 0 | 0 | 0 | 0 | 0 | 0 | 463.8422 | 521.5821 | 889.2486 | 923.7602 | 0 | 0 | 0 | 0 | 0 | -19.1464 | -256.7642 | -243.3871 | 0 | 0 | 0 | 0 | -41.7506 | -78.6155 | -62.0406 | -108.4581 | 0.37374 | 0.32755 | 0.32763 | 0.071605 | -15.6039 | -25.7507 | -20.3262 | -7.7661
8 | 26 | 14 | 590.1094 | 590.7157 | 593.8445 | 596.4818 | 0 | 0 | 0 | 0 | 172.3958 | 142.4928 | 0 | 0 | 0 | 0 | 0 | 0 | 452.7063 | 521.3165 | 926.5028 | 961.3815 | 0 | 0 | 0 | 0 | 0 | -10.0955 | -70.5045 | -96.1268 | 0 | 0 | 0 | 0 | -34.9928 | -62.9981 | -262.1537 | -268.7729 | 0.37404 | 0.327 | 0.32733 | 0.070824 | -13.0887 | -20.6005 | -85.8111 | -19.0356
8 | 26 | 15 | 600.9611 | 602.5915 | 606.8601 | 610.4632 | 0 | 0 | 0 | 0 | 185.5341 | 186.7294 | 0 | 0 | 0 | 0 | 0 | 0 | 371.2201 | 432.7622 | 891.0875 | 920.1345 | 0 | 0 | 0 | 0 | 0 | -9.2918 | -9.155 | -34.3147 | 0 | 0 | 0 | 0 | 44.2069 | -7.6082 | -275.0725 | -275.3566 | 0.38108 | 0.31254 | 0.31233 | 0.32609 | 16.8462 | -2.3779 | -85.9146 | -89.7912
8 | 26 | 16 | 611.9519 | 615.996 | 622.9737 | 628.9762 | 0 | 0 | 0 | 0 | 180.0466 | 237.5796 | 0 | 0 | 0 | 0 | 0 | 0 | 421.0239 | 443.465 | 820.4835 | 844.6831 | 0 | 0 | 0 | 0 | 0 | -11.5352 | -25.0759 | 7.1961 | 0 | 0 | 0 | 0 | 10.8814 | -53.5134 | -172.4339 | -222.903 | 0.38915 | 0.32585 | 0.31944 | 0.31698 | 4.2345 | -17.4374 | -55.0831 | -70.6559
8 | 26 | 17 | 616.1967 | 622.9907 | 632.988 | 641.6281 | 0 | 0 | 0 | 0 | 177.322 | 232.4796 | 0 | 0 | 0 | 0 | 0 | 0 | 406.2411 | 385.5846 | 727.9322 | 743.0204 | 0 | 0 | 0 | 0 | 0 | -13.7808 | -24.6232 | 18.822 | 0 | 0 | 0 | 0 | 32.6337 | 18.7073 | -70.321 | -120.2142 | 0.39 | 0.39598 | 0.39187 | 0.36712 | 12.7272 | 7.4077 | -27.5564 | -44.1333
8 | 26 | 18 | 607.2073 | 616.597 | 629.4242 | 640.5775 | 0 | 0 | 0 | 0 | 192.5077 | 252.585 | 0 | 0 | 0 | 0 | 0 | 0 | 324.2726 | 240.4204 | 553.548 | 557.4888 | 0 | 0 | 0 | 0 | 0 | -8.0596 | -37.8435 | 0 | 0 | 0 | 0 | 0 | 90.427 | 131.6512 | 113.7197 | 83.0887 | 0.3917 | 0.40014 | 0.39346 | 0.38236 | 35.4207 | 52.6796 | 44.7446 | 31.7698
8 | 26 | 19 | 606.4355 | 617.6837 | 632.5313 | 645.4425 | 0 | 0 | 0 | 0 | 202.0995 | 284.6375 | 0 | 0 | 0 | 0 | 0 | 0 | 253.9738 | 134.7922 | 375.9551 | 375.9651 | 0 | 0 | 0 | 0 | 0 | 3.3756 | -28.0265 | 74.9623 | 0 | 0 | 0 | 0 | 150.3622 | 194.8783 | 284.6027 | 194.5151 | 0.39028 | 0.3992 | 0.39311 | 0.38685 | 58.6839 | 77.7963 | 111.8813 | 75.2483
8 | 26 | 20 | 617.722 | 630.1069 | 646.1585 | 660.0192 | 0 | 0 | 0 | 0 | 201.0812 | 319.3349 | 0 | 0 | 0 | 0 | 0 | 0 | 258.3412 | 156.9117 | 385.1926 | 385.1926 | 0 | 0 | 0 | 0 | 0 | 13.4957 | 96.3538 | 359.0237 | 0 | 0 | 0 | 0 | 158.2996 | 140.3646 | 164.6121 | -84.1972 | 0.39125 | 0.40133 | 0.39529 | 0.38828 | 61.9342 | 56.3327 | 65.0702 | -32.6917
8 | 26 | 21 | 586.6721 | 598.9774 | 614.7246 | 628.2186 | 0 | 0 | 0 | 0 | 196.9301 | 320.7395 | 0 | 0 | 0 | 0 | 0 | 0 | 284.997 | 196.8877 | 383.1311 | 383.1311 | 0 | 0 | 0 | 0 | 0 | 2.5949 | 13.6924 | 294.8072 | 0 | 0 | 0 | 0 | 104.7451 | 78.7553 | 217.901 | -49.7197 | 0.3882 | 0.39886 | 0.39319 | 0.38634 | 40.6621 | 31.4124 | 85.6773 | -19.2088
8 | 26 | 22 | 536.0842 | 548.171 | 563.4631 | 576.562 | 0 | 0 | 0 | 0 | 192.9748 | 323.5148 | 0 | 0 | 0 | 0 | 0 | 0 | 242.0608 | 179.4866 | 376.7925 | 376.7925 | 0 | 0 | 0 | 0 | 0 | 10.6948 | 99.0159 | 137.93 | 0 | 0 | 0 | 0 | 101.0487 | 34.4748 | 87.6547 | 61.8395 | 0.38109 | 0.39369 | 0.38812 | 0.38014 | 38.5086 | 13.5725 | 34.0208 | 23.5079
8 | 26 | 23 | 485.8501 | 497.0295 | 511.1031 | 523.1237 | 0 | 0 | 0 | 0 | 189.7571 | 322.3374 | 0 | 0 | 0 | 0 | 0 | 0 | 216.0962 | 157.8387 | 357.4401 | 357.4401 | 0 | 0 | 0 | 0 | 0 | 18.3783 | 78.7845 | 102.3173 | 0 | 0 | 0 | 0 | 79.9969 | -1.5249 | 74.8786 | 63.3663 | 0.37177 | 0.39333 | 0.38899 | 0.37327 | 29.7402 | -0.59977 | 29.1269 | 23.6527
8 | 26 | 24 | 448.657 | 457.6341 | 469.0846 | 478.7426 | 0 | 0 | 0 | 0 | 168.2519 | 347.4335 | 0 | 0 | 0 | 0 | 0 | 0 | 212.092 | 156.4473 | 330.1593 | 330.1593 | 0 | 0 | 0 | 0 | 0 | 10.5027 | 122.7964 | 101.5998 | 0 | 0 | 0 | 0 | 68.3132 | -56.7494 | 16.129 | 46.9836 | 0.36952 | 0.39289 | 0.39083 | 0.37129 | 25.2434 | -22.2962 | 6.3037 | 17.4446
8 | 27 | 1 | 426.2832 | 432.6327 | 441.0253 | 447.8998 | 0 | 0 | 0 | 0 | 142.0922 | 343.7594 | 0 | 0 | 0 | 0 | 0 | 0 | 169.424 | 119.614 | 290.8939 | 290.8939 | 0 | 0 | 0 | 0 | 0 | 26.4573 | 184.4302 | 108.7799 | 0 | 0 | 0 | 0 | 114.7671 | -57.198 | -34.2988 | 48.226 | 0.37223 | 0.39077 | 0.38906 | 0.37051 | 42.7203 | -22.3515 | -13.3442 | 17.8681
8 | 27 | 2 | 414.1068 | 418.5453 | 424.7826 | 429.7551 | 0 | 0 | 0 | 0 | 127.3354 | 333.9679 | 0 | 0 | 0 | 0 | 0 | 0 | 119.2997 | 78.8194 | 257.712 | 257.712 | 0 | 0 | 0 | 0 | 0 | 35.8903 | 146.5952 | 0.27037 | 0 | 0 | 0 | 0 | 167.4717 | -30.1323 | 20.4755 | 171.7728 | 0.3725 | 0.38904 | 0.38716 | 0.37014 | 62.3824 | -11.7228 | 7.9272 | 63.5795
8 | 27 | 3 | 409.0519 | 411.5897 | 415.7284 | 418.8664 | 0 | 0 | 0 | 0 | 120.7717 | 325.0108 | 0 | 0 | 0 | 0 | 0 | 0 | 115.8613 | 70.2871 | 221.1858 | 221.1858 | 0 | 0 | 0 | 0 | 0 | 3.0494 | 165.2955 | -6.0063 | 0 | 0 | 0 | 0 | 172.4189 | 13.2423 | 29.2471 | 203.6869 | 0.3732 | 0.38992 | 0.38586 | 0.37025 | 64.3475 | 5.1635 | 11.2854 | 75.4157
8 | 27 | 4 | 417.1441 | 418.0403 | 420.3902 | 421.9272 | 0 | 0 | 0 | 0 | 125.9384 | 257.5064 | 0 | 0 | 0 | 0 | 0 | 0 | 119.8705 | 69.8644 | 192.6465 | 192.6465 | 0 | 0 | 0 | 0 | 0 | 46.1211 | 42.8422 | 8.1398 | 0 | 0 | 0 | 0 | 171.3352 | 44.5484 | 184.9015 | 221.1409 | 0.37386 | 0.38754 | 0.38853 | 0.36998 | 64.0556 | 17.2643 | 71.8402 | 81.8187
8 | 27 | 5 | 445.024 | 444.8827 | 446.1858 | 446.7674 | 0 | 0 | 0 | 0 | 155.436 | 244.3176 | 0 | 0 | 0 | 0 | 0 | 0 | 92.3736 | 48.3963 | 161.9089 | 161.9089 | 0 | 0 | 0 | 0 | 0 | 26.3309 | 125.2582 | -70.1517 | 0 | 0 | 0 | 0 | 197.2143 | 125.8379 | 159.0187 | 355.0102 | 0.37065 | 0.39036 | 0.39029 | 0.37126 | 73.0975 | 49.1226 | 62.0631 | 131.8004
8 | 27 | 6 | 485.85 | 485.0621 | 485.8553 | 486.017 | 0 | 0 | 0 | 0 | 157.7 | 253.5242 | 0 | 0 | 0 | 0 | 0 | 0 | 86.7077 | 50.9232 | 157.7092 | 157.7173 | 0 | 0 | 0 | 0 | 0 | 27.5427 | 287.6124 | -85.2285 | 0 | 0 | 0 | 0 | 241.4423 | 153.072 | 40.5338 | 413.5282 | 0.37177 | 0.38885 | 0.38239 | 0.37131 | 89.7616 | 59.5213 | 15.4997 | 153.5488
8 | 27 | 7 | 523.2981 | 522.2907 | 523.1903 | 523.67 | 0 | 0 | 0 | 0 | 128.0387 | 227.2483 | 0 | 0 | 0 | 0 | 0 | 0 | 112.4968 | 144.8282 | 429.3932 | 430.4842 | 0 | 0 | 0 | 0 | 0 | -15.5972 | -71.3426 | -6.7807 | 0 | 0 | 0 | 0 | 282.7626 | 165.8114 | 165.1397 | 99.9666 | 0.3667 | 0.37732 | 0.37117 | 0.37991 | 103.6893 | 62.5641 | 61.295 | 37.9785
8 | 27 | 8 | 566.9587 | 566.6271 | 568.8403 | 570.9394 | 0 | 0 | 0 | 0 | 110.6425 | 159.7063 | 0 | 0 | 0 | 0 | 0 | 0 | 183.049 | 305.6117 | 743.3337 | 757.5501 | 0 | 0 | 0 | 0 | 0 | -28.1761 | -169.8223 | 40.698 | 0 | 0 | 0 | 0 | 273.2672 | 129.4852 | -4.6711 | -227.3087 | 0.37186 | 0.38691 | 0.38697 | 0.38173 | 101.6164 | 50.0996 | -1.8076 | -86.7706
8 | 27 | 9 | 607.282 | 608.5518 | 613.0719 | 617.6549 | 0 | 0 | 0 | 0 | 100.0164 | 136.5107 | 0 | 0 | 0 | 0 | 0 | 0 | 239.2466 | 425.1184 | 950.6178 | 978.7102 | 0 | 0 | 0 | 0 | 0 | -49.2885 | -284.3135 | -246.216 | 0 | 0 | 0 | 0 | 268.0191 | 96.2112 | -53.2325 | -114.8392 | 0.37575 | 0.32651 | 0.32636 | 0.067785 | 100.7075 | 31.4139 | -17.373 | -7.7844
8 | 27 | 10 | 643.5897 | 645.5303 | 650.8732 | 656.0968 | 0 | 0 | 0 | 0 | 117.495 | 128.5989 | 0 | 0 | 0 | 0 | 0 | 0 | 267.4925 | 495.3813 | 1068.9355 | 1107.3706 | 0 | 0 | 0 | 0 | 0 | -44.2542 | -287.1149 | -348.503 | 0 | 0 | 0 | 0 | 258.6022 | 65.8043 | -130.9473 | -102.7708 | 0.38219 | 0.32795 | 0.328 | 0.071605 | 98.836 | 21.5805 | -42.9507 | -7.3589
8 | 27 | 11 | 680.4295 | 683.1591 | 689.2201 | 694.7058 | 0 | 0 | 0 | 0 | 133.3772 | 132.299 | 0 | 0 | 0 | 0 | 0 | 0 | 274.7881 | 528.7657 | 1107.7216 | 1152.3775 | 0 | 0 | 0 | 0 | 0 | -53.549 | -349.9166 | -351 | 0 | 0 | 0 | 0 | 272.2642 | 75.6434 | -68.585 | -106.6717 | 0.37921 | 0.32752 | 0.328 | 0.071605 | 103.2447 | 24.7748 | -22.4958 | -7.6382
8 | 27 | 12 | 701.7129 | 705.0512 | 711.65 | 717.3412 | 0 | 0 | 0 | 0 | 140.8299 | 130.1599 | 0 | 0 | 0 | 0 | 0 | 0 | 275.7417 | 533.774 | 1134.1484 | 1180.7758 | 0 | 0 | 0 | 0 | 0 | -49.8193 | -334.5291 | -354.3905 | 0 | 0 | 0 | 0 | 285.1413 | 90.9365 | -87.9692 | -109.0441 | 0.37557 | 0.32768 | 0.328 | 0.071605 | 107.0895 | 29.7985 | -28.8539 | -7.8081
8 | 27 | 13 | 727.8592 | 732.5706 | 740.6965 | 747.6188 | 0 | 0 | 0 | 0 | 147.0128 | 144.7989 | 0 | 0 | 0 | 0 | 0 | 0 | 269.9128 | 509.0859 | 1080.3507 | 1124.553 | 0 | 0 | 0 | 0 | 0 | -19.1464 | -256.7642 | -243.3871 | 0 | 0 | 0 | 0 | 310.9336 | 97.8322 | -82.8901 | -133.5471 | 0.37374 | 0.32755 | 0.32763 | 0.071605 | 116.2084 | 32.0452 | -27.157 | -9.5626
8 | 27 | 14 | 746.2172 | 751.9337 | 761.2586 | 769.2563 | 0 | 0 | 0 | 0 | 172.3958 | 142.4928 | 0 | 0 | 0 | 0 | 0 | 0 | 304.8195 | 524.5641 | 1041.0653 | 1083.0631 | 0 | 0 | 0 | 0 | 0 | -10.0955 | -70.5045 | -96.1268 | 0 | 0 | 0 | 0 | 269.0019 | 94.9723 | -209.3021 | -217.68 | 0.37404 | 0.327 | 0.32733 | 0.070824 | 100.6173 | 31.0562 | -68.5111 | -15.417
8 | 27 | 15 | 757.1777 | 763.9218 | 774.3908 | 783.358 | 0 | 0 | 0 | 0 | 185.5341 | 186.7294 | 0 | 0 | 0 | 0 | 0 | 0 | 279.2074 | 502.1562 | 1024.2517 | 1064.019 | 0 | 0 | 0 | 0 | 0 | -9.2918 | -9.155 | -34.3147 | 0 | 0 | 0 | 0 | 292.4363 | 84.3281 | -240.7059 | -246.3463 | 0.38108 | 0.31254 | 0.31233 | 0.32609 | 111.4404 | 26.3558 | -75.1807 | -80.3312
8 | 27 | 16 | 762.4761 | 771.4474 | 784.3996 | 795.5708 | 0 | 0 | 0 | 0 | 180.0466 | 237.5796 | 0 | 0 | 0 | 0 | 0 | 0 | 257.6909 | 443.3637 | 940.5366 | 971.8176 | 0 | 0 | 0 | 0 | 0 | -11.5352 | -25.0759 | 7.1961 | 0 | 0 | 0 | 0 | 324.7387 | 102.0394 | -131.0611 | -183.4429 | 0.38915 | 0.32585 | 0.31944 | 0.31698 | 126.3706 | 33.2497 | -41.8667 | -58.1478
8 | 27 | 17 | 753.94 | 765.243 | 780.7075 | 794.0773 | 0 | 0 | 0 | 0 | 177.322 | 232.4796 | 0 | 0 | 0 | 0 | 0 | 0 | 306.5671 | 412.8499 | 795.6782 | 815.3926 | 0 | 0 | 0 | 0 | 0 | -13.7808 | -24.6232 | 18.822 | 0 | 0 | 0 | 0 | 270.051 | 133.6943 | 9.6524 | -40.1372 | 0.39 | 0.39598 | 0.39187 | 0.36712 | 105.3208 | 52.9398 | 3.7825 | -14.7352
8 | 27 | 18 | 725.4077 | 738.6666 | 756.1853 | 771.3973 | 0 | 0 | 0 | 0 | 192.5077 | 252.585 | 0 | 0 | 0 | 0 | 0 | 0 | 224.8009 | 245.8749 | 511.4268 | 516.12 | 0 | 0 | 0 | 0 | 0 | -8.0596 | -37.8435 | 0 | 0 | 0 | 0 | 0 | 308.099 | 248.2663 | 282.6021 | 255.2773 | 0.3917 | 0.40014 | 0.39346 | 0.38236 | 120.6839 | 99.3425 | 111.1937 | 97.6077
8 | 27 | 19 | 706.6339 | 721.162 | 739.9866 | 756.3383 | 0 | 0 | 0 | 0 | 202.0995 | 284.6375 | 0 | 0 | 0 | 0 | 0 | 0 | 197.6521 | 154.5252 | 254.1678 | 254.1755 | 0 | 0 | 0 | 0 | 0 | 3.3756 | -28.0265 | 74.9623 | 0 | 0 | 0 | 0 | 306.8822 | 278.6237 | 513.8453 | 427.2006 | 0.39028 | 0.3992 | 0.39311 | 0.38685 | 119.7711 | 111.2278 | 201.9998 | 165.2628
8 | 27 | 20 | 709.0916 | 724.4675 | 744.1456 | 761.1436 | 0 | 0 | 0 | 0 | 201.0812 | 319.3349 | 0 | 0 | 0 | 0 | 0 | 0 | 179.5973 | 127.676 | 239.1754 | 239.1754 | 0 | 0 | 0 | 0 | 0 | 13.4957 | 96.3538 | 359.0237 | 0 | 0 | 0 | 0 | 328.4131 | 263.9608 | 408.6164 | 162.9445 | 0.39125 | 0.40133 | 0.39529 | 0.38828 | 128.4905 | 105.9357 | 161.5237 | 63.2674
8 | 27 | 21 | 660.9281 | 675.664 | 694.3586 | 710.4023 | 0 | 0 | 0 | 0 | 196.9301 | 320.7395 | 0 | 0 | 0 | 0 | 0 | 0 | 159.2166 | 112.7669 | 253.0759 | 253.0759 | 0 | 0 | 0 | 0 | 0 | 2.5949 | 13.6924 | 294.8072 | 0 | 0 | 0 | 0 | 304.7814 | 239.5628 | 427.5903 | 162.5193 | 0.3882 | 0.39886 | 0.39319 | 0.38634 | 118.3162 | 95.5524 | 168.1258 | 62.7881
8 | 27 | 22 | 596.9429 | 611.0219 | 628.7295 | 643.9181 | 0 | 0 | 0 | 0 | 192.9748 | 323.5148 | 0 | 0 | 0 | 0 | 0 | 0 | 112.0624 | 92.4826 | 283.0987 | 283.0987 | 0 | 0 | 0 | 0 | 0 | 10.6948 | 99.0159 | 137.93 | 0 | 0 | 0 | 0 | 291.9058 | 184.3296 | 246.6148 | 222.8894 | 0.38109 | 0.39369 | 0.38812 | 0.38014 | 111.2422 | 72.5696 | 95.7169 | 84.7301
8 | 27 | 23 | 535.3601 | 548.1602 | 564.1989 | 577.9196 | 0 | 0 | 0 | 0 | 189.7571 | 322.3374 | 0 | 0 | 0 | 0 | 0 | 0 | 99.5576 | 87.2135 | 288.2122 | 288.2122 | 0 | 0 | 0 | 0 | 0 | 18.3783 | 78.7845 | 102.3173 | 0 | 0 | 0 | 0 | 246.0455 | 120.231 | 197.2022 | 187.39 | 0.37177 | 0.39333 | 0.38899 | 0.37327 | 91.4718 | 47.2902 | 76.7093 | 69.9469
8 | 27 | 24 | 489.4289 | 499.7407 | 512.8094 | 523.8674 | 0 | 0 | 0 | 0 | 168.2519 | 347.4335 | 0 | 0 | 0 | 0 | 0 | 0 | 95.8316 | 79.1258 | 267.9315 | 267.9315 | 0 | 0 | 0 | 0 | 0 | 10.5027 | 122.7964 | 101.5998 | 0 | 0 | 0 | 0 | 225.3454 | 62.6786 | 122.0816 | 154.3362 | 0.36952 | 0.39289 | 0.39083 | 0.37129 | 83.2706 | 24.6258 | 47.7135 | 57.3038
8 | 28 | 1 | 461.0363 | 468.5234 | 478.2954 | 486.3633 | 0 | 0 | 0 | 0 | 142.0922 | 343.7594 | 0 | 0 | 0 | 0 | 0 | 0 | 89.3155 | 69.7296 | 247.0679 | 247.0679 | 0 | 0 | 0 | 0 | 0 | 26.4573 | 184.4302 | 108.7799 | 0 | 0 | 0 | 0 | 229.6286 | 28.5771 | 46.7974 | 130.5155 | 0.37223 | 0.39077 | 0.38906 | 0.37051 | 85.4758 | 11.1672 | 18.2069 | 48.3569
8 | 28 | 2 | 443.6025 | 449.0066 | 456.4146 | 462.3999 | 0 | 0 | 0 | 0 | 127.3354 | 333.9679 | 0 | 0 | 0 | 0 | 0 | 0 | 76.9854 | 59.5223 | 230.6109 | 230.6109 | 0 | 0 | 0 | 0 | 0 | 35.8903 | 146.5952 | 0.27037 | 0 | 0 | 0 | 0 | 239.2817 | 19.626 | 79.2085 | 231.5186 | 0.3725 | 0.38904 | 0.38716 | 0.37014 | 89.1313 | 7.6354 | 30.666 | 85.6937
8 | 28 | 3 | 433.816 | 437.1644 | 442.286 | 446.2743 | 0 | 0 | 0 | 0 | 120.7717 | 325.0108 | 0 | 0 | 0 | 0 | 0 | 0 | 61.9025 | 53.8786 | 224.6426 | 224.6426 | 0 | 0 | 0 | 0 | 0 | 3.0494 | 165.2955 | -6.0063 | 0 | 0 | 0 | 0 | 251.1418 | 55.2256 | 52.3479 | 227.638 | 0.3732 | 0.38992 | 0.38586 | 0.37025 | 93.7273 | 21.5336 | 20.1992 | 84.2836
8 | 28 | 4 | 437.0134 | 438.56 | 441.6985 | 443.9178 | 0 | 0 | 0 | 0 | 125.9384 | 257.5064 | 0 | 0 | 0 | 0 | 0 | 0 | 53.0315 | 47.1583 | 199.8063 | 199.8063 | 0 | 0 | 0 | 0 | 0 | 46.1211 | 42.8422 | 8.1398 | 0 | 0 | 0 | 0 | 258.0434 | 87.7742 | 199.05 | 235.9716 | 0.37386 | 0.38754 | 0.38853 | 0.36998 | 96.4725 | 34.0161 | 77.3373 | 87.3058
8 | 28 | 5 | 462.2645 | 462.6877 | 464.675 | 465.8486 | 0 | 0 | 0 | 0 | 155.436 | 244.3176 | 0 | 0 | 0 | 0 | 0 | 0 | 53.272 | 44.5446 | 171.2832 | 171.2832 | 0 | 0 | 0 | 0 | 0 | 26.3309 | 125.2582 | -70.1517 | 0 | 0 | 0 | 0 | 253.5565 | 147.4946 | 168.1336 | 364.7171 | 0.37065 | 0.39036 | 0.39029 | 0.37126 | 93.9807 | 57.5766 | 65.6206 | 135.4042
8 | 28 | 6 | 500.8426 | 500.5455 | 501.9338 | 502.6103 | 0 | 0 | 0 | 0 | 157.7 | 253.5242 | 0 | 0 | 0 | 0 | 0 | 0 | 51.5348 | 50.4098 | 179.346 | 179.3546 | 0 | 0 | 0 | 0 | 0 | 27.5427 | 287.6124 | -85.2285 | 0 | 0 | 0 | 0 | 291.6079 | 169.0687 | 34.9755 | 408.4841 | 0.37177 | 0.38885 | 0.38239 | 0.37131 | 108.4118 | 65.7416 | 13.3742 | 151.6758
8 | 28 | 7 | 539.324 | 538.8413 | 540.3769 | 541.407 | 0 | 0 | 0 | 0 | 128.0387 | 227.2483 | 0 | 0 | 0 | 0 | 0 | 0 | 93.6314 | 153.6699 | 459.1589 | 460.3969 | 0 | 0 | 0 | 0 | 0 | -15.5972 | -71.3426 | -6.7807 | 0 | 0 | 0 | 0 | 317.6539 | 173.5204 | 152.5606 | 87.7908 | 0.3667 | 0.37732 | 0.37117 | 0.37991 | 116.484 | 65.4728 | 56.626 | 33.3528
8 | 28 | 8 | 583.3653 | 583.5708 | 586.4352 | 589.0977 | 0 | 0 | 0 | 0 | 110.6425 | 159.7063 | 0 | 0 | 0 | 0 | 0 | 0 | 160.1656 | 303.8282 | 774.1483 | 788.82 | 0 | 0 | 0 | 0 | 0 | -28.1761 | -169.8223 | 40.698 | 0 | 0 | 0 | 0 | 312.5572 | 148.2125 | -17.8908 | -240.4203 | 0.37186 | 0.38691 | 0.38697 | 0.38173 | 116.2267 | 57.3454 | -6.9232 | -91.7757
8 | 28 | 9 | 627.9308 | 629.8765 | 635.2162 | 640.5083 | 0 | 0 | 0 | 0 | 100.0164 | 136.5107 | 0 | 0 | 0 | 0 | 0 | 0 | 216.4603 | 417.829 | 973.158 | 1002.0265 | 0 | 0 | 0 | 0 | 0 | -49.2885 | -284.3135 | -246.216 | 0 | 0 | 0 | 0 | 311.4542 | 124.8253 | -53.6284 | -115.3022 | 0.37575 | 0.32651 | 0.32636 | 0.067785 | 117.0281 | 40.7567 | -17.5022 | -7.8158
8 | 28 | 10 | 671.6895 | 674.5499 | 681.0081 | 687.1965 | 0 | 0 | 0 | 0 | 117.495 | 128.5989 | 0 | 0 | 0 | 0 | 0 | 0 | 253.2819 | 488.5236 | 1075.8426 | 1114.8933 | 0 | 0 | 0 | 0 | 0 | -44.2542 | -287.1149 | -348.503 | 0 | 0 | 0 | 0 | 300.9126 | 101.6815 | -107.7195 | -79.1938 | 0.38219 | 0.32795 | 0.328 | 0.071605 | 115.0068 | 33.3464 | -35.332 | -5.6707
8 | 28 | 11 | 709.4539 | 713.1336 | 720.3465 | 726.8289 | 0 | 0 | 0 | 0 | 133.3772 | 132.299 | 0 | 0 | 0 | 0 | 0 | 0 | 268.4625 | 519.5007 | 1113.2921 | 1157.3894 | 0 | 0 | 0 | 0 | 0 | -53.549 | -349.9166 | -351 | 0 | 0 | 0 | 0 | 307.6142 | 114.8828 | -43.029 | -79.5605 | 0.37921 | 0.32752 | 0.328 | 0.071605 | 116.6497 | 37.6265 | -14.1135 | -5.6969
8 | 28 | 12 | 742.231 | 746.8956 | 755.1027 | 762.1851 | 0 | 0 | 0 | 0 | 140.8299 | 130.1599 | 0 | 0 | 0 | 0 | 0 | 0 | 272.8942 | 527.3386 | 1119.5022 | 1165.6663 | 0 | 0 | 0 | 0 | 0 | -49.8193 | -334.5291 | -354.3905 | 0 | 0 | 0 | 0 | 328.5069 | 139.2163 | -29.8704 | -49.0906 | 0.37557 | 0.32768 | 0.328 | 0.071605 | 123.3762 | 45.619 | -9.7975 | -3.5151
8 | 28 | 13 | 778.6019 | 784.9744 | 795.1143 | 803.779 | 0 | 0 | 0 | 0 | 147.0128 | 144.7989 | 0 | 0 | 0 | 0 | 0 | 0 | 269.9409 | 521.2297 | 1114.6386 | 1160.1875 | 0 | 0 | 0 | 0 | 0 | -19.1464 | -256.7642 | -243.3871 | 0 | 0 | 0 | 0 | 361.6482 | 138.0922 | -62.7601 | -113.0214 | 0.37374 | 0.32755 | 0.32763 | 0.071605 | 135.1625 | 45.2324 | -20.5619 | -8.0929
8 | 28 | 14 | 803.4139 | 811.0026 | 822.5978 | 832.5594 | 0 | 0 | 0 | 0 | 172.3958 | 142.4928 | 0 | 0 | 0 | 0 | 0 | 0 | 285.4318 | 519.7371 | 1091.1886 | 1133.5639 | 0 | 0 | 0 | 0 | 0 | -10.0955 | -70.5045 | -96.1268 | 0 | 0 | 0 | 0 | 345.5862 | 158.8682 | -198.0863 | -204.8777 | 0.37404 | 0.327 | 0.32733 | 0.070824 | 129.2629 | 51.9504 | -64.8398 | -14.5103
8 | 28 | 15 | 823.2575 | 832.1647 | 845.2565 | 856.4927 | 0 | 0 | 0 | 0 | 185.5341 | 186.7294 | 0 | 0 | 0 | 0 | 0 | 0 | 283.5042 | 480.9879 | 1040.6229 | 1076.7405 | 0 | 0 | 0 | 0 | 0 | -9.2918 | -9.155 | -34.3147 | 0 | 0 | 0 | 0 | 354.2193 | 173.7393 | -186.2114 | -185.9332 | 0.38108 | 0.31254 | 0.31233 | 0.32609 | 134.9844 | 54.3003 | -58.1602 | -60.6311
8 | 28 | 16 | 832.6349 | 843.9029 | 859.6397 | 873.2199 | 0 | 0 | 0 | 0 | 180.0466 | 237.5796 | 0 | 0 | 0 | 0 | 0 | 0 | 244.104 | 427.3322 | 953.544 | 984.3852 | 0 | 0 | 0 | 0 | 0 | -11.5352 | -25.0759 | 7.1961 | 0 | 0 | 0 | 0 | 408.4843 | 190.5263 | -68.8284 | -118.3614 | 0.38915 | 0.32585 | 0.31944 | 0.31698 | 158.9599 | 62.0833 | -21.9869 | -37.5183
8 | 28 | 17 | 818.7146 | 832.1379 | 850.1733 | 865.7674 | 0 | 0 | 0 | 0 | 177.322 | 232.4796 | 0 | 0 | 0 | 0 | 0 | 0 | 194.8016 | 338.9966 | 810.1025 | 829.879 | 0 | 0 | 0 | 0 | 0 | -13.7808 | -24.6232 | 18.822 | 0 | 0 | 0 | 0 | 446.591 | 274.4425 | 64.694 | 17.0664 | 0.39 | 0.39598 | 0.39187 | 0.36712 | 174.1719 | 108.6729 | 25.3514 | 6.2654
8 | 28 | 18 | 788.7682 | 804.1012 | 824.1347 | 841.5223 | 0 | 0 | 0 | 0 | 192.5077 | 252.585 | 0 | 0 | 0 | 0 | 0 | 0 | 129.4533 | 179.4113 | 497.4738 | 501.6452 | 0 | 0 | 0 | 0 | 0 | -8.0596 | -37.8435 | 0 | 0 | 0 | 0 | 0 | 466.8071 | 380.1644 | 364.5045 | 339.8772 | 0.3917 | 0.40014 | 0.39346 | 0.38236 | 182.8506 | 152.1209 | 143.4193 | 129.9552
8 | 28 | 19 | 763.8668 | 780.2684 | 801.3647 | 819.6816 | 0 | 0 | 0 | 0 | 202.0995 | 284.6375 | 0 | 0 | 0 | 0 | 0 | 0 | 103.3188 | 96.4128 | 264.0561 | 264.0622 | 0 | 0 | 0 | 0 | 0 | 3.3756 | -28.0265 | 74.9623 | 0 | 0 | 0 | 0 | 458.4484 | 395.8424 | 565.3351 | 480.6571 | 0.39028 | 0.3992 | 0.39311 | 0.38685 | 178.9249 | 158.0221 | 222.2411 | 185.9425
8 | 28 | 20 | 752.5647 | 769.3636 | 790.7673 | 809.258 | 0 | 0 | 0 | 0 | 201.0812 | 319.3349 | 0 | 0 | 0 | 0 | 0 | 0 | 105.6807 | 93.3221 | 287.2799 | 287.2799 | 0 | 0 | 0 | 0 | 0 | 13.4957 | 96.3538 | 359.0237 | 0 | 0 | 0 | 0 | 445.8029 | 343.2109 | 407.1335 | 162.9544 | 0.39125 | 0.40133 | 0.39529 | 0.38828 | 174.4189 | 137.7413 | 160.9375 | 63.2712
8 | 28 | 21 | 702.8421 | 718.9501 | 739.3082 | 756.7912 | 0 | 0 | 0 | 0 | 196.9301 | 320.7395 | 0 | 0 | 0 | 0 | 0 | 0 | 111.8543 | 100.2623 | 321.1954 | 321.1954 | 0 | 0 | 0 | 0 | 0 | 2.5949 | 13.6924 | 294.8072 | 0 | 0 | 0 | 0 | 394.0577 | 295.3534 | 404.4203 | 140.7886 | 0.3882 | 0.39886 | 0.39319 | 0.38634 | 152.9733 | 117.8051 | 159.0156 | 54.3926
8 | 28 | 22 | 630.0644 | 645.2276 | 664.2498 | 680.5757 | 0 | 0 | 0 | 0 | 192.9748 | 323.5148 | 0 | 0 | 0 | 0 | 0 | 0 | 89.6732 | 89.87 | 340.3527 | 340.3527 | 0 | 0 | 0 | 0 | 0 | 10.6948 | 99.0159 | 137.93 | 0 | 0 | 0 | 0 | 347.4165 | 221.1479 | 224.8812 | 202.2931 | 0.38109 | 0.39369 | 0.38812 | 0.38014 | 132.3967 | 87.0648 | 87.2815 | 76.9005
8 | 28 | 23 | 563.5143 | 577.2359 | 594.3922 | 609.0795 | 0 | 0 | 0 | 0 | 189.7571 | 322.3374 | 0 | 0 | 0 | 0 | 0 | 0 | 68.1186 | 72.3946 | 324.9734 | 324.9734 | 0 | 0 | 0 | 0 | 0 | 18.3783 | 78.7845 | 102.3173 | 0 | 0 | 0 | 0 | 305.6386 | 164.1257 | 190.6343 | 181.7888 | 0.37177 | 0.39333 | 0.38899 | 0.37327 | 113.6266 | 64.5552 | 74.1545 | 67.8562
8 | 28 | 24 | 514.4649 | 525.5962 | 539.6587 | 551.5763 | 0 | 0 | 0 | 0 | 168.2519 | 347.4335 | 0 | 0 | 0 | 0 | 0 | 0 | 55.925 | 59.1224 | 309.55 | 309.55 | 0 | 0 | 0 | 0 | 0 | 10.5027 | 122.7964 | 101.5998 | 0 | 0 | 0 | 0 | 290.2881 | 108.5376 | 107.3123 | 140.4265 | 0.36952 | 0.39289 | 0.39083 | 0.37129 | 107.2684 | 42.6433 | 41.9411 | 52.1392
8 | 29 | 1 | 482.8091 | 491.0089 | 501.6451 | 510.4606 | 0 | 0 | 0 | 0 | 142.0922 | 343.7594 | 0 | 0 | 0 | 0 | 0 | 0 | 46.1014 | 47.6125 | 300.0022 | 300.0022 | 0 | 0 | 0 | 0 | 0 | 26.4573 | 184.4302 | 108.7799 | 0 | 0 | 0 | 0 | 294.6156 | 73.1797 | 17.2127 | 101.6784 | 0.37223 | 0.39077 | 0.38906 | 0.37051 | 109.6662 | 28.5968 | 6.6967 | 37.6726
8 | 29 | 2 | 461.2238 | 467.2047 | 475.3121 | 481.9024 | 0 | 0 | 0 | 0 | 127.3354 | 333.9679 | 0 | 0 | 0 | 0 | 0 | 0 | 45.5 | 37.8305 | 275.5903 | 275.5903 | 0 | 0 | 0 | 0 | 0 | 35.8903 | 146.5952 | 0.27037 | 0 | 0 | 0 | 0 | 288.3884 | 59.5159 | 53.1267 | 206.0418 | 0.3725 | 0.38904 | 0.38716 | 0.37014 | 107.4233 | 23.1543 | 20.5683 | 76.2638
8 | 29 | 3 | 450.8571 | 454.7633 | 460.5614 | 465.1349 | 0 | 0 | 0 | 0 | 120.7717 | 325.0108 | 0 | 0 | 0 | 0 | 0 | 0 | 45.5 | 35.9978 | 254.6786 | 254.6786 | 0 | 0 | 0 | 0 | 0 | 3.0494 | 165.2955 | -6.0063 | 0 | 0 | 0 | 0 | 284.5854 | 90.7053 | 40.5873 | 216.4625 | 0.3732 | 0.38992 | 0.38586 | 0.37025 | 106.2086 | 35.3679 | 15.6612 | 80.1459
8 | 29 | 4 | 454.5984 | 456.7206 | 460.5571 | 463.3802 | 0 | 0 | 0 | 0 | 125.9384 | 257.5064 | 0 | 0 | 0 | 0 | 0 | 0 | 45.5 | 38.5875 | 239.7875 | 239.7875 | 0 | 0 | 0 | 0 | 0 | 46.1211 | 42.8422 | 8.1398 | 0 | 0 | 0 | 0 | 283.16 | 114.5057 | 177.9274 | 215.4528 | 0.37386 | 0.38754 | 0.38853 | 0.36998 | 105.8626 | 44.3756 | 69.1305 | 79.7142
8 | 29 | 5 | 479.487 | 480.4739 | 483.1448 | 484.9098 | 0 | 0 | 0 | 0 | 155.436 | 244.3176 | 0 | 0 | 0 | 0 | 0 | 0 | 45.5 | 34.9987 | 215.4735 | 215.4735 | 0 | 0 | 0 | 0 | 0 | 26.3309 | 125.2582 | -70.1517 | 0 | 0 | 0 | 0 | 278.5509 | 174.8267 | 142.4131 | 339.5879 | 0.37065 | 0.39036 | 0.39029 | 0.37126 | 103.2449 | 68.2461 | 55.5821 | 126.0748
8 | 29 | 6 | 519.4066 | 519.7172 | 521.8423 | 523.1562 | 0 | 0 | 0 | 0 | 157.7 | 253.5242 | 0 | 0 | 0 | 0 | 0 | 0 | 50.7913 | 44.3124 | 210.0119 | 210.0194 | 0 | 0 | 0 | 0 | 0 | 27.5427 | 287.6124 | -85.2285 | 0 | 0 | 0 | 0 | 310.9153 | 194.3379 | 24.218 | 398.3652 | 0.37177 | 0.38885 | 0.38239 | 0.37131 | 115.5898 | 75.5674 | 9.2607 | 147.9185
8 | 29 | 7 | 560.9155 | 561.1395 | 563.5322 | 565.3036 | 0 | 0 | 0 | 0 | 128.0387 | 227.2483 | 0 | 0 | 0 | 0 | 0 | 0 | 92.1246 | 153.7259 | 475.9913 | 477.1785 | 0 | 0 | 0 | 0 | 0 | -15.5972 | -71.3426 | -6.7807 | 0 | 0 | 0 | 0 | 340.7522 | 195.7626 | 158.8835 | 94.9058 | 0.3667 | 0.37732 | 0.37117 | 0.37991 | 124.9542 | 73.8653 | 58.9729 | 36.0559
8 | 29 | 8 | 608.6551 | 609.6884 | 613.5566 | 617.0875 | 0 | 0 | 0 | 0 | 110.6425 | 159.7063 | 0 | 0 | 0 | 0 | 0 | 0 | 156.9363 | 303.9622 | 773.0898 | 787.4105 | 0 | 0 | 0 | 0 | 0 | -28.1761 | -169.8223 | 40.698 | 0 | 0 | 0 | 0 | 341.0763 | 174.196 | 10.2891 | -211.021 | 0.37186 | 0.38691 | 0.38697 | 0.38173 | 126.8317 | 67.3988 | 3.9816 | -80.5531
8 | 29 | 9 | 658.7681 | 661.7232 | 668.2868 | 674.6378 | 0 | 0 | 0 | 0 | 100.0164 | 136.5107 | 0 | 0 | 0 | 0 | 0 | 0 | 212.1942 | 419.6856 | 985.2773 | 1013.4918 | 0 | 0 | 0 | 0 | 0 | -49.2885 | -284.3135 | -246.216 | 0 | 0 | 0 | 0 | 346.5575 | 154.8155 | -32.677 | -92.6379 | 0.37575 | 0.32651 | 0.32636 | 0.067785 | 130.2181 | 50.5488 | -10.6645 | -6.2795
8 | 29 | 10 | 710.9204 | 715.065 | 723.0804 | 730.6159 | 0 | 0 | 0 | 0 | 117.495 | 128.5989 | 0 | 0 | 0 | 0 | 0 | 0 | 245.0307 | 488.1786 | 1102.0018 | 1139.5459 | 0 | 0 | 0 | 0 | 0 | -44.2542 | -287.1149 | -348.503 | 0 | 0 | 0 | 0 | 348.3947 | 142.5417 | -91.8065 | -60.427 | 0.38219 | 0.32795 | 0.328 | 0.071605 | 133.1542 | 46.7465 | -30.1125 | -4.3269
8 | 29 | 11 | 756.3896 | 761.6057 | 770.6816 | 778.7756 | 0 | 0 | 0 | 0 | 133.3772 | 132.299 | 0 | 0 | 0 | 0 | 0 | 0 | 262.9389 | 526.0178 | 1157.4895 | 1200.5352 | 0 | 0 | 0 | 0 | 0 | -53.549 | -349.9166 | -351 | 0 | 0 | 0 | 0 | 360.0734 | 156.8379 | -36.8914 | -70.7596 | 0.37921 | 0.32752 | 0.328 | 0.071605 | 136.5427 | 51.3677 | -12.1004 | -5.0667
8 | 29 | 12 | 796.944 | 803.3996 | 813.7783 | 822.7394 | 0 | 0 | 0 | 0 | 140.8299 | 130.1599 | 0 | 0 | 0 | 0 | 0 | 0 | 265.2478 | 529.4368 | 1160.1257 | 1204.7323 | 0 | 0 | 0 | 0 | 0 | -49.8193 | -334.5291 | -354.3905 | 0 | 0 | 0 | 0 | 390.8662 | 193.6221 | -11.8183 | -27.6023 | 0.37557 | 0.32768 | 0.328 | 0.071605 | 146.7963 | 63.4469 | -3.8764 | -1.9765
8 | 29 | 13 | 829.8342 | 837.8837 | 850.0571 | 860.4809 | 0 | 0 | 0 | 0 | 147.0128 | 144.7989 | 0 | 0 | 0 | 0 | 0 | 0 | 259.3525 | 514.3183 | 1133.0251 | 1176.5256 | 0 | 0 | 0 | 0 | 0 | -19.1464 | -256.7642 | -243.3871 | 0 | 0 | 0 | 0 | 423.4689 | 197.9129 | -26.2039 | -72.6576 | 0.37374 | 0.32755 | 0.32763 | 0.071605 | 158.2673 | 64.8268 | -8.5851 | -5.2026
8 | 29 | 14 | 852.8151 | 862.021 | 875.5769 | 887.2348 | 0 | 0 | 0 | 0 | 172.3958 | 142.4928 | 0 | 0 | 0 | 0 | 0 | 0 | 233.3587 | 459.4677 | 1039.8902 | 1077.342 | 0 | 0 | 0 | 0 | 0 | -10.0955 | -70.5045 | -96.1268 | 0 | 0 | 0 | 0 | 447.0606 | 270.1559 | -93.8087 | -93.9803 | 0.37404 | 0.327 | 0.32733 | 0.070824 | 167.2183 | 88.3417 | -30.7065 | -6.6561
8 | 29 | 15 | 870.2114 | 880.6555 | 895.611 | 908.4595 | 0 | 0 | 0 | 0 | 185.5341 | 186.7294 | 0 | 0 | 0 | 0 | 0 | 0 | 220.4002 | 432.7679 | 1002.982 | 1036.5193 | 0 | 0 | 0 | 0 | 0 | -9.2918 | -9.155 | -34.3147 | 0 | 0 | 0 | 0 | 464.277 | 270.45 | -98.2161 | -93.7452 | 0.38108 | 0.31254 | 0.31233 | 0.32609 | 176.9248 | 84.5263 | -30.6762 | -30.5694
8 | 29 | 16 | 873.5156 | 886.1217 | 903.4812 | 918.4651 | 0 | 0 | 0 | 0 | 180.0466 | 237.5796 | 0 | 0 | 0 | 0 | 0 | 0 | 197.5286 | 384.2916 | 919.9169 | 947.2333 | 0 | 0 | 0 | 0 | 0 | -11.5352 | -25.0759 | 7.1961 | 0 | 0 | 0 | 0 | 495.9404 | 275.7858 | 8.6402 | -35.9643 | 0.38915 | 0.32585 | 0.31944 | 0.31698 | 192.993 | 89.8652 | 2.7601 | -11.4
8 | 29 | 17 | 855.3893 | 870.0131 | 889.5043 | 906.3576 | 0 | 0 | 0 | 0 | 177.322 | 232.4796 | 0 | 0 | 0 | 0 | 0 | 0 | 153.089 | 286.8157 | 786.1747 | 802.5363 | 0 | 0 | 0 | 0 | 0 | -13.7808 | -24.6232 | 18.822 | 0 | 0 | 0 | 0 | 524.9784 | 364.4986 | 127.9527 | 84.9993 | 0.39 | 0.39598 | 0.39187 | 0.36712 | 204.7433 | 144.333 | 50.1403 | 31.2051
8 | 29 | 18 | 823.2493 | 839.711 | 861.1132 | 879.6848 | 0 | 0 | 0 | 0 | 192.5077 | 252.585 | 0 | 0 | 0 | 0 | 0 | 0 | 109.6508 | 160.4542 | 514.104 | 517.7461 | 0 | 0 | 0 | 0 | 0 | -8.0596 | -37.8435 | 0 | 0 | 0 | 0 | 0 | 521.0908 | 434.7314 | 384.8528 | 361.9387 | 0.3917 | 0.40014 | 0.39346 | 0.38236 | 204.1138 | 173.9556 | 151.4257 | 138.3907
8 | 29 | 19 | 812.6698 | 830.6689 | 853.7022 | 873.6949 | 0 | 0 | 0 | 0 | 202.0995 | 284.6375 | 0 | 0 | 0 | 0 | 0 | 0 | 98.9642 | 95.0074 | 322.7835 | 322.7873 | 0 | 0 | 0 | 0 | 0 | 3.3756 | -28.0265 | 74.9623 | 0 | 0 | 0 | 0 | 511.6061 | 447.6483 | 558.9452 | 475.9454 | 0.39028 | 0.3992 | 0.39311 | 0.38685 | 199.6715 | 178.7032 | 219.7292 | 184.1198
8 | 29 | 20 | 800.9507 | 819.3335 | 842.6576 | 862.8099 | 0 | 0 | 0 | 0 | 201.0812 | 319.3349 | 0 | 0 | 0 | 0 | 0 | 0 | 78.767 | 69.0642 | 329.5249 | 329.5249 | 0 | 0 | 0 | 0 | 0 | 13.4957 | 96.3538 | 359.0237 | 0 | 0 | 0 | 0 | 521.1025 | 417.4387 | 416.7789 | 174.2612 | 0.39125 | 0.40133 | 0.39529 | 0.38828 | 203.8796 | 167.5312 | 164.7503 | 67.6614
8 | 29 | 21 | 742.5443 | 759.952 | 781.886 | 800.7322 | 0 | 0 | 0 | 0 | 196.9301 | 320.7395 | 0 | 0 | 0 | 0 | 0 | 0 | 55.952 | 41.6171 | 306.6242 | 306.6242 | 0 | 0 | 0 | 0 | 0 | 2.5949 | 13.6924 | 294.8072 | 0 | 0 | 0 | 0 | 489.6623 | 395.0005 | 461.5693 | 199.3008 | 0.3882 | 0.39886 | 0.39319 | 0.38634 | 190.087 | 157.5505 | 181.4862 | 76.9984
8 | 29 | 22 | 666.0503 | 682.3914 | 702.842 | 720.4035 | 0 | 0 | 0 | 0 | 192.9748 | 323.5148 | 0 | 0 | 0 | 0 | 0 | 0 | 63.3269 | 40.8415 | 292.1596 | 292.1596 | 0 | 0 | 0 | 0 | 0 | 10.6948 | 99.0159 | 137.93 | 0 | 0 | 0 | 0 | 409.7486 | 307.3402 | 311.6664 | 290.3139 | 0.38109 | 0.39369 | 0.38812 | 0.38014 | 156.1508 | 120.9982 | 120.9649 | 110.3612
8 | 29 | 23 | 598.5937 | 613.4636 | 632.0122 | 647.9041 | 0 | 0 | 0 | 0 | 189.7571 | 322.3374 | 0 | 0 | 0 | 0 | 0 | 0 | 59.1194 | 32.0924 | 277.2623 | 277.2623 | 0 | 0 | 0 | 0 | 0 | 18.3783 | 78.7845 | 102.3173 | 0 | 0 | 0 | 0 | 349.7172 | 240.6555 | 275.9655 | 268.3245 | 0.37177 | 0.39333 | 0.38899 | 0.37327 | 130.0136 | 94.6566 | 107.3473 | 100.1573
8 | 29 | 24 | 547.1876 | 559.39 | 574.7513 | 587.7926 | 0 | 0 | 0 | 0 | 168.2519 | 347.4335 | 0 | 0 | 0 | 0 | 0 | 0 | 55.6534 | 26.4323 | 269.9053 | 269.9053 | 0 | 0 | 0 | 0 | 0 | 10.5027 | 122.7964 | 101.5998 | 0 | 0 | 0 | 0 | 323.2823 | 175.0215 | 182.0496 | 216.2875 | 0.36952 | 0.39289 | 0.39083 | 0.37129 | 119.4606 | 68.7641 | 71.1509 | 80.3058
8 | 30 | 1 | 514.2265 | 523.4547 | 535.3379 | 545.2322 | 0 | 0 | 0 | 0 | 142.0922 | 343.7594 | 0 | 0 | 0 | 0 | 0 | 0 | 54.5774 | 23.5855 | 268.8217 | 268.8217 | 0 | 0 | 0 | 0 | 0 | 26.4573 | 184.4302 | 108.7799 | 0 | 0 | 0 | 0 | 317.5569 | 129.6525 | 82.0861 | 167.6306 | 0.37223 | 0.39077 | 0.38906 | 0.37051 | 118.2057 | 50.6649 | 31.9362 | 62.1083
8 | 30 | 2 | 490.1575 | 497.0855 | 506.3414 | 513.9252 | 0 | 0 | 0 | 0 | 127.3354 | 333.9679 | 0 | 0 | 0 | 0 | 0 | 0 | 46.1117 | 20.336 | 257.8136 | 257.8136 | 0 | 0 | 0 | 0 | 0 | 35.8903 | 146.5952 | 0.27037 | 0 | 0 | 0 | 0 | 316.7104 | 106.8912 | 101.9325 | 255.8412 | 0.3725 | 0.38904 | 0.38716 | 0.37014 | 117.9731 | 41.5854 | 39.4638 | 94.6964
8 | 30 | 3 | 477.3072 | 482.0792 | 488.9271 | 494.4088 | 0 | 0 | 0 | 0 | 120.7717 | 325.0108 | 0 | 0 | 0 | 0 | 0 | 0 | 45.5 | 33.6658 | 269.6802 | 269.6802 | 0 | 0 | 0 | 0 | 0 | 3.0494 | 165.2955 | -6.0063 | 0 | 0 | 0 | 0 | 311.0355 | 120.3532 | 53.9514 | 230.7349 | 0.3732 | 0.38992 | 0.38586 | 0.37025 | 116.0799 | 46.9282 | 20.8179 | 85.4303
8 | 30 | 4 | 478.6373 | 481.5464 | 486.3371 | 489.9856 | 0 | 0 | 0 | 0 | 125.9384 | 257.5064 | 0 | 0 | 0 | 0 | 0 | 0 | 45.5 | 38.8396 | 273.5098 | 273.5098 | 0 | 0 | 0 | 0 | 0 | 46.1211 | 42.8422 | 8.1398 | 0 | 0 | 0 | 0 | 307.1989 | 139.0793 | 169.9851 | 208.336 | 0.37386 | 0.38754 | 0.38853 | 0.36998 | 114.8498 | 53.8989 | 66.0447 | 77.0811
8 | 30 | 5 | 504.4686 | 506.2732 | 509.9357 | 512.5585 | 0 | 0 | 0 | 0 | 155.436 | 244.3176 | 0 | 0 | 0 | 0 | 0 | 0 | 45.5 | 36.5942 | 252.5192 | 252.5192 | 0 | 0 | 0 | 0 | 0 | 26.3309 | 125.2582 | -70.1517 | 0 | 0 | 0 | 0 | 303.5326 | 199.0306 | 132.1583 | 330.191 | 0.37065 | 0.39036 | 0.39029 | 0.37126 | 112.5043 | 77.6944 | 51.5798 | 122.5861
8 | 30 | 6 | 549.9719 | 551.283 | 554.6213 | 556.9848 | 0 | 0 | 0 | 0 | 157.7 | 253.5242 | 0 | 0 | 0 | 0 | 0 | 0 | 46.8781 | 36.3493 | 232.0494 | 232.0542 | 0 | 0 | 0 | 0 | 0 | 27.5427 | 287.6124 | -85.2285 | 0 | 0 | 0 | 0 | 345.3938 | 233.8668 | 34.9595 | 410.159 | 0.37177 | 0.38885 | 0.38239 | 0.37131 | 128.4079 | 90.938 | 13.3681 | 152.2977
8 | 30 | 7 | 589.5048 | 590.6647 | 594.1921 | 596.9452 | 0 | 0 | 0 | 0 | 128.0387 | 227.2483 | 0 | 0 | 0 | 0 | 0 | 0 | 68.829 | 92.3138 | 308.9334 | 309.7617 | 0 | 0 | 0 | 0 | 0 | -15.5972 | -71.3426 | -6.7807 | 0 | 0 | 0 | 0 | 392.637 | 286.6998 | 356.6012 | 293.9642 | 0.3667 | 0.37732 | 0.37117 | 0.37991 | 143.9804 | 108.1777 | 132.3598 | 111.6806
8 | 30 | 8 | 635.5946 | 637.5098 | 642.4473 | 646.9032 | 0 | 0 | 0 | 0 | 110.6425 | 159.7063 | 0 | 0 | 0 | 0 | 0 | 0 | 107.1279 | 183.2533 | 392.016 | 400.2225 | 0 | 0 | 0 | 0 | 0 | -28.1761 | -169.8223 | 40.698 | 0 | 0 | 0 | 0 | 417.8242 | 322.7263 | 420.2536 | 205.9827 | 0.37186 | 0.38691 | 0.38697 | 0.38173 | 155.371 | 124.8673 | 162.6255 | 78.6299
8 | 30 | 9 | 685.055 | 688.8706 | 696.4776 | 703.7311 | 0 | 0 | 0 | 0 | 100.0164 | 136.5107 | 0 | 0 | 0 | 0 | 0 | 0 | 157.0552 | 289.2832 | 551.782 | 570.8555 | 0 | 0 | 0 | 0 | 0 | -49.2885 | -284.3135 | -246.216 | 0 | 0 | 0 | 0 | 427.9834 | 312.3652 | 429.0091 | 379.0917 | 0.37575 | 0.32651 | 0.32636 | 0.067785 | 160.8137 | 101.9903 | 140.0117 | 25.6969
8 | 30 | 10 | 734.5786 | 739.4977 | 748.452 | 756.7999 | 0 | 0 | 0 | 0 | 117.495 | 128.5989 | 0 | 0 | 0 | 0 | 0 | 0 | 189.4988 | 346.3808 | 713.1343 | 740.2767 | 0 | 0 | 0 | 0 | 0 | -44.2542 | -287.1149 | -348.503 | 0 | 0 | 0 | 0 | 427.5848 | 308.7721 | 322.4327 | 365.0262 | 0.38219 | 0.32795 | 0.328 | 0.071605 | 163.4201 | 101.2617 | 105.7578 | 26.1377
8 | 30 | 11 | 775.4611 | 781.3016 | 791.1344 | 799.8833 | 0 | 0 | 0 | 0 | 133.3772 | 132.299 | 0 | 0 | 0 | 0 | 0 | 0 | 198.7 | 365.2798 | 781.477 | 811.6187 | 0 | 0 | 0 | 0 | 0 | -53.549 | -349.9166 | -351 | 0 | 0 | 0 | 0 | 443.384 | 337.2717 | 359.5739 | 339.2646 | 0.37921 | 0.32752 | 0.328 | 0.071605 | 168.1347 | 110.4635 | 117.9401 | 24.293
8 | 30 | 12 | 806.4979 | 813.2662 | 824.0242 | 833.3133 | 0 | 0 | 0 | 0 | 140.8299 | 130.1599 | 0 | 0 | 0 | 0 | 0 | 0 | 222.7333 | 405.0699 | 840.2602 | 873.1709 | 0 | 0 | 0 | 0 | 0 | -49.8193 | -334.5291 | -354.3905 | 0 | 0 | 0 | 0 | 442.9347 | 327.8557 | 318.293 | 314.533 | 0.37557 | 0.32768 | 0.328 | 0.071605 | 166.3515 | 107.4331 | 104.4 | 22.5221
8 | 30 | 13 | 835.3816 | 843.6127 | 856.0063 | 866.6206 | 0 | 0 | 0 | 0 | 147.0128 | 144.7989 | 0 | 0 | 0 | 0 | 0 | 0 | 240.7654 | 411.2644 | 850.7282 | 883.1705 | 0 | 0 | 0 | 0 | 0 | -19.1464 | -256.7642 | -243.3871 | 0 | 0 | 0 | 0 | 447.6034 | 306.6959 | 262.0423 | 226.8373 | 0.37374 | 0.32755 | 0.32763 | 0.071605 | 167.2874 | 100.4589 | 85.8521 | 16.2427
8 | 30 | 14 | 851.8724 | 861.0474 | 874.5659 | 886.1915 | 0 | 0 | 0 | 0 | 172.3958 | 142.4928 | 0 | 0 | 0 | 0 | 0 | 0 | 306.0467 | 470.2728 | 888.883 | 922.2044 | 0 | 0 | 0 | 0 | 0 | -10.0955 | -70.5045 | -96.1268 | 0 | 0 | 0 | 0 | 373.4299 | 258.3773 | 56.1875 | 60.1139 | 0.37404 | 0.327 | 0.32733 | 0.070824 | 139.6775 | 84.4901 | 18.3919 | 4.2575
8 | 30 | 15 | 860.3311 | 870.4519 | 885.0151 | 897.5244 | 0 | 0 | 0 | 0 | 185.5341 | 186.7294 | 0 | 0 | 0 | 0 | 0 | 0 | 280.785 | 439.419 | 903.153 | 934.2524 | 0 | 0 | 0 | 0 | 0 | -9.2918 | -9.155 | -34.3147 | 0 | 0 | 0 | 0 | 394.012 | 253.5952 | -8.9829 | -2.4134 | 0.38108 | 0.31254 | 0.31233 | 0.32609 | 150.1485 | 79.2585 | -2.8057 | -0.78698
8 | 30 | 16 | 855.5861 | 867.6053 | 884.2532 | 898.6214 | 0 | 0 | 0 | 0 | 180.0466 | 237.5796 | 0 | 0 | 0 | 0 | 0 | 0 | 283.6016 | 409.516 | 840.8002 | 866.384 | 0 | 0 | 0 | 0 | 0 | -11.5352 | -25.0759 | 7.1961 | 0 | 0 | 0 | 0 | 391.9379 | 232.045 | 68.5289 | 25.0414 | 0.38915 | 0.32585 | 0.31944 | 0.31698 | 152.5209 | 75.6122 | 21.8912 | 7.9376
8 | 30 | 17 | 835.5019 | 849.4748 | 868.1765 | 884.347 | 0 | 0 | 0 | 0 | 177.322 | 232.4796 | 0 | 0 | 0 | 0 | 0 | 0 | 221.1697 | 304.2086 | 727.9268 | 744.455 | 0 | 0 | 0 | 0 | 0 | -13.7808 | -24.6232 | 18.822 | 0 | 0 | 0 | 0 | 437.0103 | 326.5674 | 164.8729 | 121.07 | 0.39 | 0.39598 | 0.39187 | 0.36712 | 170.4354 | 129.3131 | 64.6081 | 44.4475
8 | 30 | 18 | 803.8333 | 819.6594 | 840.2909 | 858.1958 | 0 | 0 | 0 | 0 | 192.5077 | 252.585 | 0 | 0 | 0 | 0 | 0 | 0 | 117.5724 | 137.4221 | 443.2746 | 446.6052 | 0 | 0 | 0 | 0 | 0 | -8.0596 | -37.8435 | 0 | 0 | 0 | 0 | 0 | 493.7531 | 437.7119 | 434.8598 | 411.5907 | 0.3917 | 0.40014 | 0.39346 | 0.38236 | 193.4055 | 175.1482 | 171.1016 | 157.3756
8 | 30 | 19 | 791.0057 | 808.2957 | 830.4692 | 849.718 | 0 | 0 | 0 | 0 | 202.0995 | 284.6375 | 0 | 0 | 0 | 0 | 0 | 0 | 75.3236 | 35.815 | 195.9423 | 195.9446 | 0 | 0 | 0 | 0 | 0 | 3.3756 | -28.0265 | 74.9623 | 0 | 0 | 0 | 0 | 513.5826 | 484.4675 | 662.5534 | 578.8111 | 0.39028 | 0.3992 | 0.39311 | 0.38685 | 200.4429 | 193.4016 | 260.459 | 223.9134
8 | 30 | 20 | 791.4512 | 809.523 | 832.4701 | 852.2961 | 0 | 0 | 0 | 0 | 201.0812 | 319.3349 | 0 | 0 | 0 | 0 | 0 | 0 | 88.0547 | 37.9738 | 207.3657 | 207.3657 | 0 | 0 | 0 | 0 | 0 | 13.4957 | 96.3538 | 359.0237 | 0 | 0 | 0 | 0 | 502.3152 | 438.7187 | 528.7506 | 285.9067 | 0.39125 | 0.40133 | 0.39529 | 0.38828 | 196.5292 | 176.0715 | 209.012 | 111.0107
8 | 30 | 21 | 741.8554 | 759.2405 | 781.1472 | 799.9697 | 0 | 0 | 0 | 0 | 196.9301 | 320.7395 | 0 | 0 | 0 | 0 | 0 | 0 | 109.9154 | 45.4891 | 208.7029 | 208.7029 | 0 | 0 | 0 | 0 | 0 | 2.5949 | 13.6924 | 294.8072 | 0 | 0 | 0 | 0 | 435.0099 | 390.417 | 558.7518 | 296.4596 | 0.3882 | 0.39886 | 0.39319 | 0.38634 | 168.871 | 155.7224 | 219.6977 | 114.535
8 | 30 | 22 | 668.2257 | 684.6381 | 705.175 | 722.8113 | 0 | 0 | 0 | 0 | 192.9748 | 323.5148 | 0 | 0 | 0 | 0 | 0 | 0 | 118.5291 | 29.7284 | 213.4756 | 213.4756 | 0 | 0 | 0 | 0 | 0 | 10.6948 | 99.0159 | 137.93 | 0 | 0 | 0 | 0 | 356.7219 | 320.7 | 392.6835 | 371.4057 | 0.38109 | 0.39369 | 0.38812 | 0.38014 | 135.9429 | 126.2579 | 152.4095 | 141.1878
8 | 30 | 23 | 599.5183 | 614.4185 | 633.0038 | 648.9274 | 0 | 0 | 0 | 0 | 189.7571 | 322.3374 | 0 | 0 | 0 | 0 | 0 | 0 | 118.5382 | 27.1949 | 216.6453 | 216.6453 | 0 | 0 | 0 | 0 | 0 | 18.3783 | 78.7845 | 102.3173 | 0 | 0 | 0 | 0 | 291.223 | 246.5079 | 337.5739 | 329.9647 | 0.37177 | 0.39333 | 0.38899 | 0.37327 | 108.2673 | 96.9585 | 131.3123 | 123.1657
8 | 30 | 24 | 547.8946 | 560.1202 | 575.5095 | 588.5751 | 0 | 0 | 0 | 0 | 168.2519 | 347.4335 | 0 | 0 | 0 | 0 | 0 | 0 | 104.8189 | 28.1943 | 202.229 | 202.229 | 0 | 0 | 0 | 0 | 0 | 10.5027 | 122.7964 | 101.5998 | 0 | 0 | 0 | 0 | 274.8238 | 173.9896 | 250.4842 | 284.7463 | 0.36952 | 0.39289 | 0.39083 | 0.37129 | 101.554 | 68.3587 | 97.8974 | 105.724
8 | 31 | 1 | 514.2083 | 523.436 | 535.3185 | 545.2121 | 0 | 0 | 0 | 0 | 142.0922 | 343.7594 | 0 | 0 | 0 | 0 | 0 | 0 | 102.4309 | 25.5968 | 161.4014 | 161.4014 | 0 | 0 | 0 | 0 | 0 | 26.4573 | 184.4302 | 108.7799 | 0 | 0 | 0 | 0 | 269.6853 | 127.6225 | 189.4869 | 275.0308 | 0.37223 | 0.39077 | 0.38906 | 0.37051 | 100.3862 | 49.8716 | 73.7214 | 101.9008
8 | 31 | 2 | 493.2756 | 500.3057 | 509.6854 | 517.3763 | 0 | 0 | 0 | 0 | 127.3354 | 333.9679 | 0 | 0 | 0 | 0 | 0 | 0 | 112.4657 | 23.6473 | 140.5826 | 140.5826 | 0 | 0 | 0 | 0 | 0 | 35.8903 | 146.5952 | 0.27037 | 0 | 0 | 0 | 0 | 253.4746 | 106.8002 | 222.5076 | 376.5233 | 0.3725 | 0.38904 | 0.38716 | 0.37014 | 94.4181 | 41.55 | 86.1452 | 139.3653
8 | 31 | 3 | 480.1353 | 484.9999 | 491.9601 | 497.5388 | 0 | 0 | 0 | 0 | 120.7717 | 325.0108 | 0 | 0 | 0 | 0 | 0 | 0 | 113.6802 | 22.7295 | 138.0662 | 138.0662 | 0 | 0 | 0 | 0 | 0 | 3.0494 | 165.2955 | -6.0063 | 0 | 0 | 0 | 0 | 245.6834 | 134.2101 | 188.5983 | 365.4789 | 0.3732 | 0.38992 | 0.38586 | 0.37025 | 91.6902 | 52.3313 | 72.7735 | 135.3197
8 | 31 | 4 | 480.6859 | 483.6621 | 488.534 | 492.2529 | 0 | 0 | 0 | 0 | 125.9384 | 257.5064 | 0 | 0 | 0 | 0 | 0 | 0 | 106.3816 | 24.0014 | 139.92 | 139.92 | 0 | 0 | 0 | 0 | 0 | 46.1211 | 42.8422 | 8.1398 | 0 | 0 | 0 | 0 | 248.3659 | 156.0332 | 305.7718 | 344.193 | 0.37386 | 0.38754 | 0.38853 | 0.36998 | 92.8544 | 60.4693 | 118.8021 | 127.3461
8 | 31 | 5 | 506.7891 | 508.6697 | 512.4243 | 515.1267 | 0 | 0 | 0 | 0 | 155.436 | 244.3176 | 0 | 0 | 0 | 0 | 0 | 0 | 93.6195 | 21.9134 | 149.1007 | 149.1007 | 0 | 0 | 0 | 0 | 0 | 26.3309 | 125.2582 | -70.1517 | 0 | 0 | 0 | 0 | 257.7335 | 216.1079 | 238.0654 | 436.1777 | 0.37065 | 0.39036 | 0.39029 | 0.37126 | 95.5289 | 84.3608 | 92.9141 | 161.9345
8 | 31 | 6 | 548.3947 | 549.6542 | 552.9299 | 555.2392 | 0 | 0 | 0 | 0 | 157.7 | 253.5242 | 0 | 0 | 0 | 0 | 0 | 0 | 99.3053 | 25.6112 | 166.0637 | 166.0686 | 0 | 0 | 0 | 0 | 0 | 27.5427 | 287.6124 | -85.2285 | 0 | 0 | 0 | 0 | 291.3895 | 242.976 | 99.2538 | 474.3991 | 0.37177 | 0.38885 | 0.38239 | 0.37131 | 108.3306 | 94.4801 | 37.9536 | 176.1509
8 | 31 | 7 | 590.3568 | 591.5446 | 595.1058 | 597.8882 | 0 | 0 | 0 | 0 | 128.0387 | 227.2483 | 0 | 0 | 0 | 0 | 0 | 0 | 127.3659 | 124.8907 | 427.1784 | 428.4116 | 0 | 0 | 0 | 0 | 0 | -15.5972 | -71.3426 | -6.7807 | 0 | 0 | 0 | 0 | 334.9523 | 255.0028 | 239.27 | 176.2573 | 0.3667 | 0.37732 | 0.37117 | 0.37991 | 122.8273 | 96.2178 | 88.81 | 66.9623
8 | 31 | 8 | 641.3596 | 643.4635 | 648.6298 | 653.2837 | 0 | 0 | 0 | 0 | 110.6425 | 159.7063 | 0 | 0 | 0 | 0 | 0 | 0 | 179.2391 | 257.4633 | 677.8029 | 691.837 | 0 | 0 | 0 | 0 | 0 | -28.1761 | -169.8223 | 40.698 | 0 | 0 | 0 | 0 | 351.4781 | 254.47 | 140.6492 | -79.2514 | 0.37186 | 0.38691 | 0.38697 | 0.38173 | 130.6997 | 98.458 | 54.427 | -30.2526
8 | 31 | 9 | 695.7691 | 699.9355 | 707.9677 | 715.5892 | 0 | 0 | 0 | 0 | 100.0164 | 136.5107 | 0 | 0 | 0 | 0 | 0 | 0 | 231.3014 | 387.971 | 906.8567 | 934.8096 | 0 | 0 | 0 | 0 | 0 | -49.2885 | -284.3135 | -246.216 | 0 | 0 | 0 | 0 | 364.4514 | 224.7423 | 85.4246 | 26.9956 | 0.37575 | 0.32651 | 0.32636 | 0.067785 | 136.9417 | 73.3806 | 27.8792 | 1.8299
8 | 31 | 10 | 751.928 | 757.4149 | 767.0579 | 776.0015 | 0 | 0 | 0 | 0 | 117.495 | 128.5989 | 0 | 0 | 0 | 0 | 0 | 0 | 272.4843 | 470.3972 | 1046.9566 | 1084.7013 | 0 | 0 | 0 | 0 | 0 | -44.2542 | -287.1149 | -348.503 | 0 | 0 | 0 | 0 | 361.9487 | 202.673 | 7.2163 | 39.8032 | 0.38219 | 0.32795 | 0.328 | 0.071605 | 138.3344 | 66.4665 | 2.3669 | 2.8501
8 | 31 | 11 | 796.6538 | 803.188 | 813.862 | 823.3386 | 0 | 0 | 0 | 0 | 133.3772 | 132.299 | 0 | 0 | 0 | 0 | 0 | 0 | 297.0546 | 501.881 | 1106.8639 | 1149.6519 | 0 | 0 | 0 | 0 | 0 | -53.549 | -349.9166 | -351 | 0 | 0 | 0 | 0 | 366.2221 | 222.5569 | 56.9147 | 24.6867 | 0.37921 | 0.32752 | 0.328 | 0.071605 | 138.8743 | 72.892 | 18.668 | 1.7677
8 | 31 | 12 | 827.2192 | 834.6659 | 846.2462 | 856.2469 | 0 | 0 | 0 | 0 | 140.8299 | 130.1599 | 0 | 0 | 0 | 0 | 0 | 0 | 313.2188 | 496.5838 | 1098.215 | 1141.9026 | 0 | 0 | 0 | 0 | 0 | -49.8193 | -334.5291 | -354.3905 | 0 | 0 | 0 | 0 | 373.1705 | 257.7415 | 82.5603 | 68.7348 | 0.37557 | 0.32768 | 0.328 | 0.071605 | 140.1504 | 84.4578 | 27.0798 | 4.9218
8 | 31 | 13 | 856.7012 | 865.6302 | 878.87 | 890.2163 | 0 | 0 | 0 | 0 | 147.0128 | 144.7989 | 0 | 0 | 0 | 0 | 0 | 0 | 329.5888 | 469.7607 | 1075.2445 | 1115.7333 | 0 | 0 | 0 | 0 | 0 | -19.1464 | -256.7642 | -243.3871 | 0 | 0 | 0 | 0 | 380.0996 | 270.2169 | 60.3896 | 17.8702 | 0.37374 | 0.32755 | 0.32763 | 0.071605 | 142.0585 | 88.5102 | 19.7853 | 1.2796
8 | 31 | 14 | 870.8352 | 880.631 | 894.9021 | 907.1788 | 0 | 0 | 0 | 0 | 172.3958 | 142.4928 | 0 | 0 | 0 | 0 | 0 | 0 | 359.3971 | 442.8115 | 1052.5121 | 1087.191 | 0 | 0 | 0 | 0 | 0 | -10.0955 | -70.5045 | -96.1268 | 0 | 0 | 0 | 0 | 339.0423 | 305.4222 | -87.1054 | -83.8853 | 0.37404 | 0.327 | 0.32733 | 0.070824 | 126.8152 | 99.8739 | -28.5123 | -5.9411
8 | 31 | 15 | 877.7167 | 888.4066 | 903.6599 | 916.7661 | 0 | 0 | 0 | 0 | 185.5341 | 186.7294 | 0 | 0 | 0 | 0 | 0 | 0 | 320.8654 | 393.8421 | 1033.7645 | 1063.868 | 0 | 0 | 0 | 0 | 0 | -9.2918 | -9.155 | -34.3147 | 0 | 0 | 0 | 0 | 371.3173 | 317.1269 | -120.9496 | -112.7872 | 0.38108 | 0.31254 | 0.31233 | 0.32609 | 141.5001 | 99.1146 | -37.7767 | -36.7789
8 | 31 | 16 | 868.7658 | 881.2165 | 898.3874 | 913.2083 | 0 | 0 | 0 | 0 | 180.0466 | 237.5796 | 0 | 0 | 0 | 0 | 0 | 0 | 307.5511 | 372.5428 | 978.8487 | 1004.4934 | 0 | 0 | 0 | 0 | 0 | -11.5352 | -25.0759 | 7.1961 | 0 | 0 | 0 | 0 | 381.1681 | 282.6293 | -55.3854 | -98.4813 | 0.38915 | 0.32585 | 0.31944 | 0.31698 | 148.3299 | 92.0952 | -17.6926 | -31.2167
8 | 31 | 17 | 849.8056 | 864.2467 | 883.5162 | 900.1778 | 0 | 0 | 0 | 0 | 177.322 | 232.4796 | 0 | 0 | 0 | 0 | 0 | 0 | 334.115 | 314.3946 | 811.1783 | 825.8205 | 0 | 0 | 0 | 0 | 0 | -13.7808 | -24.6232 | 18.822 | 0 | 0 | 0 | 0 | 338.3687 | 331.1533 | 96.961 | 55.5353 | 0.39 | 0.39598 | 0.39187 | 0.36712 | 131.9649 | 131.129 | 37.9957 | 20.3882
8 | 31 | 18 | 815.3814 | 831.5855 | 852.6754 | 870.9768 | 0 | 0 | 0 | 0 | 192.5077 | 252.585 | 0 | 0 | 0 | 0 | 0 | 0 | 237.4559 | 149.8818 | 487.4842 | 490.7324 | 0 | 0 | 0 | 0 | 0 | -8.0596 | -37.8435 | 0 | 0 | 0 | 0 | 0 | 385.4177 | 437.1783 | 403.0347 | 380.2445 | 0.3917 | 0.40014 | 0.39346 | 0.38236 | 150.97 | 174.9347 | 158.5796 | 145.3901
8 | 31 | 19 | 791.9122 | 809.2318 | 831.4413 | 850.7212 | 0 | 0 | 0 | 0 | 202.0995 | 284.6375 | 0 | 0 | 0 | 0 | 0 | 0 | 229.4511 | 81.1793 | 264.3208 | 264.3224 | 0 | 0 | 0 | 0 | 0 | 3.3756 | -28.0265 | 74.9623 | 0 | 0 | 0 | 0 | 360.3616 | 440.0394 | 595.1469 | 511.4365 | 0.39028 | 0.3992 | 0.39311 | 0.38685 | 140.6432 | 175.6657 | 233.9606 | 197.8495
8 | 31 | 20 | 784.6891 | 802.5396 | 825.2183 | 844.8121 | 0 | 0 | 0 | 0 | 201.0812 | 319.3349 | 0 | 0 | 0 | 0 | 0 | 0 | 243.0053 | 83.6282 | 264.5238 | 264.5238 | 0 | 0 | 0 | 0 | 0 | 13.4957 | 96.3538 | 359.0237 | 0 | 0 | 0 | 0 | 340.6026 | 386.0808 | 464.3407 | 221.2646 | 0.39125 | 0.40133 | 0.39529 | 0.38828 | 133.2596 | 154.9463 | 183.5512 | 85.9117
8 | 31 | 21 | 739.0998 | 756.3947 | 778.192 | 796.92 | 0 | 0 | 0 | 0 | 196.9301 | 320.7395 | 0 | 0 | 0 | 0 | 0 | 0 | 238.627 | 85.8791 | 261.6395 | 261.6395 | 0 | 0 | 0 | 0 | 0 | 2.5949 | 13.6924 | 294.8072 | 0 | 0 | 0 | 0 | 303.5428 | 347.1812 | 502.86 | 240.4732 | 0.3882 | 0.39886 | 0.39319 | 0.38634 | 117.8354 | 138.4773 | 197.7214 | 92.9051
8 | 31 | 22 | 675.296 | 691.9398 | 712.7573 | 730.6364 | 0 | 0 | 0 | 0 | 192.9748 | 323.5148 | 0 | 0 | 0 | 0 | 0 | 0 | 257.9645 | 108.4743 | 269.6118 | 269.6118 | 0 | 0 | 0 | 0 | 0 | 10.6948 | 99.0159 | 137.93 | 0 | 0 | 0 | 0 | 224.3567 | 249.2558 | 344.1296 | 323.0946 | 0.38109 | 0.39369 | 0.38812 | 0.38014 | 85.4999 | 98.1307 | 133.5646 | 122.8226
8 | 31 | 23 | 609.6523 | 624.8843 | 643.8718 | 660.1434 | 0 | 0 | 0 | 0 | 189.7571 | 322.3374 | 0 | 0 | 0 | 0 | 0 | 0 | 283.6644 | 118.0277 | 268.2022 | 268.2022 | 0 | 0 | 0 | 0 | 0 | 18.3783 | 78.7845 | 102.3173 | 0 | 0 | 0 | 0 | 136.2309 | 166.1409 | 296.8851 | 289.6239 | 0.37177 | 0.39333 | 0.38899 | 0.37327 | 50.6462 | 65.3479 | 115.4848 | 108.1077
8 | 31 | 24 | 556.252 | 568.7512 | 584.4722 | 597.8248 | 0 | 0 | 0 | 0 | 168.2519 | 347.4335 | 0 | 0 | 0 | 0 | 0 | 0 | 240.9849 | 98.6463 | 282.8384 | 282.8384 | 0 | 0 | 0 | 0 | 0 | 10.5027 | 122.7964 | 101.5998 | 0 | 0 | 0 | 0 | 147.0153 | 112.1686 | 178.8375 | 213.3866 | 0.36952 | 0.39289 | 0.39083 | 0.37129 | 54.3257 | 44.0699 | 69.8955 | 79.2287
9 | 1 | 1 | 515.896 | 525.6696 | 538.1467 | 548.5506 | 0 | 0 | 0 | 0 | 125.9452 | 235.1679 | 0 | 0 | 0 | 0 | 0 | 0 | 206.591 | 75.868 | 280.2013 | 280.2013 | 0 | 0 | 0 | 0 | 0 | 43.563 | 89.7904 | 55.0191 | 0 | 0 | 0 | 0 | 183.3597 | 171.0707 | 168.155 | 213.3302 | 0.37067 | 0.37067 | 0.37608 | 0.37093 | 67.9667 | 63.4106 | 63.2399 | 79.1303
9 | 1 | 2 | 489.2531 | 496.3775 | 505.8433 | 513.6105 | 0 | 0 | 0 | 0 | 103.087 | 252.0167 | 0 | 0 | 0 | 0 | 0 | 0 | 181.341 | 70.8228 | 270.9025 | 270.9025 | 0 | 0 | 0 | 0 | 0 | 41.446 | 87.538 | 3.9565 | 0 | 0 | 0 | 0 | 204.8251 | 132.092 | 147.4029 | 238.7514 | 0.36983 | 0.36895 | 0.37442 | 0.36801 | 75.7501 | 48.7349 | 55.1901 | 87.8634
9 | 1 | 3 | 470.8637 | 475.7666 | 482.7361 | 488.332 | 0 | 0 | 0 | 0 | 90.1388 | 214.4989 | 0 | 0 | 0 | 0 | 0 | 0 | 162.8076 | 72.7863 | 277.4658 | 277.4658 | 0 | 0 | 0 | 0 | 0 | 27.353 | 80.5657 | -21.2643 | 0 | 0 | 0 | 0 | 217.9172 | 161.1284 | 124.7045 | 232.1304 | 0.37068 | 0.36878 | 0.37239 | 0.3659 | 80.7768 | 59.4216 | 46.4388 | 84.9365
9 | 1 | 4 | 460.9908 | 463.6693 | 468.1434 | 471.5282 | 0 | 0 | 0 | 0 | 97.1754 | 207.6918 | 0 | 0 | 0 | 0 | 0 | 0 | 143.4516 | 70.4023 | 265.2245 | 265.2245 | 0 | 0 | 0 | 0 | 0 | 4.7941 | 70.1956 | 0 | 0 | 0 | 0 | 0 | 220.3639 | 180.781 | 132.7232 | 206.3036 | 0.3692 | 0.37208 | 0.37262 | 0.36651 | 81.3593 | 67.2642 | 49.455 | 75.6113
9 | 1 | 5 | 461.9326 | 462.0869 | 463.7731 | 464.6754 | 0 | 0 | 0 | 0 | 133.8149 | 237.2334 | 0 | 0 | 0 | 0 | 0 | 0 | 105.6673 | 49.3671 | 239.3 | 239.3 | 0 | 0 | 0 | 0 | 0 | 30.3823 | 28.872 | -107.4024 | 0 | 0 | 0 | 0 | 222.4504 | 145.1042 | 195.6011 | 332.7779 | 0.36849 | 0.37169 | 0.3739 | 0.36618 | 81.9706 | 53.9331 | 73.1348 | 121.855
9 | 1 | 6 | 465.8371 | 464.0911 | 463.7545 | 462.9297 | 0 | 0 | 0 | 0 | 140.2846 | 221.8664 | 0 | 0 | 0 | 0 | 0 | 0 | 82.5358 | 47.1739 | 245.8677 | 245.8722 | 0 | 0 | 0 | 0 | 0 | 5.7317 | 154.736 | -117 | 0 | 0 | 0 | 0 | 243.0168 | 189.3192 | 63.1508 | 334.0575 | 0.37162 | 0.37651 | 0.37574 | 0.37098 | 90.3099 | 71.2807 | 23.7281 | 123.9287
9 | 1 | 7 | 485.7115 | 482.8594 | 481.5908 | 480.1808 | 0 | 0 | 0 | 0 | 125.1432 | 181.4083 | 0 | 0 | 0 | 0 | 0 | 0 | 95.4107 | 143.8639 | 515.6311 | 516.7583 | 0 | 0 | 0 | 0 | 0 | -16.6579 | -74.9171 | -15.6808 | 0 | 0 | 0 | 0 | 265.1575 | 174.2452 | 40.8769 | -20.8967 | 0.37194 | 0.38123 | 0.37528 | 0.36663 | 98.6219 | 66.4278 | 15.3404 | -7.6613
9 | 1 | 8 | 541.7841 | 540.2578 | 541.0775 | 541.9797 | 0 | 0 | 0 | 0 | 106.5505 | 132.0459 | 0 | 0 | 0 | 0 | 0 | 0 | 159.9524 | 293.9339 | 792.6935 | 807.2794 | 0 | 0 | 0 | 0 | 0 | -36.1695 | -144.5577 | -16.0542 | 0 | 0 | 0 | 0 | 275.2812 | 150.4475 | -107.0583 | -249.2455 | 0.36962 | 0.37552 | 0.37235 | 0.38036 | 101.7507 | 56.4965 | -39.8629 | -94.804
9 | 1 | 9 | 602.7915 | 603.5237 | 607.4613 | 611.5632 | 0 | 0 | 0 | 0 | 83.1316 | 114.5535 | 0 | 0 | 0 | 0 | 0 | 0 | 220.2225 | 412.0366 | 957.1757 | 985.8866 | 0 | 0 | 0 | 0 | 0 | -54.8225 | -237.0695 | -177.1238 | 0 | 0 | 0 | 0 | 299.4373 | 131.7561 | -112.6448 | -197.1996 | 0.37229 | 0.38397 | 0.38397 | 0.17588 | 111.4778 | 50.591 | -43.2528 | -34.6825
9 | 1 | 10 | 662.3559 | 664.7964 | 670.7845 | 676.5955 | 0 | 0 | 0 | 0 | 85.0398 | 117.4233 | 0 | 0 | 0 | 0 | 0 | 0 | 262.9202 | 489.0989 | 1081.3159 | 1120.3521 | 0 | 0 | 0 | 0 | 0 | -72.9604 | -382.474 | -355.6421 | 0 | 0 | 0 | 0 | 314.3959 | 131.2346 | -28.0574 | -88.1145 | 0.37171 | 0.38397 | 0.38397 | 0.17588 | 116.8649 | 50.3908 | -10.7733 | -15.4972
9 | 1 | 11 | 713.1791 | 717.0271 | 724.4551 | 731.1444 | 0 | 0 | 0 | 0 | 100.0114 | 112.4647 | 0 | 0 | 0 | 0 | 0 | 0 | 266.5473 | 498.6848 | 1130.61 | 1171.8931 | 0 | 0 | 0 | 0 | 0 | -46.234 | -299.2903 | -351 | 0 | 0 | 0 | 0 | 346.6204 | 152.1115 | -106.8646 | -89.7487 | 0.37104 | 0.38397 | 0.38397 | 0.17588 | 128.6096 | 58.407 | -41.0333 | -15.7846
9 | 1 | 12 | 750.7993 | 755.8707 | 764.5667 | 772.0868 | 0 | 0 | 0 | 0 | 112.2981 | 120.8936 | 0 | 0 | 0 | 0 | 0 | 0 | 260.3656 | 495.5444 | 1145.7032 | 1187.345 | 0 | 0 | 0 | 0 | 0 | -32.5177 | -203.3311 | -325.2463 | 0 | 0 | 0 | 0 | 378.1356 | 171.9505 | -177.8054 | -90.012 | 0.37287 | 0.38397 | 0.38397 | 0.17588 | 140.9945 | 66.0246 | -68.2728 | -15.8309
9 | 1 | 13 | 782.4791 | 788.9247 | 799.1614 | 807.9113 | 0 | 0 | 0 | 0 | 136.7894 | 117.0209 | 0 | 0 | 0 | 0 | 0 | 0 | 250.9105 | 496.8449 | 1159.7873 | 1200.5059 | 0 | 0 | 0 | 0 | 0 | -30.6254 | -190.2288 | -303.3409 | 0 | 0 | 0 | 0 | 394.7791 | 205.6843 | -170.3971 | -89.2537 | 0.37446 | 0.38065 | 0.38397 | 0.16813 | 147.8275 | 78.2947 | -65.4282 | -15.0062
9 | 1 | 14 | 794.7057 | 801.911 | 813.0544 | 822.6259 | 0 | 0 | 0 | 0 | 137.5669 | 152.0765 | 0 | 0 | 0 | 0 | 0 | 0 | 243.2448 | 496.3016 | 1153.9296 | 1192.6417 | 0 | 0 | 0 | 0 | 0 | -13.1535 | -159.5164 | -58.125 | 0 | 0 | 0 | 0 | 413.894 | 166.6863 | -181.3589 | -311.8908 | 0.37539 | 0.37471 | 0.37695 | 0.16849 | 155.3699 | 62.4596 | -68.3625 | -52.5508
9 | 1 | 15 | 803.2712 | 811.3495 | 823.4557 | 833.8355 | 0 | 0 | 0 | 0 | 145.5448 | 175.1562 | 0 | 0 | 0 | 0 | 0 | 0 | 237.2383 | 465.4319 | 1088.684 | 1124.596 | 0 | 0 | 0 | 0 | 0 | -3.1681 | -11.9072 | -29.9772 | 0 | 0 | 0 | 0 | 420.488 | 173.9295 | -253.3211 | -260.7833 | 0.37558 | 0.37413 | 0.37546 | 0.16764 | 157.9256 | 65.0725 | -95.1123 | -43.7166
9 | 1 | 16 | 801.3588 | 811.542 | 825.9707 | 838.418 | 0 | 0 | 0 | 0 | 134.1162 | 187.5777 | 0 | 0 | 0 | 0 | 0 | 0 | 258.3773 | 437.752 | 998.8333 | 1027.3038 | 0 | 0 | 0 | 0 | 0 | -5.4952 | -27.5354 | 2.364 | 0 | 0 | 0 | 0 | 408.8653 | 191.7075 | -145.3273 | -191.2499 | 0.38077 | 0.3675 | 0.37018 | 0.37865 | 155.6824 | 70.452 | -53.7972 | -72.4173
9 | 1 | 17 | 789.6693 | 802.1782 | 819.1008 | 833.7328 | 0 | 0 | 0 | 0 | 143.2899 | 199.8598 | 0 | 0 | 0 | 0 | 0 | 0 | 228.0583 | 348.5171 | 842.5969 | 860.1419 | 0 | 0 | 0 | 0 | 0 | -6.5233 | -33.4182 | -8.0386 | 0 | 0 | 0 | 0 | 418.3211 | 260.3246 | 9.9221 | -18.3706 | 0.38859 | 0.37976 | 0.38475 | 0.37375 | 162.5555 | 98.8602 | 3.8175 | -6.8659
9 | 1 | 18 | 764.5999 | 778.838 | 797.573 | 813.8241 | 0 | 0 | 0 | 0 | 166.2213 | 252.8899 | 0 | 0 | 0 | 0 | 0 | 0 | 146.195 | 174.5612 | 500.2287 | 503.6307 | 0 | 0 | 0 | 0 | 0 | -8.9814 | -5.2738 | 0 | 0 | 0 | 0 | 0 | 452.1837 | 360.3683 | 302.6181 | 310.1934 | 0.39913 | 0.39052 | 0.39482 | 0.38967 | 180.4792 | 140.7328 | 119.481 | 120.874
9 | 1 | 19 | 744.5442 | 759.9085 | 779.7835 | 797.0237 | 0 | 0 | 0 | 0 | 183.908 | 283.4509 | 0 | 0 | 0 | 0 | 0 | 0 | 127.0185 | 87.4423 | 274.3405 | 274.3417 | 0 | 0 | 0 | 0 | 0 | 18.9887 | 209.989 | 301.0413 | 0 | 0 | 0 | 0 | 433.6178 | 370.0265 | 295.454 | 221.6407 | 0.40014 | 0.39646 | 0.4013 | 0.39601 | 173.5061 | 146.701 | 118.5656 | 87.7721
9 | 1 | 20 | 735.8835 | 752.32 | 773.2596 | 791.3478 | 0 | 0 | 0 | 0 | 181.376 | 279.8673 | 0 | 0 | 0 | 0 | 0 | 0 | 139.9992 | 92.6527 | 280.1443 | 280.1443 | 0 | 0 | 0 | 0 | 0 | 5.035 | 29.2043 | 263.6715 | 0 | 0 | 0 | 0 | 414.5082 | 374.765 | 463.9109 | 247.532 | 0.39652 | 0.39181 | 0.39756 | 0.39343 | 164.3611 | 146.8382 | 184.4316 | 97.3871
9 | 1 | 21 | 698.3222 | 714.621 | 735.1657 | 752.8089 | 0 | 0 | 0 | 0 | 164.4862 | 285.8874 | 0 | 0 | 0 | 0 | 0 | 0 | 161.8263 | 100.3922 | 277.4281 | 277.4281 | 0 | 0 | 0 | 0 | 0 | 5.6835 | 50.8857 | 205.4782 | 0 | 0 | 0 | 0 | 372.0097 | 322.6579 | 406.8519 | 269.9027 | 0.39092 | 0.38892 | 0.39029 | 0.38929 | 145.4252 | 125.4879 | 158.7907 | 105.0695
9 | 1 | 22 | 644.1347 | 660.2505 | 680.3677 | 697.6454 | 0 | 0 | 0 | 0 | 177.319 | 281.482 | 0 | 0 | 0 | 0 | 0 | 0 | 179.1486 | 99.4293 | 267.4243 | 267.4243 | 0 | 0 | 0 | 0 | 0 | 10.1257 | 117.4324 | 312.4258 | 0 | 0 | 0 | 0 | 287.6671 | 269.2135 | 295.5109 | 117.7953 | 0.38531 | 0.3837 | 0.387 | 0.38422 | 110.8399 | 103.2971 | 114.363 | 45.259
9 | 1 | 23 | 586.1569 | 601.048 | 619.5695 | 635.4419 | 0 | 0 | 0 | 0 | 171.843 | 295.7463 | 0 | 0 | 0 | 0 | 0 | 0 | 178.1399 | 87.3378 | 266.7391 | 266.7391 | 0 | 0 | 0 | 0 | 0 | 9.5183 | 119.9604 | 123.0123 | 0 | 0 | 0 | 0 | 236.174 | 208.4456 | 232.87 | 245.6905 | 0.37862 | 0.38317 | 0.38456 | 0.38119 | 89.4213 | 79.871 | 89.5523 | 93.6556
9 | 1 | 24 | 536.6264 | 548.6418 | 563.7505 | 576.567 | 0 | 0 | 0 | 0 | 168.8774 | 281.2028 | 0 | 0 | 0 | 0 | 0 | 0 | 181.7491 | 81.8336 | 274.7733 | 274.7733 | 0 | 0 | 0 | 0 | 0 | 30.6336 | 187.6175 | 45.0205 | 0 | 0 | 0 | 0 | 185.9999 | 154.9717 | 101.3596 | 256.7732 | 0.37097 | 0.3792 | 0.38104 | 0.37743 | 69.0001 | 58.7656 | 38.6224 | 96.914
9 | 2 | 1 | 499.9969 | 509.2501 | 521.0962 | 530.9541 | 0 | 0 | 0 | 0 | 125.9452 | 235.1679 | 0 | 0 | 0 | 0 | 0 | 0 | 199.1225 | 85.3471 | 264.95 | 264.95 | 0 | 0 | 0 | 0 | 0 | 43.563 | 89.7904 | 55.0191 | 0 | 0 | 0 | 0 | 174.9292 | 145.1721 | 166.3558 | 210.985 | 0.37067 | 0.37067 | 0.37608 | 0.37093 | 64.8417 | 53.8108 | 62.5633 | 78.2605
9 | 2 | 2 | 472.4658 | 479.0406 | 487.8402 | 495.0308 | 0 | 0 | 0 | 0 | 103.087 | 252.0167 | 0 | 0 | 0 | 0 | 0 | 0 | 211.3584 | 96.2194 | 257.8002 | 257.8002 | 0 | 0 | 0 | 0 | 0 | 41.446 | 87.538 | 3.9565 | 0 | 0 | 0 | 0 | 158.0203 | 89.3586 | 142.502 | 233.2741 | 0.36983 | 0.36895 | 0.37442 | 0.36801 | 58.4404 | 32.9686 | 53.3552 | 85.8477
9 | 2 | 3 | 455.0734 | 459.4595 | 465.8022 | 470.8559 | 0 | 0 | 0 | 0 | 90.1388 | 214.4989 | 0 | 0 | 0 | 0 | 0 | 0 | 189.4896 | 89.867 | 253.1003 | 253.1003 | 0 | 0 | 0 | 0 | 0 | 27.353 | 80.5657 | -21.2643 | 0 | 0 | 0 | 0 | 175.445 | 127.7405 | 132.1362 | 239.0199 | 0.37068 | 0.36878 | 0.37239 | 0.3659 | 65.0333 | 47.1087 | 49.2063 | 87.4573
9 | 2 | 4 | 446.3427 | 448.5417 | 452.4343 | 455.3161 | 0 | 0 | 0 | 0 | 97.1754 | 207.6918 | 0 | 0 | 0 | 0 | 0 | 0 | 132.5881 | 57.8511 | 246.2791 | 246.2791 | 0 | 0 | 0 | 0 | 0 | 4.7941 | 70.1956 | 0 | 0 | 0 | 0 | 0 | 216.5791 | 178.2046 | 135.9596 | 209.037 | 0.3692 | 0.37208 | 0.37262 | 0.36651 | 79.9619 | 66.3056 | 50.6609 | 76.6132
9 | 2 | 5 | 446.3417 | 445.9857 | 447.0531 | 447.42 | 0 | 0 | 0 | 0 | 133.8149 | 237.2334 | 0 | 0 | 0 | 0 | 0 | 0 | 109.4837 | 42.2751 | 246.2521 | 246.2521 | 0 | 0 | 0 | 0 | 0 | 30.3823 | 28.872 | -107.4024 | 0 | 0 | 0 | 0 | 203.0431 | 136.0949 | 171.929 | 308.5703 | 0.36849 | 0.37169 | 0.3739 | 0.36618 | 74.8193 | 50.5845 | 64.2838 | 112.9908
9 | 2 | 6 | 445.1158 | 442.6915 | 441.5324 | 439.9961 | 0 | 0 | 0 | 0 | 140.2846 | 221.8664 | 0 | 0 | 0 | 0 | 0 | 0 | 107.1233 | 46.4518 | 269.2075 | 269.2112 | 0 | 0 | 0 | 0 | 0 | 5.7317 | 154.736 | -117 | 0 | 0 | 0 | 0 | 197.7079 | 168.6417 | 17.5889 | 287.7849 | 0.37162 | 0.37651 | 0.37574 | 0.37098 | 73.4722 | 63.4954 | 6.6088 | 106.7625
9 | 2 | 7 | 462.2708 | 458.6515 | 456.4525 | 454.2376 | 0 | 0 | 0 | 0 | 125.1432 | 181.4083 | 0 | 0 | 0 | 0 | 0 | 0 | 130.88 | 149.2895 | 535.2638 | 536.4521 | 0 | 0 | 0 | 0 | 0 | -16.6579 | -74.9171 | -15.6808 | 0 | 0 | 0 | 0 | 206.2476 | 144.6116 | -3.8943 | -66.5337 | 0.37194 | 0.38123 | 0.37528 | 0.36663 | 76.7111 | 55.1306 | -1.4615 | -24.393
9 | 2 | 8 | 513.1223 | 510.6578 | 510.3399 | 510.2579 | 0 | 0 | 0 | 0 | 106.5505 | 132.0459 | 0 | 0 | 0 | 0 | 0 | 0 | 170.3506 | 295.1967 | 793.8256 | 808.5195 | 0 | 0 | 0 | 0 | 0 | -36.1695 | -144.5577 | -16.0542 | 0 | 0 | 0 | 0 | 236.2212 | 119.5847 | -138.928 | -282.2075 | 0.36962 | 0.37552 | 0.37235 | 0.38036 | 87.3131 | 44.9068 | -51.7295 | -107.3416
9 | 2 | 9 | 568.1109 | 567.7079 | 570.269 | 573.18 | 0 | 0 | 0 | 0 | 83.1316 | 114.5535 | 0 | 0 | 0 | 0 | 0 | 0 | 216.1992 | 410.3947 | 971.963 | 1000.3535 | 0 | 0 | 0 | 0 | 0 | -54.8225 | -237.0695 | -177.1238 | 0 | 0 | 0 | 0 | 268.7801 | 97.5822 | -164.6245 | -250.0497 | 0.37229 | 0.38397 | 0.38397 | 0.17588 | 100.0644 | 37.4691 | -63.2117 | -43.9775
9 | 2 | 10 | 625.1917 | 626.4157 | 630.9286 | 635.4635 | 0 | 0 | 0 | 0 | 85.0398 | 117.4233 | 0 | 0 | 0 | 0 | 0 | 0 | 246.617 | 478.7526 | 1081.2886 | 1119.22 | 0 | 0 | 0 | 0 | 0 | -72.9604 | -382.474 | -355.6421 | 0 | 0 | 0 | 0 | 293.5349 | 103.2001 | -67.886 | -128.1144 | 0.37171 | 0.38397 | 0.38397 | 0.17588 | 109.1106 | 39.6262 | -26.0665 | -22.5321
9 | 2 | 11 | 676.8669 | 679.5263 | 685.513 | 690.9554 | 0 | 0 | 0 | 0 | 100.0114 | 112.4647 | 0 | 0 | 0 | 0 | 0 | 0 | 268.7358 | 520.7214 | 1133.3431 | 1177.6251 | 0 | 0 | 0 | 0 | 0 | -46.234 | -299.2903 | -351 | 0 | 0 | 0 | 0 | 308.1197 | 92.5742 | -148.5397 | -135.6696 | 0.37104 | 0.38397 | 0.38397 | 0.17588 | 114.3243 | 35.5461 | -57.0355 | -23.8609
9 | 2 | 12 | 717.2427 | 721.2157 | 728.5798 | 734.9476 | 0 | 0 | 0 | 0 | 112.2981 | 120.8936 | 0 | 0 | 0 | 0 | 0 | 0 | 273.6131 | 531.5414 | 1156.0141 | 1202.2183 | 0 | 0 | 0 | 0 | 0 | -32.5177 | -203.3311 | -325.2463 | 0 | 0 | 0 | 0 | 331.3316 | 101.2984 | -224.1032 | -142.0244 | 0.37287 | 0.38397 | 0.38397 | 0.17588 | 123.5428 | 38.896 | -86.05 | -24.9786
9 | 2 | 13 | 748.143 | 753.4646 | 762.3385 | 769.9094 | 0 | 0 | 0 | 0 | 136.7894 | 117.0209 | 0 | 0 | 0 | 0 | 0 | 0 | 277.2105 | 524.0357 | 1151.9036 | 1197.3798 | 0 | 0 | 0 | 0 | 0 | -30.6254 | -190.2288 | -303.3409 | 0 | 0 | 0 | 0 | 334.143 | 143.0334 | -199.3363 | -124.1295 | 0.37446 | 0.38065 | 0.38397 | 0.16813 | 125.1219 | 54.4463 | -76.5401 | -20.8699
9 | 2 | 14 | 770.848 | 777.2724 | 787.4688 | 796.2212 | 0 | 0 | 0 | 0 | 137.5669 | 152.0765 | 0 | 0 | 0 | 0 | 0 | 0 | 290.3252 | 493.864 | 1117.2197 | 1158.0851 | 0 | 0 | 0 | 0 | 0 | -13.1535 | -159.5164 | -58.125 | 0 | 0 | 0 | 0 | 342.9559 | 144.4853 | -170.2345 | -303.739 | 0.37539 | 0.37471 | 0.37695 | 0.16849 | 128.7408 | 54.1406 | -64.1693 | -51.1773
9 | 2 | 15 | 781.6797 | 789.0512 | 800.3004 | 809.9388 | 0 | 0 | 0 | 0 | 145.5448 | 175.1562 | 0 | 0 | 0 | 0 | 0 | 0 | 323.8329 | 487.0666 | 1075.1734 | 1111.8414 | 0 | 0 | 0 | 0 | 0 | -3.1681 | -11.9072 | -29.9772 | 0 | 0 | 0 | 0 | 312.3019 | 129.9965 | -262.9658 | -271.9254 | 0.37558 | 0.37413 | 0.37546 | 0.16764 | 117.2934 | 48.6358 | -98.7335 | -45.5844
9 | 2 | 16 | 784.9521 | 794.5983 | 808.3758 | 820.2597 | 0 | 0 | 0 | 0 | 134.1162 | 187.5777 | 0 | 0 | 0 | 0 | 0 | 0 | 291.7842 | 427.9155 | 987.5983 | 1017.3963 | 0 | 0 | 0 | 0 | 0 | -5.4952 | -27.5354 | 2.364 | 0 | 0 | 0 | 0 | 359.0517 | 184.6003 | -151.6872 | -199.5006 | 0.38077 | 0.3675 | 0.37018 | 0.37865 | 136.715 | 67.8402 | -56.1515 | -75.5414
9 | 2 | 17 | 779.4808 | 791.6562 | 808.1744 | 822.4566 | 0 | 0 | 0 | 0 | 143.2899 | 199.8598 | 0 | 0 | 0 | 0 | 0 | 0 | 282.612 | 351.5725 | 800.8064 | 819.5049 | 0 | 0 | 0 | 0 | 0 | -6.5233 | -33.4182 | -8.0386 | 0 | 0 | 0 | 0 | 353.5789 | 246.7473 | 40.7862 | 10.9902 | 0.38859 | 0.37976 | 0.38475 | 0.37375 | 137.3973 | 93.7041 | 15.6925 | 4.1076
9 | 2 | 18 | 760.1584 | 774.2511 | 792.8098 | 808.9083 | 0 | 0 | 0 | 0 | 166.2213 | 252.8899 | 0 | 0 | 0 | 0 | 0 | 0 | 205.4997 | 182.9703 | 481.7172 | 485.1929 | 0 | 0 | 0 | 0 | 0 | -8.9814 | -5.2738 | 0 | 0 | 0 | 0 | 0 | 388.4374 | 347.3723 | 316.3663 | 323.7154 | 0.39913 | 0.39052 | 0.39482 | 0.38967 | 155.0362 | 135.6575 | 124.9091 | 126.1432
9 | 2 | 19 | 745.7045 | 761.1067 | 781.0277 | 798.3078 | 0 | 0 | 0 | 0 | 183.908 | 283.4509 | 0 | 0 | 0 | 0 | 0 | 0 | 199.9822 | 115.0584 | 280.472 | 280.4732 | 0 | 0 | 0 | 0 | 0 | 18.9887 | 209.989 | 301.0413 | 0 | 0 | 0 | 0 | 361.8143 | 343.6086 | 290.5668 | 216.7933 | 0.40014 | 0.39646 | 0.4013 | 0.39601 | 144.7749 | 136.2274 | 116.6044 | 85.8525
9 | 2 | 20 | 737.5695 | 754.0611 | 775.0677 | 793.2138 | 0 | 0 | 0 | 0 | 181.376 | 279.8673 | 0 | 0 | 0 | 0 | 0 | 0 | 213.2111 | 129.259 | 308.0384 | 308.0384 | 0 | 0 | 0 | 0 | 0 | 5.035 | 29.2043 | 263.6715 | 0 | 0 | 0 | 0 | 342.9824 | 339.8999 | 437.825 | 221.5039 | 0.39652 | 0.39181 | 0.39756 | 0.39343 | 135.9996 | 133.1775 | 174.0609 | 87.1468
9 | 2 | 21 | 695.3672 | 711.5693 | 731.9967 | 749.5385 | 0 | 0 | 0 | 0 | 164.4862 | 285.8874 | 0 | 0 | 0 | 0 | 0 | 0 | 201.1736 | 118.4499 | 315.2302 | 315.2302 | 0 | 0 | 0 | 0 | 0 | 5.6835 | 50.8857 | 205.4782 | 0 | 0 | 0 | 0 | 329.7075 | 301.5485 | 365.8808 | 228.8301 | 0.39092 | 0.38892 | 0.39029 | 0.38929 | 128.8885 | 117.2781 | 142.8001 | 89.0805
9 | 2 | 22 | 636.9013 | 652.7803 | 672.6104 | 689.6397 | 0 | 0 | 0 | 0 | 177.319 | 281.482 | 0 | 0 | 0 | 0 | 0 | 0 | 183.9666 | 104.5745 | 316.646 | 316.646 | 0 | 0 | 0 | 0 | 0 | 10.1257 | 117.4324 | 312.4258 | 0 | 0 | 0 | 0 | 275.6156 | 256.5982 | 238.5319 | 60.5679 | 0.38531 | 0.3837 | 0.387 | 0.38422 | 106.1964 | 98.4566 | 92.3121 | 23.2713
9 | 2 | 23 | 580.0656 | 594.7573 | 613.0371 | 628.7002 | 0 | 0 | 0 | 0 | 171.843 | 295.7463 | 0 | 0 | 0 | 0 | 0 | 0 | 147.929 | 74.6037 | 309.21 | 309.21 | 0 | 0 | 0 | 0 | 0 | 9.5183 | 119.9604 | 123.0123 | 0 | 0 | 0 | 0 | 260.2936 | 214.889 | 183.8667 | 196.4779 | 0.37862 | 0.38317 | 0.38456 | 0.38119 | 98.5535 | 82.34 | 70.7076 | 74.8961
9 | 2 | 24 | 526.7824 | 538.4755 | 553.1935 | 565.6721 | 0 | 0 | 0 | 0 | 168.8774 | 281.2028 | 0 | 0 | 0 | 0 | 0 | 0 | 146.315 | 70.3513 | 302.2943 | 302.2943 | 0 | 0 | 0 | 0 | 0 | 30.6336 | 187.6175 | 45.0205 | 0 | 0 | 0 | 0 | 211.59 | 156.2878 | 63.2817 | 218.3573 | 0.37097 | 0.3792 | 0.38104 | 0.37743 | 78.4932 | 59.2647 | 24.1131 | 82.4147
9 | 3 | 1 | 490.6787 | 499.6268 | 511.103 | 520.641 | 0 | 0 | 0 | 0 | 125.9452 | 235.1679 | 0 | 0 | 0 | 0 | 0 | 0 | 110.4518 | 48.4302 | 289.3863 | 289.3863 | 0 | 0 | 0 | 0 | 0 | 43.563 | 89.7904 | 55.0191 | 0 | 0 | 0 | 0 | 254.2816 | 172.4658 | 131.9263 | 176.2356 | 0.37067 | 0.37067 | 0.37608 | 0.37093 | 94.2556 | 63.9277 | 49.615 | 65.3709
9 | 3 | 2 | 464.5978 | 470.9152 | 479.4024 | 486.3229 | 0 | 0 | 0 | 0 | 103.087 | 252.0167 | 0 | 0 | 0 | 0 | 0 | 0 | 119.433 | 58.427 | 268.2567 | 268.2567 | 0 | 0 | 0 | 0 | 0 | 41.446 | 87.538 | 3.9565 | 0 | 0 | 0 | 0 | 242.0779 | 119.0255 | 123.6077 | 214.1097 | 0.36983 | 0.36895 | 0.37442 | 0.36801 | 89.5272 | 43.9141 | 46.2808 | 78.7949
9 | 3 | 3 | 442.8908 | 446.8781 | 452.7372 | 457.3726 | 0 | 0 | 0 | 0 | 90.1388 | 214.4989 | 0 | 0 | 0 | 0 | 0 | 0 | 98.5839 | 39.0684 | 253.0061 | 253.0061 | 0 | 0 | 0 | 0 | 0 | 27.353 | 80.5657 | -21.2643 | 0 | 0 | 0 | 0 | 254.168 | 165.9578 | 119.1655 | 225.6308 | 0.37068 | 0.36878 | 0.37239 | 0.3659 | 94.2141 | 61.2026 | 44.3761 | 82.5583
9 | 3 | 4 | 437.1513 | 439.0494 | 442.5773 | 445.1435 | 0 | 0 | 0 | 0 | 97.1754 | 207.6918 | 0 | 0 | 0 | 0 | 0 | 0 | 67.3896 | 20.1791 | 242.3698 | 242.3698 | 0 | 0 | 0 | 0 | 0 | 4.7941 | 70.1956 | 0 | 0 | 0 | 0 | 0 | 272.5864 | 206.3844 | 130.0119 | 202.7737 | 0.3692 | 0.37208 | 0.37262 | 0.36651 | 100.6401 | 76.7906 | 48.4447 | 74.3176
9 | 3 | 5 | 441.882 | 441.38 | 442.2704 | 442.4842 | 0 | 0 | 0 | 0 | 133.8149 | 237.2334 | 0 | 0 | 0 | 0 | 0 | 0 | 72.5463 | 29.4734 | 230.2154 | 230.2154 | 0 | 0 | 0 | 0 | 0 | 30.3823 | 28.872 | -107.4024 | 0 | 0 | 0 | 0 | 235.5208 | 144.291 | 183.1829 | 319.6712 | 0.36849 | 0.37169 | 0.3739 | 0.36618 | 86.7869 | 53.6308 | 68.4916 | 117.0556
9 | 3 | 6 | 450.6814 | 448.4392 | 447.5011 | 446.1559 | 0 | 0 | 0 | 0 | 140.2846 | 221.8664 | 0 | 0 | 0 | 0 | 0 | 0 | 110.1284 | 68.0736 | 254.05 | 254.0533 | 0 | 0 | 0 | 0 | 0 | 5.7317 | 154.736 | -117 | 0 | 0 | 0 | 0 | 200.2684 | 152.7676 | 38.7151 | 309.1026 | 0.37162 | 0.37651 | 0.37574 | 0.37098 | 74.4238 | 57.5187 | 14.5467 | 114.6709
9 | 3 | 7 | 473.4926 | 470.2406 | 468.487 | 466.6575 | 0 | 0 | 0 | 0 | 125.1432 | 181.4083 | 0 | 0 | 0 | 0 | 0 | 0 | 136.0919 | 171.8187 | 552.6061 | 553.7783 | 0 | 0 | 0 | 0 | 0 | -16.6579 | -74.9171 | -15.6808 | 0 | 0 | 0 | 0 | 212.2575 | 133.6716 | -9.2021 | -71.4401 | 0.37194 | 0.38123 | 0.37528 | 0.36663 | 78.9464 | 50.9599 | -3.4534 | -26.1918
9 | 3 | 8 | 527.2628 | 525.2612 | 525.5046 | 525.9081 | 0 | 0 | 0 | 0 | 106.5505 | 132.0459 | 0 | 0 | 0 | 0 | 0 | 0 | 214.7471 | 335.4555 | 845.749 | 861.0788 | 0 | 0 | 0 | 0 | 0 | -36.1695 | -144.5577 | -16.0542 | 0 | 0 | 0 | 0 | 205.9652 | 93.9293 | -175.6867 | -319.1165 | 0.36962 | 0.37552 | 0.37235 | 0.38036 | 76.1298 | 35.2726 | -65.4165 | -121.3805
9 | 3 | 9 | 590.4094 | 590.7363 | 594.1825 | 597.8592 | 0 | 0 | 0 | 0 | 83.1316 | 114.5535 | 0 | 0 | 0 | 0 | 0 | 0 | 247.9316 | 437.2915 | 1013.5432 | 1043.0715 | 0 | 0 | 0 | 0 | 0 | -54.8225 | -237.0695 | -177.1238 | 0 | 0 | 0 | 0 | 259.3462 | 93.7139 | -182.2912 | -268.0885 | 0.37229 | 0.38397 | 0.38397 | 0.17588 | 96.5523 | 35.9838 | -69.9952 | -47.1501
9 | 3 | 10 | 654.071 | 656.2403 | 661.8996 | 667.4261 | 0 | 0 | 0 | 0 | 85.0398 | 117.4233 | 0 | 0 | 0 | 0 | 0 | 0 | 260.6203 | 492.0015 | 1105.866 | 1145.0624 | 0 | 0 | 0 | 0 | 0 | -72.9604 | -382.474 | -355.6421 | 0 | 0 | 0 | 0 | 308.411 | 119.7759 | -61.4925 | -121.9942 | 0.37171 | 0.38397 | 0.38397 | 0.17588 | 114.6402 | 45.9909 | -23.6116 | -21.4558
9 | 3 | 11 | 712.1095 | 715.9225 | 723.308 | 729.9606 | 0 | 0 | 0 | 0 | 100.0114 | 112.4647 | 0 | 0 | 0 | 0 | 0 | 0 | 274.046 | 526.8376 | 1156.8519 | 1202.1216 | 0 | 0 | 0 | 0 | 0 | -46.234 | -299.2903 | -351 | 0 | 0 | 0 | 0 | 338.0521 | 122.8541 | -134.2536 | -121.161 | 0.37104 | 0.38397 | 0.38397 | 0.17588 | 125.4304 | 47.1729 | -51.55 | -21.3092
9 | 3 | 12 | 748.9139 | 753.9236 | 762.5447 | 770.0001 | 0 | 0 | 0 | 0 | 112.2981 | 120.8936 | 0 | 0 | 0 | 0 | 0 | 0 | 277.1154 | 526.9566 | 1173.8175 | 1219.6946 | 0 | 0 | 0 | 0 | 0 | -32.5177 | -203.3311 | -325.2463 | 0 | 0 | 0 | 0 | 359.5004 | 138.5912 | -207.9416 | -124.4483 | 0.37287 | 0.38397 | 0.38397 | 0.17588 | 134.046 | 53.2155 | -79.8443 | -21.8874
9 | 3 | 13 | 774.8287 | 781.0239 | 790.9569 | 799.4441 | 0 | 0 | 0 | 0 | 136.7894 | 117.0209 | 0 | 0 | 0 | 0 | 0 | 0 | 330.7496 | 541.0355 | 1154.8818 | 1196.9313 | 0 | 0 | 0 | 0 | 0 | -30.6254 | -190.2288 | -303.3409 | 0 | 0 | 0 | 0 | 307.2896 | 153.5929 | -173.6961 | -94.1462 | 0.37446 | 0.38065 | 0.38397 | 0.16813 | 115.0665 | 58.4658 | -66.6949 | -15.8288
9 | 3 | 14 | 792.639 | 799.7766 | 810.838 | 820.3386 | 0 | 0 | 0 | 0 | 137.5669 | 152.0765 | 0 | 0 | 0 | 0 | 0 | 0 | 347.8187 | 548.0699 | 1174.6198 | 1215.6159 | 0 | 0 | 0 | 0 | 0 | -13.1535 | -159.5164 | -58.125 | 0 | 0 | 0 | 0 | 307.2534 | 112.7836 | -204.2654 | -337.1524 | 0.37539 | 0.37471 | 0.37695 | 0.16849 | 115.3386 | 42.2615 | -76.9971 | -56.8071
9 | 3 | 15 | 799.4822 | 807.4365 | 819.3923 | 829.6421 | 0 | 0 | 0 | 0 | 145.5448 | 175.1562 | 0 | 0 | 0 | 0 | 0 | 0 | 296.4967 | 489.256 | 1158.2988 | 1194.4843 | 0 | 0 | 0 | 0 | 0 | -3.1681 | -11.9072 | -29.9772 | 0 | 0 | 0 | 0 | 357.4407 | 146.1924 | -326.9992 | -334.8651 | 0.37558 | 0.37413 | 0.37546 | 0.16764 | 134.2465 | 54.6952 | -122.7756 | -56.1353
9 | 3 | 16 | 799.9629 | 810.1004 | 824.4737 | 836.873 | 0 | 0 | 0 | 0 | 134.1162 | 187.5777 | 0 | 0 | 0 | 0 | 0 | 0 | 281.8035 | 445.5202 | 1099.5925 | 1129.001 | 0 | 0 | 0 | 0 | 0 | -5.4952 | -27.5354 | 2.364 | 0 | 0 | 0 | 0 | 384.0432 | 182.4977 | -247.5835 | -294.492 | 0.38077 | 0.3675 | 0.37018 | 0.37865 | 146.2309 | 67.0675 | -91.6504 | -111.5102
9 | 3 | 17 | 795.815 | 808.525 | 825.6916 | 840.5346 | 0 | 0 | 0 | 0 | 143.2899 | 199.8598 | 0 | 0 | 0 | 0 | 0 | 0 | 252.8231 | 348.5474 | 924.4841 | 942.0595 | 0 | 0 | 0 | 0 | 0 | -6.5233 | -33.4182 | -8.0386 | 0 | 0 | 0 | 0 | 399.7019 | 266.6412 | -65.3744 | -93.4863 | 0.38859 | 0.37976 | 0.38475 | 0.37375 | 155.3203 | 101.259 | -25.1528 | -34.9402
9 | 3 | 18 | 768.7696 | 783.1442 | 802.0447 | 818.4389 | 0 | 0 | 0 | 0 | 166.2213 | 252.8899 | 0 | 0 | 0 | 0 | 0 | 0 | 207.4853 | 205.547 | 599.8306 | 603.0327 | 0 | 0 | 0 | 0 | 0 | -8.9814 | -5.2738 | 0 | 0 | 0 | 0 | 0 | 395.063 | 333.6886 | 207.4878 | 215.4062 | 0.39913 | 0.39052 | 0.39482 | 0.38967 | 157.6807 | 130.3137 | 81.9212 | 83.938
9 | 3 | 19 | 760.1532 | 776.0284 | 796.5229 | 814.2991 | 0 | 0 | 0 | 0 | 183.908 | 283.4509 | 0 | 0 | 0 | 0 | 0 | 0 | 173.5338 | 110.8007 | 387.0315 | 387.0328 | 0 | 0 | 0 | 0 | 0 | 18.9887 | 209.989 | 301.0413 | 0 | 0 | 0 | 0 | 402.7114 | 362.788 | 199.5024 | 126.225 | 0.40014 | 0.39646 | 0.4013 | 0.39601 | 161.1393 | 143.8313 | 80.0603 | 49.9865
9 | 3 | 20 | 751.3837 | 768.3276 | 789.8824 | 808.5029 | 0 | 0 | 0 | 0 | 181.376 | 279.8673 | 0 | 0 | 0 | 0 | 0 | 0 | 203.6642 | 125.8427 | 383.2242 | 383.2242 | 0 | 0 | 0 | 0 | 0 | 5.035 | 29.2043 | 263.6715 | 0 | 0 | 0 | 0 | 366.3435 | 357.5826 | 377.4539 | 161.6072 | 0.39652 | 0.39181 | 0.39756 | 0.39343 | 145.2628 | 140.1059 | 150.0599 | 63.5815
9 | 3 | 21 | 699.9901 | 716.3435 | 736.9543 | 754.6549 | 0 | 0 | 0 | 0 | 164.4862 | 285.8874 | 0 | 0 | 0 | 0 | 0 | 0 | 218.9993 | 138.8201 | 390.7866 | 390.7866 | 0 | 0 | 0 | 0 | 0 | 5.6835 | 50.8857 | 205.4782 | 0 | 0 | 0 | 0 | 316.5047 | 285.9524 | 295.282 | 158.3901 | 0.39092 | 0.38892 | 0.39029 | 0.38929 | 123.7273 | 111.2125 | 115.246 | 61.6592
9 | 3 | 22 | 625.6251 | 641.135 | 660.5175 | 677.1597 | 0 | 0 | 0 | 0 | 177.319 | 281.482 | 0 | 0 | 0 | 0 | 0 | 0 | 188.0742 | 112.8806 | 392.063 | 392.063 | 0 | 0 | 0 | 0 | 0 | 10.1257 | 117.4324 | 312.4258 | 0 | 0 | 0 | 0 | 260.2318 | 236.6468 | 151.0221 | -27.3291 | 0.38531 | 0.3837 | 0.387 | 0.38422 | 100.2689 | 90.8013 | 58.4457 | -10.5003
9 | 3 | 23 | 559.163 | 573.1704 | 590.6206 | 605.566 | 0 | 0 | 0 | 0 | 171.843 | 295.7463 | 0 | 0 | 0 | 0 | 0 | 0 | 211.7628 | 118.885 | 378.3567 | 378.3567 | 0 | 0 | 0 | 0 | 0 | 9.5183 | 119.9604 | 123.0123 | 0 | 0 | 0 | 0 | 175.5572 | 149.0209 | 92.3035 | 104.197 | 0.37862 | 0.38317 | 0.38456 | 0.38119 | 66.4703 | 57.101 | 35.4962 | 39.7192
9 | 3 | 24 | 510.5933 | 521.7565 | 535.8319 | 547.7546 | 0 | 0 | 0 | 0 | 168.8774 | 281.2028 | 0 | 0 | 0 | 0 | 0 | 0 | 247.1141 | 131.8977 | 360.1882 | 360.1882 | 0 | 0 | 0 | 0 | 0 | 30.6336 | 187.6175 | 45.0205 | 0 | 0 | 0 | 0 | 94.6018 | 78.0223 | -11.9738 | 142.5459 | 0.37097 | 0.3792 | 0.38104 | 0.37743 | 35.0943 | 29.5862 | -4.5625 | 53.8012
9 | 4 | 1 | 478.8768 | 487.4386 | 498.4464 | 507.5791 | 0 | 0 | 0 | 0 | 125.9452 | 235.1679 | 0 | 0 | 0 | 0 | 0 | 0 | 250.1112 | 125.2018 | 344.2166 | 344.2166 | 0 | 0 | 0 | 0 | 0 | 43.563 | 89.7904 | 55.0191 | 0 | 0 | 0 | 0 | 102.8203 | 83.5059 | 64.4394 | 108.3434 | 0.37067 | 0.37067 | 0.37608 | 0.37093 | 38.1128 | 30.9531 | 24.2344 | 40.1877
9 | 4 | 2 | 455.1164 | 461.1234 | 469.2343 | 475.8292 | 0 | 0 | 0 | 0 | 103.087 | 252.0167 | 0 | 0 | 0 | 0 | 0 | 0 | 235.6741 | 98.0232 | 318.4589 | 318.4589 | 0 | 0 | 0 | 0 | 0 | 41.446 | 87.538 | 3.9565 | 0 | 0 | 0 | 0 | 116.3553 | 69.6375 | 63.2374 | 153.4138 | 0.36983 | 0.36895 | 0.37442 | 0.36801 | 43.0315 | 25.6925 | 23.6772 | 56.4581
9 | 4 | 3 | 444.3774 | 448.4133 | 454.3315 | 459.0179 | 0 | 0 | 0 | 0 | 90.1388 | 214.4989 | 0 | 0 | 0 | 0 | 0 | 0 | 266.0075 | 93.8318 | 310.0875 | 310.0875 | 0 | 0 | 0 | 0 | 0 | 27.353 | 80.5657 | -21.2643 | 0 | 0 | 0 | 0 | 88.231 | 112.7296 | 63.6783 | 170.1947 | 0.37068 | 0.36878 | 0.37239 | 0.3659 | 32.7052 | 41.5729 | 23.7132 | 62.2742
9 | 4 | 4 | 450.186 | 452.5108 | 456.556 | 459.5698 | 0 | 0 | 0 | 0 | 97.1754 | 207.6918 | 0 | 0 | 0 | 0 | 0 | 0 | 263.5665 | 91.3774 | 311.2895 | 311.2895 | 0 | 0 | 0 | 0 | 0 | 4.7941 | 70.1956 | 0 | 0 | 0 | 0 | 0 | 89.4441 | 148.6475 | 75.0709 | 148.2803 | 0.3692 | 0.37208 | 0.37262 | 0.36651 | 33.0231 | 55.3081 | 27.9727 | 54.3455
9 | 4 | 5 | 478.3574 | 479.0494 | 481.3875 | 482.8537 | 0 | 0 | 0 | 0 | 133.8149 | 237.2334 | 0 | 0 | 0 | 0 | 0 | 0 | 241.2841 | 92.856 | 317.1144 | 317.1144 | 0 | 0 | 0 | 0 | 0 | 30.3823 | 28.872 | -107.4024 | 0 | 0 | 0 | 0 | 103.2583 | 118.5777 | 135.4011 | 273.1418 | 0.36849 | 0.37169 | 0.3739 | 0.36618 | 38.0496 | 44.0735 | 50.6261 | 100.0177
9 | 4 | 6 | 534.1649 | 534.6556 | 537.031 | 538.5523 | 0 | 0 | 0 | 0 | 140.2846 | 221.8664 | 0 | 0 | 0 | 0 | 0 | 0 | 228.2403 | 105.563 | 342.4582 | 342.4611 | 0 | 0 | 0 | 0 | 0 | 5.7317 | 154.736 | -117 | 0 | 0 | 0 | 0 | 165.64 | 201.4945 | 39.8367 | 313.0912 | 0.37162 | 0.37651 | 0.37574 | 0.37098 | 61.5552 | 75.8649 | 14.9681 | 116.1506
9 | 4 | 7 | 577.4618 | 577.6131 | 579.9862 | 581.7267 | 0 | 0 | 0 | 0 | 125.1432 | 181.4083 | 0 | 0 | 0 | 0 | 0 | 0 | 239.259 | 199.9158 | 597.0599 | 598.241 | 0 | 0 | 0 | 0 | 0 | -16.6579 | -74.9171 | -15.6808 | 0 | 0 | 0 | 0 | 213.0596 | 212.947 | 57.8434 | -0.83358 | 0.37194 | 0.38123 | 0.37528 | 0.36663 | 79.2447 | 81.1822 | 21.7077 | -0.30561
9 | 4 | 8 | 621.5149 | 622.5986 | 626.5829 | 630.2228 | 0 | 0 | 0 | 0 | 106.5505 | 132.0459 | 0 | 0 | 0 | 0 | 0 | 0 | 249.3393 | 332.1847 | 911.183 | 926.4589 | 0 | 0 | 0 | 0 | 0 | -36.1695 | -144.5577 | -16.0542 | 0 | 0 | 0 | 0 | 265.6251 | 194.5375 | -140.0424 | -280.1819 | 0.36962 | 0.37552 | 0.37235 | 0.38036 | 98.1816 | 73.0533 | -52.1445 | -106.5711
9 | 4 | 9 | 671.1555 | 674.1256 | 680.7767 | 687.226 | 0 | 0 | 0 | 0 | 83.1316 | 114.5535 | 0 | 0 | 0 | 0 | 0 | 0 | 315.3994 | 461.6641 | 1125.0824 | 1154.8118 | 0 | 0 | 0 | 0 | 0 | -54.8225 | -237.0695 | -177.1238 | 0 | 0 | 0 | 0 | 272.6244 | 152.7305 | -207.2362 | -290.4621 | 0.37229 | 0.38397 | 0.38397 | 0.17588 | 101.4956 | 58.6447 | -79.5735 | -51.0851
9 | 4 | 10 | 705.0313 | 708.8688 | 716.5507 | 723.8271 | 0 | 0 | 0 | 0 | 85.0398 | 117.4233 | 0 | 0 | 0 | 0 | 0 | 0 | 345.9403 | 539.6622 | 1244.6412 | 1284.9428 | 0 | 0 | 0 | 0 | 0 | -72.9604 | -382.474 | -355.6421 | 0 | 0 | 0 | 0 | 274.0513 | 124.7436 | -145.6166 | -205.4737 | 0.37171 | 0.38397 | 0.38397 | 0.17588 | 101.8683 | 47.8984 | -55.9131 | -36.1377
9 | 4 | 11 | 743.2368 | 748.0687 | 756.6898 | 764.4111 | 0 | 0 | 0 | 0 | 100.0114 | 112.4647 | 0 | 0 | 0 | 0 | 0 | 0 | 378.4499 | 591.152 | 1295.448 | 1341.8939 | 0 | 0 | 0 | 0 | 0 | -46.234 | -299.2903 | -351 | 0 | 0 | 0 | 0 | 264.7755 | 90.686 | -239.468 | -226.4828 | 0.37104 | 0.38397 | 0.38397 | 0.17588 | 98.2419 | 34.8211 | -91.9497 | -39.8327
9 | 4 | 12 | 762.6375 | 768.0964 | 777.2622 | 785.1888 | 0 | 0 | 0 | 0 | 112.2981 | 120.8936 | 0 | 0 | 0 | 0 | 0 | 0 | 434.2969 | 643.2047 | 1294.7238 | 1343.8342 | 0 | 0 | 0 | 0 | 0 | -32.5177 | -203.3311 | -325.2463 | 0 | 0 | 0 | 0 | 216.0425 | 36.5159 | -314.1304 | -233.3991 | 0.37287 | 0.38397 | 0.38397 | 0.17588 | 80.5552 | 14.0212 | -120.6182 | -41.0491
9 | 4 | 13 | 778.1463 | 784.4501 | 794.5148 | 803.1159 | 0 | 0 | 0 | 0 | 136.7894 | 117.0209 | 0 | 0 | 0 | 0 | 0 | 0 | 474.0327 | 655.1786 | 1260.0681 | 1307.8329 | 0 | 0 | 0 | 0 | 0 | -30.6254 | -190.2288 | -303.3409 | 0 | 0 | 0 | 0 | 167.3241 | 42.876 | -275.3245 | -201.376 | 0.37446 | 0.38065 | 0.38397 | 0.16813 | 62.6556 | 16.3209 | -105.7177 | -33.8574
9 | 4 | 14 | 789.829 | 796.8746 | 807.8245 | 817.2286 | 0 | 0 | 0 | 0 | 137.5669 | 152.0765 | 0 | 0 | 0 | 0 | 0 | 0 | 498.0097 | 640.3397 | 1230.5199 | 1274.549 | 0 | 0 | 0 | 0 | 0 | -13.1535 | -159.5164 | -58.125 | 0 | 0 | 0 | 0 | 154.2524 | 17.6118 | -263.1791 | -399.1954 | 0.37539 | 0.37471 | 0.37695 | 0.16849 | 57.9041 | 6.5994 | -99.2044 | -67.2608
9 | 4 | 15 | 798.6846 | 806.6127 | 818.5369 | 828.7592 | 0 | 0 | 0 | 0 | 145.5448 | 175.1562 | 0 | 0 | 0 | 0 | 0 | 0 | 508.0161 | 609.7095 | 1192.2117 | 1230.3498 | 0 | 0 | 0 | 0 | 0 | -3.1681 | -11.9072 | -29.9772 | 0 | 0 | 0 | 0 | 145.1236 | 24.9152 | -361.7676 | -371.6134 | 0.37558 | 0.37413 | 0.37546 | 0.16764 | 54.5051 | 9.3216 | -135.8298 | -62.2956
9 | 4 | 16 | 800.7968 | 810.9617 | 825.368 | 837.796 | 0 | 0 | 0 | 0 | 134.1162 | 187.5777 | 0 | 0 | 0 | 0 | 0 | 0 | 486.2217 | 532.393 | 1105.105 | 1132.8041 | 0 | 0 | 0 | 0 | 0 | -5.4952 | -27.5354 | 2.364 | 0 | 0 | 0 | 0 | 180.4588 | 96.4861 | -252.2017 | -297.3722 | 0.38077 | 0.3675 | 0.37018 | 0.37865 | 68.7128 | 35.4584 | -93.3599 | -112.6007
9 | 4 | 17 | 774.0966 | 786.0957 | 802.4002 | 816.4974 | 0 | 0 | 0 | 0 | 143.2899 | 199.8598 | 0 | 0 | 0 | 0 | 0 | 0 | 451.933 | 434.0757 | 917.8953 | 933.9797 | 0 | 0 | 0 | 0 | 0 | -6.5233 | -33.4182 | -8.0386 | 0 | 0 | 0 | 0 | 178.8736 | 158.6836 | -82.077 | -109.4437 | 0.38859 | 0.37976 | 0.38475 | 0.37375 | 69.5086 | 60.2613 | -31.5792 | -40.9042
9 | 4 | 18 | 740.7786 | 754.2369 | 772.0264 | 787.4595 | 0 | 0 | 0 | 0 | 166.2213 | 252.8899 | 0 | 0 | 0 | 0 | 0 | 0 | 367.1442 | 263.9768 | 542.4648 | 545.1304 | 0 | 0 | 0 | 0 | 0 | -8.9814 | -5.2738 | 0 | 0 | 0 | 0 | 0 | 207.4131 | 246.3515 | 234.8354 | 242.3291 | 0.39913 | 0.39052 | 0.39482 | 0.38967 | 82.7844 | 96.2064 | 92.7187 | 94.4291
9 | 4 | 19 | 723.0796 | 737.7412 | 756.7643 | 773.2674 | 0 | 0 | 0 | 0 | 183.908 | 283.4509 | 0 | 0 | 0 | 0 | 0 | 0 | 348.7743 | 203.323 | 340.6895 | 340.691 | 0 | 0 | 0 | 0 | 0 | 18.9887 | 209.989 | 301.0413 | 0 | 0 | 0 | 0 | 190.3973 | 231.9786 | 206.0857 | 131.5352 | 0.40014 | 0.39646 | 0.4013 | 0.39601 | 76.1848 | 91.9704 | 82.7022 | 52.0894
9 | 4 | 20 | 712.5516 | 728.2243 | 748.2379 | 765.525 | 0 | 0 | 0 | 0 | 181.376 | 279.8673 | 0 | 0 | 0 | 0 | 0 | 0 | 332.5498 | 184.9088 | 327.5836 | 327.5836 | 0 | 0 | 0 | 0 | 0 | 5.035 | 29.2043 | 263.6715 | 0 | 0 | 0 | 0 | 198.6258 | 258.4132 | 391.45 | 174.2699 | 0.39652 | 0.39181 | 0.39756 | 0.39343 | 78.7592 | 101.2499 | 155.6242 | 68.5634
9 | 4 | 21 | 662.8621 | 678.0001 | 697.1374 | 713.563 | 0 | 0 | 0 | 0 | 164.4862 | 285.8874 | 0 | 0 | 0 | 0 | 0 | 0 | 338.0259 | 184.0789 | 304.6543 | 304.6543 | 0 | 0 | 0 | 0 | 0 | 5.6835 | 50.8857 | 205.4782 | 0 | 0 | 0 | 0 | 160.35 | 202.3503 | 341.5974 | 203.4306 | 0.39092 | 0.38892 | 0.39029 | 0.38929 | 62.6836 | 78.698 | 133.3225 | 79.1928
9 | 4 | 22 | 595.9481 | 610.4866 | 628.6911 | 644.3143 | 0 | 0 | 0 | 0 | 177.319 | 281.482 | 0 | 0 | 0 | 0 | 0 | 0 | 330.4349 | 178.2266 | 287.6213 | 287.6213 | 0 | 0 | 0 | 0 | 0 | 10.1257 | 117.4324 | 312.4258 | 0 | 0 | 0 | 0 | 88.1942 | 140.6523 | 223.6374 | 44.2672 | 0.38531 | 0.3837 | 0.387 | 0.38422 | 33.9818 | 53.9682 | 86.5479 | 17.0082
9 | 4 | 23 | 528.3801 | 541.3799 | 557.6083 | 571.4967 | 0 | 0 | 0 | 0 | 171.843 | 295.7463 | 0 | 0 | 0 | 0 | 0 | 0 | 307.9779 | 169.572 | 273.9445 | 273.9445 | 0 | 0 | 0 | 0 | 0 | 9.5183 | 119.9604 | 123.0123 | 0 | 0 | 0 | 0 | 48.5593 | 66.5434 | 163.7033 | 174.5399 | 0.37862 | 0.38317 | 0.38456 | 0.38119 | 18.3857 | 25.4977 | 62.9536 | 66.5335
9 | 4 | 24 | 490.9779 | 501.4989 | 514.7958 | 526.0449 | 0 | 0 | 0 | 0 | 168.8774 | 281.2028 | 0 | 0 | 0 | 0 | 0 | 0 | 282.3674 | 155.7037 | 261.9115 | 261.9115 | 0 | 0 | 0 | 0 | 0 | 30.6336 | 187.6175 | 45.0205 | 0 | 0 | 0 | 0 | 39.7331 | 33.9588 | 65.2669 | 219.113 | 0.37097 | 0.3792 | 0.38104 | 0.37743 | 14.7397 | 12.8773 | 24.8695 | 82.6999
9 | 5 | 1 | 463.3585 | 471.4123 | 481.8041 | 490.404 | 0 | 0 | 0 | 0 | 125.9452 | 235.1679 | 0 | 0 | 0 | 0 | 0 | 0 | 268.3822 | 155.538 | 254.1957 | 254.1957 | 0 | 0 | 0 | 0 | 0 | 43.563 | 89.7904 | 55.0191 | 0 | 0 | 0 | 0 | 69.031 | 37.1434 | 137.818 | 181.1891 | 0.37067 | 0.37067 | 0.37608 | 0.37093 | 25.588 | 13.7679 | 51.8307 | 67.2083
9 | 5 | 2 | 445.2905 | 450.9759 | 458.6968 | 464.9543 | 0 | 0 | 0 | 0 | 103.087 | 252.0167 | 0 | 0 | 0 | 0 | 0 | 0 | 266.7997 | 171.3713 | 263.5772 | 263.5772 | 0 | 0 | 0 | 0 | 0 | 41.446 | 87.538 | 3.9565 | 0 | 0 | 0 | 0 | 75.4039 | -13.8581 | 107.5816 | 197.4206 | 0.36983 | 0.36895 | 0.37442 | 0.36801 | 27.8865 | -5.1129 | 40.2804 | 72.6532
9 | 5 | 3 | 434.5515 | 438.2658 | 443.794 | 448.143 | 0 | 0 | 0 | 0 | 90.1388 | 214.4989 | 0 | 0 | 0 | 0 | 0 | 0 | 261.3068 | 186.0441 | 298.1486 | 298.1486 | 0 | 0 | 0 | 0 | 0 | 27.353 | 80.5657 | -21.2643 | 0 | 0 | 0 | 0 | 83.1058 | 10.3697 | 65.0797 | 171.2587 | 0.37068 | 0.36878 | 0.37239 | 0.3659 | 30.8054 | 3.8242 | 24.2351 | 62.6635
9 | 5 | 4 | 439.49 | 441.4646 | 445.0853 | 447.7318 | 0 | 0 | 0 | 0 | 97.1754 | 207.6918 | 0 | 0 | 0 | 0 | 0 | 0 | 230.5623 | 175.323 | 329.2561 | 329.2561 | 0 | 0 | 0 | 0 | 0 | 4.7941 | 70.1956 | 0 | 0 | 0 | 0 | 0 | 111.7523 | 53.6556 | 45.6335 | 118.4757 | 0.3692 | 0.37208 | 0.37262 | 0.36651 | 41.2594 | 19.9639 | 17.0039 | 43.4219
9 | 5 | 5 | 464.8695 | 465.12 | 466.9227 | 467.9258 | 0 | 0 | 0 | 0 | 133.8149 | 237.2334 | 0 | 0 | 0 | 0 | 0 | 0 | 194.0387 | 167.0314 | 341.7121 | 341.7121 | 0 | 0 | 0 | 0 | 0 | 30.3823 | 28.872 | -107.4024 | 0 | 0 | 0 | 0 | 137.0158 | 30.4729 | 96.3386 | 233.6161 | 0.36849 | 0.37169 | 0.3739 | 0.36618 | 50.4889 | 11.3263 | 36.0207 | 85.5444
9 | 5 | 6 | 507.3704 | 506.984 | 508.2959 | 508.8972 | 0 | 0 | 0 | 0 | 140.2846 | 221.8664 | 0 | 0 | 0 | 0 | 0 | 0 | 168.27 | 160.807 | 317.9787 | 317.9811 | 0 | 0 | 0 | 0 | 0 | 5.7317 | 154.736 | -117 | 0 | 0 | 0 | 0 | 198.8158 | 118.579 | 35.5812 | 307.9161 | 0.37162 | 0.37651 | 0.37574 | 0.37098 | 73.8839 | 44.6463 | 13.3692 | 114.2307
9 | 5 | 7 | 539.8444 | 538.7643 | 539.6443 | 540.0931 | 0 | 0 | 0 | 0 | 125.1432 | 181.4083 | 0 | 0 | 0 | 0 | 0 | 0 | 171.8472 | 229.9096 | 538.5848 | 539.7555 | 0 | 0 | 0 | 0 | 0 | -16.6579 | -74.9171 | -15.6808 | 0 | 0 | 0 | 0 | 242.8539 | 144.1043 | 75.9766 | 16.0184 | 0.37194 | 0.38123 | 0.37528 | 0.36663 | 90.3264 | 54.9372 | 28.5128 | 5.8728
9 | 5 | 8 | 574.8512 | 574.4073 | 576.5395 | 578.5771 | 0 | 0 | 0 | 0 | 106.5505 | 132.0459 | 0 | 0 | 0 | 0 | 0 | 0 | 228.1262 | 380.0827 | 843.4577 | 858.4851 | 0 | 0 | 0 | 0 | 0 | -36.1695 | -144.5577 | -16.0542 | 0 | 0 | 0 | 0 | 240.1745 | 98.4482 | -122.3604 | -263.8538 | 0.36962 | 0.37552 | 0.37235 | 0.38036 | 88.7744 | 36.9695 | -45.5606 | -100.3605
9 | 5 | 9 | 613.3244 | 614.4013 | 618.7571 | 623.2206 | 0 | 0 | 0 | 0 | 83.1316 | 114.5535 | 0 | 0 | 0 | 0 | 0 | 0 | 317.8485 | 527.594 | 1076.6775 | 1106.6898 | 0 | 0 | 0 | 0 | 0 | -54.8225 | -237.0695 | -177.1238 | 0 | 0 | 0 | 0 | 212.3443 | 27.0764 | -220.8509 | -306.3454 | 0.37229 | 0.38397 | 0.38397 | 0.17588 | 79.0538 | 10.3966 | -84.8012 | -53.8786
9 | 5 | 10 | 644.2451 | 646.0928 | 651.3621 | 656.5512 | 0 | 0 | 0 | 0 | 85.0398 | 117.4233 | 0 | 0 | 0 | 0 | 0 | 0 | 360.9377 | 610.4714 | 1193.8294 | 1234.6255 | 0 | 0 | 0 | 0 | 0 | -72.9604 | -382.474 | -355.6421 | 0 | 0 | 0 | 0 | 198.2677 | -8.8415 | -159.9933 | -222.4323 | 0.37171 | 0.38397 | 0.38397 | 0.17588 | 73.6986 | -3.3949 | -61.4334 | -39.1203
9 | 5 | 11 | 670.9025 | 673.3666 | 679.1166 | 684.3543 | 0 | 0 | 0 | 0 | 100.0114 | 112.4647 | 0 | 0 | 0 | 0 | 0 | 0 | 370.2257 | 634.2749 | 1236.4271 | 1283.8398 | 0 | 0 | 0 | 0 | 0 | -46.234 | -299.2903 | -351 | 0 | 0 | 0 | 0 | 200.6654 | -27.139 | -258.0202 | -248.4856 | 0.37104 | 0.38397 | 0.38397 | 0.17588 | 74.4546 | -10.4207 | -99.0732 | -43.7025
9 | 5 | 12 | 686.0973 | 689.0507 | 695.1786 | 700.477 | 0 | 0 | 0 | 0 | 112.2981 | 120.8936 | 0 | 0 | 0 | 0 | 0 | 0 | 377.8647 | 642.6843 | 1239.7348 | 1290.2421 | 0 | 0 | 0 | 0 | 0 | -32.5177 | -203.3311 | -325.2463 | 0 | 0 | 0 | 0 | 195.9345 | -42.0095 | -341.2251 | -264.5189 | 0.37287 | 0.38397 | 0.38397 | 0.17588 | 73.0576 | -16.1306 | -131.0218 | -46.5223
9 | 5 | 13 | 707.6612 | 711.6576 | 718.9248 | 725.1056 | 0 | 0 | 0 | 0 | 136.7894 | 117.0209 | 0 | 0 | 0 | 0 | 0 | 0 | 368.0495 | 626.5865 | 1223.2089 | 1272.8271 | 0 | 0 | 0 | 0 | 0 | -30.6254 | -190.2288 | -303.3409 | 0 | 0 | 0 | 0 | 202.8222 | -1.3243 | -314.0554 | -244.3806 | 0.37446 | 0.38065 | 0.38397 | 0.16813 | 75.9481 | -0.50411 | -120.5893 | -41.0878
9 | 5 | 14 | 723.9305 | 728.819 | 737.1532 | 744.2946 | 0 | 0 | 0 | 0 | 137.5669 | 152.0765 | 0 | 0 | 0 | 0 | 0 | 0 | 356.228 | 611.7159 | 1198.223 | 1246.7259 | 0 | 0 | 0 | 0 | 0 | -13.1535 | -159.5164 | -58.125 | 0 | 0 | 0 | 0 | 230.1356 | -21.82 | -301.5534 | -444.3064 | 0.37539 | 0.37471 | 0.37695 | 0.16849 | 86.3896 | -8.1763 | -113.6694 | -74.8616
9 | 5 | 15 | 735.2153 | 741.0658 | 750.4709 | 758.5138 | 0 | 0 | 0 | 0 | 145.5448 | 175.1562 | 0 | 0 | 0 | 0 | 0 | 0 | 327.4133 | 569.7563 | 1156.2289 | 1199.334 | 0 | 0 | 0 | 0 | 0 | -3.1681 | -11.9072 | -29.9772 | 0 | 0 | 0 | 0 | 262.2572 | -0.67848 | -393.8508 | -410.8431 | 0.37558 | 0.37413 | 0.37546 | 0.16764 | 98.4978 | -0.25384 | -147.8758 | -68.8719
9 | 5 | 16 | 736.5843 | 744.6472 | 756.5048 | 766.728 | 0 | 0 | 0 | 0 | 134.1162 | 187.5777 | 0 | 0 | 0 | 0 | 0 | 0 | 306.2061 | 498.1159 | 1049.2452 | 1083.0324 | 0 | 0 | 0 | 0 | 0 | -5.4952 | -27.5354 | 2.364 | 0 | 0 | 0 | 0 | 296.262 | 64.4487 | -265.205 | -318.6684 | 0.38077 | 0.3675 | 0.37018 | 0.37865 | 112.8067 | 23.6847 | -98.1735 | -120.6646
9 | 5 | 17 | 718.604 | 728.7866 | 742.8886 | 755.0804 | 0 | 0 | 0 | 0 | 143.2899 | 199.8598 | 0 | 0 | 0 | 0 | 0 | 0 | 293.9789 | 386.5021 | 830.066 | 849.4426 | 0 | 0 | 0 | 0 | 0 | -6.5233 | -33.4182 | -8.0386 | 0 | 0 | 0 | 0 | 281.3352 | 148.9481 | -53.7593 | -86.3237 | 0.38859 | 0.37976 | 0.38475 | 0.37375 | 109.3241 | 56.5642 | -20.6839 | -32.2632
9 | 5 | 18 | 683.0743 | 694.6437 | 710.1429 | 723.5946 | 0 | 0 | 0 | 0 | 166.2213 | 252.8899 | 0 | 0 | 0 | 0 | 0 | 0 | 275.2995 | 233.5508 | 427.3652 | 430.2924 | 0 | 0 | 0 | 0 | 0 | -8.9814 | -5.2738 | 0 | 0 | 0 | 0 | 0 | 241.5535 | 217.1843 | 288.0515 | 293.3022 | 0.39913 | 0.39052 | 0.39482 | 0.38967 | 96.4108 | 84.8159 | 113.7297 | 114.292
9 | 5 | 19 | 675.31 | 688.4079 | 705.5349 | 720.3978 | 0 | 0 | 0 | 0 | 183.908 | 283.4509 | 0 | 0 | 0 | 0 | 0 | 0 | 283.3353 | 147.9654 | 246.9798 | 246.9814 | 0 | 0 | 0 | 0 | 0 | 18.9887 | 209.989 | 301.0413 | 0 | 0 | 0 | 0 | 208.0667 | 238.0029 | 248.5661 | 172.3751 | 0.40014 | 0.39646 | 0.4013 | 0.39601 | 83.255 | 94.3588 | 99.7495 | 68.2624
9 | 5 | 20 | 677.019 | 691.5286 | 710.1318 | 726.1988 | 0 | 0 | 0 | 0 | 181.376 | 279.8673 | 0 | 0 | 0 | 0 | 0 | 0 | 289.7325 | 140.9969 | 254.7955 | 254.7955 | 0 | 0 | 0 | 0 | 0 | 5.035 | 29.2043 | 263.6715 | 0 | 0 | 0 | 0 | 205.9105 | 265.6294 | 426.132 | 207.7318 | 0.39652 | 0.39181 | 0.39756 | 0.39343 | 81.6478 | 104.0773 | 169.4123 | 81.7284
9 | 5 | 21 | 629.9944 | 644.0565 | 661.8892 | 677.1863 | 0 | 0 | 0 | 0 | 164.4862 | 285.8874 | 0 | 0 | 0 | 0 | 0 | 0 | 256.7748 | 140.6535 | 271.1439 | 271.1439 | 0 | 0 | 0 | 0 | 0 | 5.6835 | 50.8857 | 205.4782 | 0 | 0 | 0 | 0 | 208.7335 | 211.8322 | 339.8596 | 200.5642 | 0.39092 | 0.38892 | 0.39029 | 0.38929 | 81.5976 | 82.3857 | 132.6442 | 78.077
9 | 5 | 22 | 567.9208 | 581.5419 | 598.634 | 613.2947 | 0 | 0 | 0 | 0 | 177.319 | 281.482 | 0 | 0 | 0 | 0 | 0 | 0 | 241.971 | 135.2184 | 265.2481 | 265.2481 | 0 | 0 | 0 | 0 | 0 | 10.1257 | 117.4324 | 312.4258 | 0 | 0 | 0 | 0 | 148.6308 | 154.7158 | 215.9535 | 35.6209 | 0.38531 | 0.3837 | 0.387 | 0.38422 | 57.2684 | 59.3644 | 83.5742 | 13.6862
9 | 5 | 23 | 511.0308 | 523.4626 | 539.0024 | 552.295 | 0 | 0 | 0 | 0 | 171.843 | 295.7463 | 0 | 0 | 0 | 0 | 0 | 0 | 220.7858 | 123.8259 | 274.2655 | 274.2655 | 0 | 0 | 0 | 0 | 0 | 9.5183 | 119.9604 | 123.0123 | 0 | 0 | 0 | 0 | 118.402 | 94.3722 | 144.7765 | 155.0173 | 0.37862 | 0.38317 | 0.38456 | 0.38119 | 44.8299 | 36.161 | 55.6751 | 59.0916
9 | 5 | 24 | 469.4407 | 479.2568 | 491.6988 | 502.2084 | 0 | 0 | 0 | 0 | 168.8774 | 281.2028 | 0 | 0 | 0 | 0 | 0 | 0 | 209.8923 | 117.553 | 279.7223 | 279.7223 | 0 | 0 | 0 | 0 | 0 | 30.6336 | 187.6175 | 45.0205 | 0 | 0 | 0 | 0 | 90.6711 | 49.8674 | 24.3591 | 177.4656 | 0.37097 | 0.3792 | 0.38104 | 0.37743 | 33.6361 | 18.9098 | 9.2819 | 66.981
9 | 6 | 1 | 443.9968 | 451.4168 | 461.0402 | 468.9752 | 0 | 0 | 0 | 0 | 125.9452 | 235.1679 | 0 | 0 | 0 | 0 | 0 | 0 | 195.6415 | 117.2673 | 291.9465 | 291.9465 | 0 | 0 | 0 | 0 | 0 | 43.563 | 89.7904 | 55.0191 | 0 | 0 | 0 | 0 | 122.4101 | 55.4186 | 79.3033 | 122.0096 | 0.37067 | 0.37067 | 0.37608 | 0.37093 | 45.3742 | 20.542 | 29.8245 | 45.2569
9 | 6 | 2 | 428.0137 | 433.1335 | 440.1686 | 445.833 | 0 | 0 | 0 | 0 | 103.087 | 252.0167 | 0 | 0 | 0 | 0 | 0 | 0 | 183.0105 | 99.0197 | 261.6063 | 261.6063 | 0 | 0 | 0 | 0 | 0 | 41.446 | 87.538 | 3.9565 | 0 | 0 | 0 | 0 | 141.9162 | 40.6511 | 91.0243 | 180.2701 | 0.36983 | 0.36895 | 0.37442 | 0.36801 | 52.4846 | 14.9981 | 34.0811 | 66.3416
9 | 6 | 3 | 419.9759 | 423.2131 | 428.1627 | 432.0112 | 0 | 0 | 0 | 0 | 90.1388 | 214.4989 | 0 | 0 | 0 | 0 | 0 | 0 | 163.9732 | 73.5097 | 215.9706 | 215.9706 | 0 | 0 | 0 | 0 | 0 | 27.353 | 80.5657 | -21.2643 | 0 | 0 | 0 | 0 | 165.8639 | 107.8514 | 131.6264 | 237.3049 | 0.37068 | 0.36878 | 0.37239 | 0.3659 | 61.4819 | 39.7739 | 49.0165 | 86.8298
9 | 6 | 4 | 425.3675 | 426.8799 | 429.9401 | 432.1016 | 0 | 0 | 0 | 0 | 97.1754 | 207.6918 | 0 | 0 | 0 | 0 | 0 | 0 | 144.3907 | 78.3092 | 238.8656 | 238.8656 | 0 | 0 | 0 | 0 | 0 | 4.7941 | 70.1956 | 0 | 0 | 0 | 0 | 0 | 183.8015 | 136.0848 | 120.8788 | 193.236 | 0.3692 | 0.37208 | 0.37262 | 0.36651 | 67.8603 | 50.6338 | 45.0416 | 70.822
9 | 6 | 5 | 453.6114 | 453.4934 | 454.8493 | 455.4658 | 0 | 0 | 0 | 0 | 133.8149 | 237.2334 | 0 | 0 | 0 | 0 | 0 | 0 | 138.0438 | 85.9586 | 258.747 | 258.747 | 0 | 0 | 0 | 0 | 0 | 30.3823 | 28.872 | -107.4024 | 0 | 0 | 0 | 0 | 181.7527 | 99.9191 | 167.2303 | 304.1213 | 0.36849 | 0.37169 | 0.3739 | 0.36618 | 66.974 | 37.1385 | 62.527 | 111.3616
9 | 6 | 6 | 500.1007 | 499.4763 | 500.4997 | 500.8514 | 0 | 0 | 0 | 0 | 140.2846 | 221.8664 | 0 | 0 | 0 | 0 | 0 | 0 | 138.1381 | 92.7443 | 252.8133 | 252.8155 | 0 | 0 | 0 | 0 | 0 | 5.7317 | 154.736 | -117 | 0 | 0 | 0 | 0 | 221.6781 | 179.134 | 92.9504 | 365.0359 | 0.37162 | 0.37651 | 0.37574 | 0.37098 | 82.38 | 67.4459 | 34.9249 | 135.421
9 | 6 | 7 | 534.587 | 533.3348 | 534.0062 | 534.2744 | 0 | 0 | 0 | 0 | 125.1432 | 181.4083 | 0 | 0 | 0 | 0 | 0 | 0 | 159.8412 | 168.9715 | 441.0853 | 442.382 | 0 | 0 | 0 | 0 | 0 | -16.6579 | -74.9171 | -15.6808 | 0 | 0 | 0 | 0 | 249.6025 | 199.613 | 167.8379 | 107.5732 | 0.37194 | 0.38123 | 0.37528 | 0.36663 | 92.8364 | 76.0989 | 62.9868 | 39.4391
9 | 6 | 8 | 563.2849 | 562.4624 | 564.1356 | 565.776 | 0 | 0 | 0 | 0 | 106.5505 | 132.0459 | 0 | 0 | 0 | 0 | 0 | 0 | 200.6602 | 326.8328 | 762.4769 | 777.9315 | 0 | 0 | 0 | 0 | 0 | -36.1695 | -144.5577 | -16.0542 | 0 | 0 | 0 | 0 | 256.0742 | 139.7532 | -53.7836 | -196.1013 | 0.36962 | 0.37552 | 0.37235 | 0.38036 | 94.6513 | 52.4805 | -20.0262 | -74.5899
9 | 6 | 9 | 593.8358 | 594.2748 | 597.8571 | 601.6514 | 0 | 0 | 0 | 0 | 83.1316 | 114.5535 | 0 | 0 | 0 | 0 | 0 | 0 | 238.6072 | 439.6452 | 965.5205 | 995.0086 | 0 | 0 | 0 | 0 | 0 | -54.8225 | -237.0695 | -177.1238 | 0 | 0 | 0 | 0 | 272.097 | 94.8986 | -130.5939 | -216.2334 | 0.37229 | 0.38397 | 0.38397 | 0.17588 | 101.2992 | 36.4387 | -50.1448 | -38.0301
9 | 6 | 10 | 622.5449 | 623.6822 | 628.0901 | 632.5341 | 0 | 0 | 0 | 0 | 85.0398 | 117.4233 | 0 | 0 | 0 | 0 | 0 | 0 | 265.0213 | 520.5405 | 1108.7589 | 1148.9645 | 0 | 0 | 0 | 0 | 0 | -72.9604 | -382.474 | -355.6421 | 0 | 0 | 0 | 0 | 272.4838 | 58.6788 | -98.1948 | -160.7883 | 0.37171 | 0.38397 | 0.38397 | 0.17588 | 101.2856 | 22.5312 | -37.7043 | -28.2787
9 | 6 | 11 | 645.1414 | 646.7622 | 651.4897 | 655.8428 | 0 | 0 | 0 | 0 | 100.0114 | 112.4647 | 0 | 0 | 0 | 0 | 0 | 0 | 279.5974 | 559.3872 | 1154.0623 | 1200.4774 | 0 | 0 | 0 | 0 | 0 | -46.234 | -299.2903 | -351 | 0 | 0 | 0 | 0 | 265.5326 | 21.1442 | -203.2822 | -193.6347 | 0.37104 | 0.38397 | 0.38397 | 0.17588 | 98.5229 | 8.1189 | -78.0553 | -34.0555
9 | 6 | 12 | 658.4326 | 660.4805 | 665.5103 | 669.8588 | 0 | 0 | 0 | 0 | 112.2981 | 120.8936 | 0 | 0 | 0 | 0 | 0 | 0 | 289.3189 | 577.0136 | 1180.2454 | 1229.8343 | 0 | 0 | 0 | 0 | 0 | -32.5177 | -203.3311 | -325.2463 | 0 | 0 | 0 | 0 | 256.8156 | -4.909 | -311.404 | -234.7293 | 0.37287 | 0.38397 | 0.38397 | 0.17588 | 95.7582 | -1.8849 | -119.5713 | -41.2831
9 | 6 | 13 | 679.7245 | 682.8065 | 688.9648 | 694.1864 | 0 | 0 | 0 | 0 | 136.7894 | 117.0209 | 0 | 0 | 0 | 0 | 0 | 0 | 290.3502 | 581.1016 | 1188.6303 | 1238.7278 | 0 | 0 | 0 | 0 | 0 | -30.6254 | -190.2288 | -303.3409 | 0 | 0 | 0 | 0 | 252.5849 | 15.3094 | -309.4368 | -241.2005 | 0.37446 | 0.38065 | 0.38397 | 0.16813 | 94.582 | 5.8276 | -118.8159 | -40.5531
9 | 6 | 14 | 698.0605 | 702.1022 | 709.4097 | 715.6627 | 0 | 0 | 0 | 0 | 137.5669 | 152.0765 | 0 | 0 | 0 | 0 | 0 | 0 | 283.9311 | 573.41 | 1201.6304 | 1249.8357 | 0 | 0 | 0 | 0 | 0 | -13.1535 | -159.5164 | -58.125 | 0 | 0 | 0 | 0 | 276.5625 | -10.2309 | -332.7044 | -476.048 | 0.37539 | 0.37471 | 0.37695 | 0.16849 | 103.8176 | -3.8337 | -125.4117 | -80.2098
9 | 6 | 15 | 706.6986 | 711.6156 | 719.8888 | 726.9525 | 0 | 0 | 0 | 0 | 145.5448 | 175.1562 | 0 | 0 | 0 | 0 | 0 | 0 | 268.7439 | 544.7132 | 1152.023 | 1194.8542 | 0 | 0 | 0 | 0 | 0 | -3.1681 | -11.9072 | -29.9772 | 0 | 0 | 0 | 0 | 292.4099 | -5.0856 | -420.227 | -437.9245 | 0.37558 | 0.37413 | 0.37546 | 0.16764 | 109.8224 | -1.9027 | -157.779 | -73.4117
9 | 6 | 16 | 707.5418 | 714.654 | 725.3589 | 734.5848 | 0 | 0 | 0 | 0 | 134.1162 | 187.5777 | 0 | 0 | 0 | 0 | 0 | 0 | 253.1985 | 502.47 | 1119.5701 | 1153.1174 | 0 | 0 | 0 | 0 | 0 | -5.4952 | -27.5354 | 2.364 | 0 | 0 | 0 | 0 | 320.2271 | 30.1014 | -366.6758 | -420.8966 | 0.38077 | 0.3675 | 0.37018 | 0.37865 | 121.9319 | 11.0622 | -135.7359 | -159.3736
9 | 6 | 17 | 687.2773 | 696.4345 | 709.293 | 720.4091 | 0 | 0 | 0 | 0 | 143.2899 | 199.8598 | 0 | 0 | 0 | 0 | 0 | 0 | 230.7103 | 378.9733 | 900.984 | 920.0964 | 0 | 0 | 0 | 0 | 0 | -6.5233 | -33.4182 | -8.0386 | 0 | 0 | 0 | 0 | 313.277 | 124.1248 | -158.2729 | -191.6487 | 0.38859 | 0.37976 | 0.38475 | 0.37375 | 121.7364 | 47.1373 | -60.8956 | -71.628
9 | 6 | 18 | 657.9839 | 668.732 | 683.2353 | 695.8255 | 0 | 0 | 0 | 0 | 166.2213 | 252.8899 | 0 | 0 | 0 | 0 | 0 | 0 | 182.6642 | 203.3904 | 506.404 | 508.9945 | 0 | 0 | 0 | 0 | 0 | -8.9814 | -5.2738 | 0 | 0 | 0 | 0 | 0 | 309.0985 | 221.433 | 182.105 | 186.8309 | 0.39913 | 0.39052 | 0.39482 | 0.38967 | 123.3699 | 86.4751 | 71.8995 | 72.803
9 | 6 | 19 | 659.2841 | 671.8573 | 688.3483 | 702.6609 | 0 | 0 | 0 | 0 | 183.908 | 283.4509 | 0 | 0 | 0 | 0 | 0 | 0 | 167.3284 | 118.9046 | 354.7835 | 354.7848 | 0 | 0 | 0 | 0 | 0 | 18.9887 | 209.989 | 301.0413 | 0 | 0 | 0 | 0 | 308.0477 | 250.5131 | 123.5758 | 46.8348 | 0.40014 | 0.39646 | 0.4013 | 0.39601 | 123.261 | 99.3186 | 49.591 | 18.5471
9 | 6 | 20 | 654.9199 | 668.7061 | 686.4321 | 701.7403 | 0 | 0 | 0 | 0 | 181.376 | 279.8673 | 0 | 0 | 0 | 0 | 0 | 0 | 186.1288 | 119.633 | 373.7628 | 373.7628 | 0 | 0 | 0 | 0 | 0 | 5.035 | 29.2043 | 263.6715 | 0 | 0 | 0 | 0 | 287.4151 | 264.1708 | 283.465 | 64.3059 | 0.39652 | 0.39181 | 0.39756 | 0.39343 | 113.966 | 103.5058 | 112.6938 | 25.3
9 | 6 | 21 | 614.9656 | 628.5357 | 645.7719 | 660.5529 | 0 | 0 | 0 | 0 | 164.4862 | 285.8874 | 0 | 0 | 0 | 0 | 0 | 0 | 176.8751 | 110.1018 | 383.207 | 383.207 | 0 | 0 | 0 | 0 | 0 | 5.6835 | 50.8857 | 205.4782 | 0 | 0 | 0 | 0 | 273.6043 | 226.8631 | 211.6792 | 71.8678 | 0.39092 | 0.38892 | 0.39029 | 0.38929 | 106.9568 | 88.2315 | 82.6165 | 27.9772
9 | 6 | 22 | 553.6896 | 566.8448 | 583.3721 | 597.5442 | 0 | 0 | 0 | 0 | 177.319 | 281.482 | 0 | 0 | 0 | 0 | 0 | 0 | 169.1359 | 98.0577 | 374.1351 | 374.1351 | 0 | 0 | 0 | 0 | 0 | 10.1257 | 117.4324 | 312.4258 | 0 | 0 | 0 | 0 | 207.2347 | 177.1795 | 91.8046 | -89.0167 | 0.38531 | 0.3837 | 0.387 | 0.38422 | 79.8488 | 67.9837 | 35.5285 | -34.2018
9 | 6 | 23 | 498.4856 | 510.5068 | 525.5486 | 538.4105 | 0 | 0 | 0 | 0 | 171.843 | 295.7463 | 0 | 0 | 0 | 0 | 0 | 0 | 160.5041 | 104.0727 | 380.1637 | 380.1637 | 0 | 0 | 0 | 0 | 0 | 9.5183 | 119.9604 | 123.0123 | 0 | 0 | 0 | 0 | 166.1385 | 101.1695 | 25.4245 | 35.2346 | 0.37862 | 0.38317 | 0.38456 | 0.38119 | 62.9041 | 38.7656 | 9.7772 | 13.4312
9 | 6 | 24 | 459.8143 | 469.3152 | 481.3752 | 491.5543 | 0 | 0 | 0 | 0 | 168.8774 | 281.2028 | 0 | 0 | 0 | 0 | 0 | 0 | 158.5501 | 98.1837 | 367.6118 | 367.6118 | 0 | 0 | 0 | 0 | 0 | 30.6336 | 187.6175 | 45.0205 | 0 | 0 | 0 | 0 | 132.3868 | 59.2951 | -73.8541 | 78.9219 | 0.37097 | 0.3792 | 0.38104 | 0.37743 | 49.1113 | 22.4848 | -28.1416 | 29.7875
9 | 7 | 1 | 436.0563 | 443.2164 | 452.5246 | 460.187 | 0 | 0 | 0 | 0 | 125.9452 | 235.1679 | 0 | 0 | 0 | 0 | 0 | 0 | 145.6727 | 91.4534 | 369.6098 | 369.6098 | 0 | 0 | 0 | 0 | 0 | 43.563 | 89.7904 | 55.0191 | 0 | 0 | 0 | 0 | 164.4384 | 73.0322 | -6.8756 | 35.5581 | 0.37067 | 0.37067 | 0.37608 | 0.37093 | 60.953 | 27.0708 | -2.5858 | 13.1895
9 | 7 | 2 | 420.6171 | 425.4948 | 432.2364 | 437.6467 | 0 | 0 | 0 | 0 | 103.087 | 252.0167 | 0 | 0 | 0 | 0 | 0 | 0 | 114.8926 | 76.4073 | 377.6815 | 377.6815 | 0 | 0 | 0 | 0 | 0 | 41.446 | 87.538 | 3.9565 | 0 | 0 | 0 | 0 | 202.6375 | 55.6248 | -32.9831 | 56.0086 | 0.36983 | 0.36895 | 0.37442 | 0.36801 | 74.9411 | 20.5226 | -12.3494 | 20.6119
9 | 7 | 3 | 413.7214 | 416.7538 | 421.4552 | 425.089 | 0 | 0 | 0 | 0 | 90.1388 | 214.4989 | 0 | 0 | 0 | 0 | 0 | 0 | 92.7882 | 68.3824 | 385.2727 | 385.2727 | 0 | 0 | 0 | 0 | 0 | 27.353 | 80.5657 | -21.2643 | 0 | 0 | 0 | 0 | 230.7944 | 106.5195 | -44.3831 | 61.0806 | 0.37068 | 0.36878 | 0.37239 | 0.3659 | 85.5501 | 39.2827 | -16.5279 | 22.3494
9 | 7 | 4 | 418.9318 | 420.2335 | 423.0382 | 424.9788 | 0 | 0 | 0 | 0 | 97.1754 | 207.6918 | 0 | 0 | 0 | 0 | 0 | 0 | 87.073 | 66.3365 | 382.5853 | 382.5853 | 0 | 0 | 0 | 0 | 0 | 4.7941 | 70.1956 | 0 | 0 | 0 | 0 | 0 | 234.6834 | 141.4111 | -29.7428 | 42.3935 | 0.3692 | 0.37208 | 0.37262 | 0.36651 | 86.6461 | 52.6156 | -11.0827 | 15.5374
9 | 7 | 5 | 444.1481 | 443.7203 | 444.7006 | 444.9922 | 0 | 0 | 0 | 0 | 133.8149 | 237.2334 | 0 | 0 | 0 | 0 | 0 | 0 | 85.409 | 61.606 | 365.9386 | 365.9386 | 0 | 0 | 0 | 0 | 0 | 30.3823 | 28.872 | -107.4024 | 0 | 0 | 0 | 0 | 224.9242 | 114.4987 | 49.89 | 186.456 | 0.36849 | 0.37169 | 0.3739 | 0.36618 | 82.8822 | 42.5574 | 18.6537 | 68.2756
9 | 7 | 6 | 485.7608 | 484.6669 | 485.1211 | 484.9804 | 0 | 0 | 0 | 0 | 140.2846 | 221.8664 | 0 | 0 | 0 | 0 | 0 | 0 | 86.6375 | 73.1129 | 368.0623 | 368.064 | 0 | 0 | 0 | 0 | 0 | 5.7317 | 154.736 | -117 | 0 | 0 | 0 | 0 | 258.8387 | 183.956 | -37.6772 | 233.9164 | 0.37162 | 0.37651 | 0.37574 | 0.37098 | 96.1897 | 69.2614 | -14.1567 | 86.7783
9 | 7 | 7 | 517.2376 | 515.4176 | 515.4003 | 515.0728 | 0 | 0 | 0 | 0 | 125.1432 | 181.4083 | 0 | 0 | 0 | 0 | 0 | 0 | 114.7084 | 168.3323 | 536.7524 | 538.0185 | 0 | 0 | 0 | 0 | 0 | -16.6579 | -74.9171 | -15.6808 | 0 | 0 | 0 | 0 | 277.386 | 182.3349 | 53.565 | -7.265 | 0.37194 | 0.38123 | 0.37528 | 0.36663 | 103.1701 | 69.5119 | 20.1021 | -2.6635
9 | 7 | 8 | 547.3315 | 545.9868 | 547.0267 | 548.1194 | 0 | 0 | 0 | 0 | 106.5505 | 132.0459 | 0 | 0 | 0 | 0 | 0 | 0 | 170.3176 | 318.2945 | 805.3912 | 820.3313 | 0 | 0 | 0 | 0 | 0 | -36.1695 | -144.5577 | -16.0542 | 0 | 0 | 0 | 0 | 270.4634 | 131.8159 | -113.8068 | -256.1577 | 0.36962 | 0.37552 | 0.37235 | 0.38036 | 99.9699 | 49.4999 | -42.3757 | -97.4332
9 | 7 | 9 | 576.3958 | 576.264 | 579.154 | 582.3495 | 0 | 0 | 0 | 0 | 83.1316 | 114.5535 | 0 | 0 | 0 | 0 | 0 | 0 | 224.439 | 447.3232 | 1052.4879 | 1081.7229 | 0 | 0 | 0 | 0 | 0 | -54.8225 | -237.0695 | -177.1238 | 0 | 0 | 0 | 0 | 268.8252 | 69.2097 | -236.2644 | -322.2497 | 0.37229 | 0.38397 | 0.38397 | 0.17588 | 100.0812 | 26.5748 | -90.7196 | -56.6757
9 | 7 | 10 | 601.7148 | 602.1703 | 605.7514 | 609.4802 | 0 | 0 | 0 | 0 | 85.0398 | 117.4233 | 0 | 0 | 0 | 0 | 0 | 0 | 261.52 | 532.7494 | 1203.6041 | 1244.1827 | 0 | 0 | 0 | 0 | 0 | -72.9604 | -382.474 | -355.6421 | 0 | 0 | 0 | 0 | 255.155 | 24.9579 | -215.3787 | -279.0605 | 0.37171 | 0.38397 | 0.38397 | 0.17588 | 94.8443 | 9.5832 | -82.7 | -49.0798
9 | 7 | 11 | 619.2896 | 620.0642 | 623.7656 | 627.231 | 0 | 0 | 0 | 0 | 100.0114 | 112.4647 | 0 | 0 | 0 | 0 | 0 | 0 | 283.6909 | 573.624 | 1260.3778 | 1307.6796 | 0 | 0 | 0 | 0 | 0 | -46.234 | -299.2903 | -351 | 0 | 0 | 0 | 0 | 235.5872 | -19.7906 | -337.3219 | -329.4486 | 0.37104 | 0.38397 | 0.38397 | 0.17588 | 87.412 | -7.5991 | -129.5231 | -57.9418
9 | 7 | 12 | 626.9064 | 627.9223 | 631.7008 | 634.9668 | 0 | 0 | 0 | 0 | 112.2981 | 120.8936 | 0 | 0 | 0 | 0 | 0 | 0 | 294.8609 | 586.5334 | 1255.7938 | 1306.4041 | 0 | 0 | 0 | 0 | 0 | -32.5177 | -203.3311 | -325.2463 | 0 | 0 | 0 | 0 | 219.7475 | -46.987 | -420.7619 | -346.191 | 0.37287 | 0.38397 | 0.38397 | 0.17588 | 81.9367 | -18.0418 | -161.5619 | -60.8864
9 | 7 | 13 | 643.9018 | 645.8112 | 650.5476 | 654.5392 | 0 | 0 | 0 | 0 | 136.7894 | 117.0209 | 0 | 0 | 0 | 0 | 0 | 0 | 302.0727 | 581.5445 | 1236.5033 | 1287.5896 | 0 | 0 | 0 | 0 | 0 | -30.6254 | -190.2288 | -303.3409 | 0 | 0 | 0 | 0 | 205.0397 | -22.1287 | -395.7269 | -329.7095 | 0.37446 | 0.38065 | 0.38397 | 0.16813 | 76.7784 | -8.4234 | -151.9491 | -55.4341
9 | 7 | 14 | 654.6781 | 657.2997 | 662.8852 | 667.6486 | 0 | 0 | 0 | 0 | 137.5669 | 152.0765 | 0 | 0 | 0 | 0 | 0 | 0 | 306.6784 | 561.8446 | 1208.6981 | 1257.4588 | 0 | 0 | 0 | 0 | 0 | -13.1535 | -159.5164 | -58.125 | 0 | 0 | 0 | 0 | 210.4328 | -43.468 | -386.2965 | -531.6852 | 0.37539 | 0.37471 | 0.37695 | 0.16849 | 78.9935 | -16.288 | -145.613 | -89.5842
9 | 7 | 15 | 661.4126 | 664.8472 | 671.3229 | 676.8317 | 0 | 0 | 0 | 0 | 145.5448 | 175.1562 | 0 | 0 | 0 | 0 | 0 | 0 | 292.4356 | 522.7548 | 1153.5395 | 1196.9027 | 0 | 0 | 0 | 0 | 0 | -3.1681 | -11.9072 | -29.9772 | 0 | 0 | 0 | 0 | 223.4321 | -29.8956 | -470.3093 | -490.0938 | 0.37558 | 0.37413 | 0.37546 | 0.16764 | 83.916 | -11.1849 | -176.583 | -82.1572
9 | 7 | 16 | 659.047 | 664.5718 | 673.3519 | 680.9126 | 0 | 0 | 0 | 0 | 134.1162 | 187.5777 | 0 | 0 | 0 | 0 | 0 | 0 | 251.0739 | 453.0483 | 1048.0908 | 1082.0706 | 0 | 0 | 0 | 0 | 0 | -5.4952 | -27.5354 | 2.364 | 0 | 0 | 0 | 0 | 273.8568 | 29.4409 | -347.2036 | -403.522 | 0.38077 | 0.3675 | 0.37018 | 0.37865 | 104.2756 | 10.8195 | -128.5277 | -152.7947
9 | 7 | 17 | 640.0878 | 647.7002 | 658.6857 | 668.1815 | 0 | 0 | 0 | 0 | 143.2899 | 199.8598 | 0 | 0 | 0 | 0 | 0 | 0 | 191.5822 | 339.078 | 873.402 | 892.4696 | 0 | 0 | 0 | 0 | 0 | -6.5233 | -33.4182 | -8.0386 | 0 | 0 | 0 | 0 | 305.2156 | 115.2858 | -181.298 | -216.2496 | 0.38859 | 0.37976 | 0.38475 | 0.37375 | 118.6038 | 43.7807 | -69.7545 | -80.8225
9 | 7 | 18 | 607.5131 | 616.609 | 629.1091 | 639.9662 | 0 | 0 | 0 | 0 | 166.2213 | 252.8899 | 0 | 0 | 0 | 0 | 0 | 0 | 141.8795 | 163.7633 | 453.0243 | 455.6188 | 0 | 0 | 0 | 0 | 0 | -8.9814 | -5.2738 | 0 | 0 | 0 | 0 | 0 | 299.4123 | 208.9372 | 181.3586 | 184.3474 | 0.39913 | 0.39052 | 0.39482 | 0.38967 | 119.5038 | 81.5952 | 71.6048 | 71.8352
9 | 7 | 19 | 613.7443 | 624.8269 | 639.5102 | 652.2591 | 0 | 0 | 0 | 0 | 183.908 | 283.4509 | 0 | 0 | 0 | 0 | 0 | 0 | 194.5354 | 102.0435 | 309.9293 | 309.9304 | 0 | 0 | 0 | 0 | 0 | 18.9887 | 209.989 | 301.0413 | 0 | 0 | 0 | 0 | 235.301 | 220.3437 | 119.592 | 41.2875 | 0.40014 | 0.39646 | 0.4013 | 0.39601 | 94.1524 | 87.3577 | 47.9923 | 16.3503
9 | 7 | 20 | 613.9123 | 626.3561 | 642.4546 | 656.3546 | 0 | 0 | 0 | 0 | 181.376 | 279.8673 | 0 | 0 | 0 | 0 | 0 | 0 | 220.7506 | 111.912 | 319.7076 | 319.7076 | 0 | 0 | 0 | 0 | 0 | 5.035 | 29.2043 | 263.6715 | 0 | 0 | 0 | 0 | 211.7857 | 229.5418 | 293.5427 | 72.9756 | 0.39652 | 0.39181 | 0.39756 | 0.39343 | 83.9774 | 89.9377 | 116.7003 | 28.7109
9 | 7 | 21 | 582.6599 | 595.1725 | 611.1265 | 624.7982 | 0 | 0 | 0 | 0 | 164.4862 | 285.8874 | 0 | 0 | 0 | 0 | 0 | 0 | 217.1265 | 104.7394 | 313.1348 | 313.1348 | 0 | 0 | 0 | 0 | 0 | 5.6835 | 50.8857 | 205.4782 | 0 | 0 | 0 | 0 | 201.0472 | 198.8623 | 247.1059 | 106.1852 | 0.39092 | 0.38892 | 0.39029 | 0.38929 | 78.5929 | 77.3414 | 96.4433 | 41.3365
9 | 7 | 22 | 539.1322 | 551.8108 | 567.7603 | 581.4325 | 0 | 0 | 0 | 0 | 177.319 | 281.482 | 0 | 0 | 0 | 0 | 0 | 0 | 182.5668 | 87.0226 | 307.0855 | 307.0855 | 0 | 0 | 0 | 0 | 0 | 10.1257 | 117.4324 | 312.4258 | 0 | 0 | 0 | 0 | 179.2463 | 173.1805 | 143.2424 | -38.0788 | 0.38531 | 0.3837 | 0.387 | 0.38422 | 69.0647 | 66.4493 | 55.4349 | -14.6305
9 | 7 | 23 | 491.1977 | 502.9804 | 517.7329 | 530.3446 | 0 | 0 | 0 | 0 | 171.843 | 295.7463 | 0 | 0 | 0 | 0 | 0 | 0 | 145.7986 | 81.4557 | 317.9752 | 317.9752 | 0 | 0 | 0 | 0 | 0 | 9.5183 | 119.9604 | 123.0123 | 0 | 0 | 0 | 0 | 173.5562 | 116.2602 | 79.7973 | 89.3571 | 0.37862 | 0.38317 | 0.38456 | 0.38119 | 65.7126 | 44.5479 | 30.6868 | 34.0624
9 | 7 | 24 | 455.3002 | 464.6534 | 476.5342 | 486.5582 | 0 | 0 | 0 | 0 | 168.8774 | 281.2028 | 0 | 0 | 0 | 0 | 0 | 0 | 112.4113 | 75.6811 | 317.1889 | 317.1889 | 0 | 0 | 0 | 0 | 0 | 30.6336 | 187.6175 | 45.0205 | 0 | 0 | 0 | 0 | 174.0115 | 77.1359 | -28.2722 | 124.3488 | 0.37097 | 0.3792 | 0.38104 | 0.37743 | 64.5528 | 29.2501 | -10.7729 | 46.933
9 | 8 | 1 | 430.2007 | 437.1691 | 446.2449 | 453.7062 | 0 | 0 | 0 | 0 | 125.9452 | 235.1679 | 0 | 0 | 0 | 0 | 0 | 0 | 101.0565 | 68.6446 | 304.9917 | 304.9917 | 0 | 0 | 0 | 0 | 0 | 43.563 | 89.7904 | 55.0191 | 0 | 0 | 0 | 0 | 203.199 | 89.7936 | 51.4628 | 93.6954 | 0.37067 | 0.37067 | 0.37608 | 0.37093 | 75.3206 | 33.2837 | 19.3542 | 34.7543
9 | 8 | 2 | 413.0936 | 417.725 | 424.168 | 429.32 | 0 | 0 | 0 | 0 | 103.087 | 252.0167 | 0 | 0 | 0 | 0 | 0 | 0 | 95.5229 | 64.7423 | 300.1345 | 300.1345 | 0 | 0 | 0 | 0 | 0 | 41.446 | 87.538 | 3.9565 | 0 | 0 | 0 | 0 | 214.4837 | 59.52 | 36.4955 | 125.229 | 0.36983 | 0.36895 | 0.37442 | 0.36801 | 79.3221 | 21.9597 | 13.6645 | 46.0858
9 | 8 | 3 | 403.0254 | 405.7077 | 409.9845 | 413.251 | 0 | 0 | 0 | 0 | 90.1388 | 214.4989 | 0 | 0 | 0 | 0 | 0 | 0 | 85.66 | 54.4291 | 290.4204 | 290.4204 | 0 | 0 | 0 | 0 | 0 | 27.353 | 80.5657 | -21.2643 | 0 | 0 | 0 | 0 | 227.2265 | 109.4267 | 38.9984 | 144.0949 | 0.37068 | 0.36878 | 0.37239 | 0.3659 | 84.2276 | 40.3548 | 14.5227 | 52.7243
9 | 8 | 4 | 402.1807 | 402.9341 | 405.0739 | 406.4393 | 0 | 0 | 0 | 0 | 97.1754 | 207.6918 | 0 | 0 | 0 | 0 | 0 | 0 | 70.5284 | 38.6041 | 269.9376 | 269.9376 | 0 | 0 | 0 | 0 | 0 | 4.7941 | 70.1956 | 0 | 0 | 0 | 0 | 0 | 234.4769 | 151.844 | 64.9407 | 136.5017 | 0.3692 | 0.37208 | 0.37262 | 0.36651 | 86.5699 | 56.4974 | 24.198 | 50.0286
9 | 8 | 5 | 410.3378 | 408.8032 | 408.4415 | 407.5722 | 0 | 0 | 0 | 0 | 133.8149 | 237.2334 | 0 | 0 | 0 | 0 | 0 | 0 | 63.2855 | 32.5333 | 252.5835 | 252.5835 | 0 | 0 | 0 | 0 | 0 | 30.3823 | 28.872 | -107.4024 | 0 | 0 | 0 | 0 | 213.2373 | 108.6542 | 126.986 | 262.3911 | 0.36849 | 0.37169 | 0.3739 | 0.36618 | 78.5757 | 40.3851 | 47.4798 | 96.0811
9 | 8 | 6 | 419.119 | 415.8437 | 413.6528 | 411.2238 | 0 | 0 | 0 | 0 | 140.2846 | 221.8664 | 0 | 0 | 0 | 0 | 0 | 0 | 60.9053 | 35.9875 | 234.5884 | 234.59 | 0 | 0 | 0 | 0 | 0 | 5.7317 | 154.736 | -117 | 0 | 0 | 0 | 0 | 217.9291 | 152.2581 | 24.3283 | 293.6338 | 0.37162 | 0.37651 | 0.37574 | 0.37098 | 80.9868 | 57.3268 | 9.141 | 108.9323
9 | 8 | 7 | 432.6301 | 428.0405 | 424.665 | 421.4323 | 0 | 0 | 0 | 0 | 125.1432 | 181.4083 | 0 | 0 | 0 | 0 | 0 | 0 | 94.364 | 136.6494 | 480.2909 | 481.5188 | 0 | 0 | 0 | 0 | 0 | -16.6579 | -74.9171 | -15.6808 | 0 | 0 | 0 | 0 | 213.1229 | 126.6407 | 19.2912 | -44.4057 | 0.37194 | 0.38123 | 0.37528 | 0.36663 | 79.2683 | 48.2795 | 7.2397 | -16.2803
9 | 8 | 8 | 467.4556 | 463.4962 | 461.3658 | 459.7157 | 0 | 0 | 0 | 0 | 106.5505 | 132.0459 | 0 | 0 | 0 | 0 | 0 | 0 | 162.3621 | 299.0462 | 780.4814 | 796.1125 | 0 | 0 | 0 | 0 | 0 | -36.1695 | -144.5577 | -16.0542 | 0 | 0 | 0 | 0 | 198.543 | 68.5736 | -174.5579 | -320.3426 | 0.36962 | 0.37552 | 0.37235 | 0.38036 | 73.3864 | 25.751 | -64.9963 | -121.8468
9 | 8 | 9 | 500.2182 | 497.5927 | 497.4592 | 498.0389 | 0 | 0 | 0 | 0 | 83.1316 | 114.5535 | 0 | 0 | 0 | 0 | 0 | 0 | 221.2322 | 420.6901 | 977.5297 | 1007.6552 | 0 | 0 | 0 | 0 | 0 | -54.8225 | -237.0695 | -177.1238 | 0 | 0 | 0 | 0 | 195.8544 | 17.1716 | -243.0011 | -332.4925 | 0.37229 | 0.38397 | 0.38397 | 0.17588 | 72.9148 | 6.5935 | -93.3063 | -58.4772
9 | 8 | 10 | 528.3471 | 526.401 | 527.0701 | 528.2796 | 0 | 0 | 0 | 0 | 85.0398 | 117.4233 | 0 | 0 | 0 | 0 | 0 | 0 | 265.7887 | 499.7537 | 1099.7791 | 1140.6919 | 0 | 0 | 0 | 0 | 0 | -72.9604 | -382.474 | -355.6421 | 0 | 0 | 0 | 0 | 177.5187 | -17.8156 | -190.235 | -256.7702 | 0.37171 | 0.38397 | 0.38397 | 0.17588 | 65.9859 | -6.8408 | -73.0454 | -45.1595
9 | 8 | 11 | 548.5688 | 547.0284 | 547.9228 | 548.9598 | 0 | 0 | 0 | 0 | 100.0114 | 112.4647 | 0 | 0 | 0 | 0 | 0 | 0 | 285.5676 | 542.7521 | 1163.3194 | 1210.5491 | 0 | 0 | 0 | 0 | 0 | -46.234 | -299.2903 | -351 | 0 | 0 | 0 | 0 | 162.9898 | -61.9545 | -316.1063 | -310.5893 | 0.37104 | 0.38397 | 0.38397 | 0.17588 | 60.4755 | -23.789 | -121.3768 | -54.625
9 | 8 | 12 | 563.7816 | 562.7312 | 564.0042 | 565.1026 | 0 | 0 | 0 | 0 | 112.2981 | 120.8936 | 0 | 0 | 0 | 0 | 0 | 0 | 293.3723 | 559.1494 | 1179.9624 | 1230.2619 | 0 | 0 | 0 | 0 | 0 | -32.5177 | -203.3311 | -325.2463 | 0 | 0 | 0 | 0 | 158.1113 | -84.7941 | -412.6271 | -339.913 | 0.37287 | 0.38397 | 0.38397 | 0.17588 | 58.9545 | -32.5588 | -158.4384 | -59.7823
9 | 8 | 13 | 577.6589 | 577.3998 | 579.507 | 581.2239 | 0 | 0 | 0 | 0 | 136.7894 | 117.0209 | 0 | 0 | 0 | 0 | 0 | 0 | 292.5205 | 557.0808 | 1172.0264 | 1222.4116 | 0 | 0 | 0 | 0 | 0 | -30.6254 | -190.2288 | -303.3409 | 0 | 0 | 0 | 0 | 148.3489 | -66.0765 | -402.2906 | -337.8468 | 0.37446 | 0.38065 | 0.38397 | 0.16813 | 55.5502 | -25.1523 | -154.4695 | -56.8023
9 | 8 | 14 | 591.644 | 592.2022 | 595.2858 | 597.8848 | 0 | 0 | 0 | 0 | 137.5669 | 152.0765 | 0 | 0 | 0 | 0 | 0 | 0 | 271.0416 | 529.1728 | 1160.7826 | 1206.0903 | 0 | 0 | 0 | 0 | 0 | -13.1535 | -159.5164 | -58.125 | 0 | 0 | 0 | 0 | 183.0354 | -75.8937 | -405.9804 | -550.0806 | 0.37539 | 0.37471 | 0.37695 | 0.16849 | 68.7089 | -28.4384 | -153.0328 | -92.6836
9 | 8 | 15 | 600.7352 | 602.1836 | 606.2509 | 609.6762 | 0 | 0 | 0 | 0 | 145.5448 | 175.1562 | 0 | 0 | 0 | 0 | 0 | 0 | 261.7145 | 519.8152 | 1133.9072 | 1175.6653 | 0 | 0 | 0 | 0 | 0 | -3.1681 | -11.9072 | -29.9772 | 0 | 0 | 0 | 0 | 193.4759 | -89.6197 | -515.7491 | -536.0119 | 0.37558 | 0.37413 | 0.37546 | 0.16764 | 72.6651 | -33.5296 | -193.6438 | -89.8547
9 | 8 | 16 | 605.8931 | 609.6779 | 616.3483 | 622.0838 | 0 | 0 | 0 | 0 | 134.1162 | 187.5777 | 0 | 0 | 0 | 0 | 0 | 0 | 232.2506 | 473.871 | 1099.6678 | 1133.0623 | 0 | 0 | 0 | 0 | 0 | -5.4952 | -27.5354 | 2.364 | 0 | 0 | 0 | 0 | 239.5263 | -46.2757 | -455.7841 | -513.3425 | 0.38077 | 0.3675 | 0.37018 | 0.37865 | 91.2037 | -17.0062 | -168.722 | -194.3785
9 | 8 | 17 | 600.5668 | 606.8856 | 616.3024 | 624.4412 | 0 | 0 | 0 | 0 | 143.2899 | 199.8598 | 0 | 0 | 0 | 0 | 0 | 0 | 181.808 | 340.8951 | 906.4335 | 925.4578 | 0 | 0 | 0 | 0 | 0 | -6.5233 | -33.4182 | -8.0386 | 0 | 0 | 0 | 0 | 275.4689 | 72.654 | -256.7129 | -292.9781 | 0.38859 | 0.37976 | 0.38475 | 0.37375 | 107.0445 | 27.5909 | -98.7704 | -109.4995
9 | 8 | 18 | 583.4017 | 591.7083 | 603.2514 | 613.2806 | 0 | 0 | 0 | 0 | 166.2213 | 252.8899 | 0 | 0 | 0 | 0 | 0 | 0 | 123.9508 | 141.1786 | 421.3161 | 423.7702 | 0 | 0 | 0 | 0 | 0 | -8.9814 | -5.2738 | 0 | 0 | 0 | 0 | 0 | 293.2296 | 206.6212 | 187.209 | 189.5104 | 0.39913 | 0.39052 | 0.39482 | 0.38967 | 117.0361 | 80.6907 | 73.9147 | 73.8471
9 | 8 | 19 | 589.1434 | 599.4207 | 613.1276 | 625.0318 | 0 | 0 | 0 | 0 | 183.908 | 283.4509 | 0 | 0 | 0 | 0 | 0 | 0 | 120.5873 | 78.6987 | 316.2297 | 316.2307 | 0 | 0 | 0 | 0 | 0 | 18.9887 | 209.989 | 301.0413 | 0 | 0 | 0 | 0 | 284.6482 | 218.2823 | 86.9089 | 7.7598 | 0.40014 | 0.39646 | 0.4013 | 0.39601 | 113.898 | 86.5404 | 34.8765 | 3.073
9 | 8 | 20 | 591.9764 | 603.7021 | 618.9299 | 632.0767 | 0 | 0 | 0 | 0 | 181.376 | 279.8673 | 0 | 0 | 0 | 0 | 0 | 0 | 126.7487 | 73.9699 | 311.4299 | 311.4299 | 0 | 0 | 0 | 0 | 0 | 5.035 | 29.2043 | 263.6715 | 0 | 0 | 0 | 0 | 283.8517 | 244.8299 | 278.2957 | 56.9754 | 0.39652 | 0.39181 | 0.39756 | 0.39343 | 112.5531 | 95.9278 | 110.6388 | 22.416
9 | 8 | 21 | 561.2316 | 573.0428 | 588.1461 | 601.0821 | 0 | 0 | 0 | 0 | 164.4862 | 285.8874 | 0 | 0 | 0 | 0 | 0 | 0 | 146.69 | 86.3277 | 309.2376 | 309.2376 | 0 | 0 | 0 | 0 | 0 | 5.6835 | 50.8857 | 205.4782 | 0 | 0 | 0 | 0 | 250.0554 | 195.1442 | 228.0229 | 86.3663 | 0.39092 | 0.38892 | 0.39029 | 0.38929 | 97.7511 | 75.8954 | 88.9953 | 33.6213
9 | 8 | 22 | 521.6015 | 533.7063 | 548.96 | 562.0302 | 0 | 0 | 0 | 0 | 177.319 | 281.482 | 0 | 0 | 0 | 0 | 0 | 0 | 128.9244 | 83.2183 | 321.6753 | 321.6753 | 0 | 0 | 0 | 0 | 0 | 10.1257 | 117.4324 | 312.4258 | 0 | 0 | 0 | 0 | 215.358 | 158.8803 | 109.8522 | -72.0709 | 0.38531 | 0.3837 | 0.387 | 0.38422 | 82.9788 | 60.9623 | 42.5129 | -27.6909
9 | 8 | 23 | 477.0935 | 488.4145 | 502.6072 | 514.7345 | 0 | 0 | 0 | 0 | 171.843 | 295.7463 | 0 | 0 | 0 | 0 | 0 | 0 | 140.6785 | 91.1234 | 310.8392 | 310.8392 | 0 | 0 | 0 | 0 | 0 | 9.5183 | 119.9604 | 123.0123 | 0 | 0 | 0 | 0 | 164.572 | 92.0265 | 71.8076 | 80.8831 | 0.37862 | 0.38317 | 0.38456 | 0.38119 | 62.311 | 35.2622 | 27.6143 | 30.8321
9 | 8 | 24 | 443.1176 | 452.072 | 463.4692 | 473.075 | 0 | 0 | 0 | 0 | 168.8774 | 281.2028 | 0 | 0 | 0 | 0 | 0 | 0 | 130.6219 | 85.5657 | 303.0887 | 303.0887 | 0 | 0 | 0 | 0 | 0 | 30.6336 | 187.6175 | 45.0205 | 0 | 0 | 0 | 0 | 143.6183 | 54.6699 | -27.2369 | 124.9658 | 0.37097 | 0.3792 | 0.38104 | 0.37743 | 53.2779 | 20.7309 | -10.3785 | 47.1659
9 | 9 | 1 | 418.1994 | 424.7749 | 433.3744 | 440.4236 | 0 | 0 | 0 | 0 | 125.9452 | 235.1679 | 0 | 0 | 0 | 0 | 0 | 0 | 98.8932 | 64.9417 | 301.5532 | 301.5532 | 0 | 0 | 0 | 0 | 0 | 43.563 | 89.7904 | 55.0191 | 0 | 0 | 0 | 0 | 193.3609 | 81.1023 | 42.0308 | 83.8513 | 0.37067 | 0.37067 | 0.37608 | 0.37093 | 71.6739 | 30.0621 | 15.807 | 31.1029
9 | 9 | 2 | 402.6333 | 406.9222 | 412.95 | 417.7428 | 0 | 0 | 0 | 0 | 103.087 | 252.0167 | 0 | 0 | 0 | 0 | 0 | 0 | 68.0404 | 43.4854 | 302.1003 | 302.1003 | 0 | 0 | 0 | 0 | 0 | 41.446 | 87.538 | 3.9565 | 0 | 0 | 0 | 0 | 231.5058 | 69.9742 | 23.3118 | 111.686 | 0.36983 | 0.36895 | 0.37442 | 0.36801 | 85.6174 | 25.8167 | 8.7283 | 41.1018
9 | 9 | 3 | 392.3293 | 394.6615 | 398.5138 | 401.413 | 0 | 0 | 0 | 0 | 90.1388 | 214.4989 | 0 | 0 | 0 | 0 | 0 | 0 | 59.6979 | 32.2174 | 297.325 | 297.325 | 0 | 0 | 0 | 0 | 0 | 27.353 | 80.5657 | -21.2643 | 0 | 0 | 0 | 0 | 242.4926 | 120.5922 | 20.6231 | 125.3523 | 0.37068 | 0.36878 | 0.37239 | 0.3659 | 89.8863 | 44.4725 | 7.6798 | 45.8664
9 | 9 | 4 | 388.2214 | 388.5179 | 390.1036 | 390.9897 | 0 | 0 | 0 | 0 | 97.1754 | 207.6918 | 0 | 0 | 0 | 0 | 0 | 0 | 66.159 | 34.1311 | 300.5924 | 300.5924 | 0 | 0 | 0 | 0 | 0 | 4.7941 | 70.1956 | 0 | 0 | 0 | 0 | 0 | 224.887 | 141.9009 | 19.3156 | 90.3973 | 0.3692 | 0.37208 | 0.37262 | 0.36651 | 83.0293 | 52.7978 | 7.1973 | 33.1311
9 | 9 | 5 | 391.103 | 388.9388 | 387.8137 | 386.2838 | 0 | 0 | 0 | 0 | 133.8149 | 237.2334 | 0 | 0 | 0 | 0 | 0 | 0 | 61.9361 | 37.9259 | 314.8156 | 314.8156 | 0 | 0 | 0 | 0 | 0 | 30.3823 | 28.872 | -107.4024 | 0 | 0 | 0 | 0 | 195.3519 | 83.3973 | 44.126 | 178.8706 | 0.36849 | 0.37169 | 0.3739 | 0.36618 | 71.9851 | 30.9975 | 16.4986 | 65.498
9 | 9 | 6 | 393.5029 | 389.389 | 386.1814 | 382.8728 | 0 | 0 | 0 | 0 | 140.2846 | 221.8664 | 0 | 0 | 0 | 0 | 0 | 0 | 58.6264 | 46.133 | 331.0689 | 331.07 | 0 | 0 | 0 | 0 | 0 | 5.7317 | 154.736 | -117 | 0 | 0 | 0 | 0 | 194.5919 | 115.6579 | -99.6235 | 168.8028 | 0.37162 | 0.37651 | 0.37574 | 0.37098 | 72.3143 | 43.5465 | -37.4322 | 62.6225
9 | 9 | 7 | 403.6057 | 398.066 | 393.5385 | 389.3093 | 0 | 0 | 0 | 0 | 125.1432 | 181.4083 | 0 | 0 | 0 | 0 | 0 | 0 | 94.5234 | 152.6258 | 615.3551 | 616.5058 | 0 | 0 | 0 | 0 | 0 | -16.6579 | -74.9171 | -15.6808 | 0 | 0 | 0 | 0 | 183.9391 | 80.6898 | -146.8995 | -211.5158 | 0.37194 | 0.38123 | 0.37528 | 0.36663 | 68.4138 | 30.7615 | -55.129 | -77.5471
9 | 9 | 8 | 434.1891 | 429.1407 | 425.6899 | 422.8975 | 0 | 0 | 0 | 0 | 106.5505 | 132.0459 | 0 | 0 | 0 | 0 | 0 | 0 | 161.445 | 311.4226 | 929.83 | 945.361 | 0 | 0 | 0 | 0 | 0 | -36.1695 | -144.5577 | -16.0542 | 0 | 0 | 0 | 0 | 166.1936 | 21.8418 | -359.5823 | -506.4092 | 0.36962 | 0.37552 | 0.37235 | 0.38036 | 61.4292 | 8.2021 | -133.8897 | -192.6199
9 | 9 | 9 | 465.302 | 461.5335 | 460.0141 | 459.3949 | 0 | 0 | 0 | 0 | 83.1316 | 114.5535 | 0 | 0 | 0 | 0 | 0 | 0 | 219.2846 | 427.2902 | 1125.8203 | 1155.6571 | 0 | 0 | 0 | 0 | 0 | -54.8225 | -237.0695 | -177.1238 | 0 | 0 | 0 | 0 | 162.8857 | -25.4877 | -428.7367 | -519.1384 | 0.37229 | 0.38397 | 0.38397 | 0.17588 | 60.6409 | -9.7866 | -164.6241 | -91.3036
9 | 9 | 10 | 493.1046 | 490.0048 | 489.2751 | 489.2744 | 0 | 0 | 0 | 0 | 85.0398 | 117.4233 | 0 | 0 | 0 | 0 | 0 | 0 | 264.2361 | 505.0946 | 1236.937 | 1277.218 | 0 | 0 | 0 | 0 | 0 | -72.9604 | -382.474 | -355.6421 | 0 | 0 | 0 | 0 | 143.8288 | -59.5527 | -365.188 | -432.3015 | 0.37171 | 0.38397 | 0.38397 | 0.17588 | 53.4629 | -22.8667 | -140.2229 | -76.0311
9 | 9 | 11 | 513.1268 | 510.4262 | 509.9139 | 509.7339 | 0 | 0 | 0 | 0 | 100.0114 | 112.4647 | 0 | 0 | 0 | 0 | 0 | 0 | 295.0137 | 552.0303 | 1285.0578 | 1331.848 | 0 | 0 | 0 | 0 | 0 | -46.234 | -299.2903 | -351 | 0 | 0 | 0 | 0 | 118.1017 | -107.8349 | -475.8536 | -471.1141 | 0.37104 | 0.38397 | 0.38397 | 0.17588 | 43.8203 | -41.4059 | -182.7158 | -82.8573
9 | 9 | 12 | 529.4818 | 527.3085 | 527.2201 | 527.1408 | 0 | 0 | 0 | 0 | 112.2981 | 120.8936 | 0 | 0 | 0 | 0 | 0 | 0 | 344.3982 | 591.5749 | 1296.172 | 1345.0994 | 0 | 0 | 0 | 0 | 0 | -32.5177 | -203.3311 | -325.2463 | 0 | 0 | 0 | 0 | 72.7855 | -152.6422 | -565.6208 | -492.7123 | 0.37287 | 0.38397 | 0.38397 | 0.17588 | 27.1393 | -58.6107 | -217.1841 | -86.6559
9 | 9 | 13 | 548.979 | 547.7811 | 548.7499 | 549.482 | 0 | 0 | 0 | 0 | 136.7894 | 117.0209 | 0 | 0 | 0 | 0 | 0 | 0 | 309.3318 | 560.0502 | 1294.9502 | 1343.216 | 0 | 0 | 0 | 0 | 0 | -30.6254 | -190.2288 | -303.3409 | 0 | 0 | 0 | 0 | 102.8578 | -98.6646 | -555.9715 | -490.3931 | 0.37446 | 0.38065 | 0.38397 | 0.16813 | 38.5157 | -37.5571 | -213.479 | -82.4499
9 | 9 | 14 | 563.1453 | 562.7707 | 564.7232 | 566.3435 | 0 | 0 | 0 | 0 | 137.5669 | 152.0765 | 0 | 0 | 0 | 0 | 0 | 0 | 336.7513 | 565.1508 | 1288.7872 | 1335.208 | 0 | 0 | 0 | 0 | 0 | -13.1535 | -159.5164 | -58.125 | 0 | 0 | 0 | 0 | 88.8271 | -141.3032 | -564.5477 | -710.7395 | 0.37539 | 0.37471 | 0.37695 | 0.16849 | 33.3444 | -52.9482 | -212.8042 | -119.7532
9 | 9 | 15 | 572.7079 | 573.2389 | 576.1938 | 578.6567 | 0 | 0 | 0 | 0 | 145.5448 | 175.1562 | 0 | 0 | 0 | 0 | 0 | 0 | 326.828 | 545.6623 | 1278.889 | 1320.1437 | 0 | 0 | 0 | 0 | 0 | -3.1681 | -11.9072 | -29.9772 | 0 | 0 | 0 | 0 | 100.3351 | -144.4115 | -690.788 | -711.5099 | 0.37558 | 0.37413 | 0.37546 | 0.16764 | 37.6835 | -54.0289 | -259.3642 | -119.2744
9 | 9 | 16 | 580.6033 | 583.5603 | 589.2269 | 594.094 | 0 | 0 | 0 | 0 | 134.1162 | 187.5777 | 0 | 0 | 0 | 0 | 0 | 0 | 303.3733 | 516.0164 | 1240.3241 | 1273.5016 | 0 | 0 | 0 | 0 | 0 | -5.4952 | -27.5354 | 2.364 | 0 | 0 | 0 | 0 | 143.1137 | -114.5387 | -623.5619 | -681.7717 | 0.38077 | 0.3675 | 0.37018 | 0.37865 | 54.493 | -42.0927 | -230.8299 | -258.1546
9 | 9 | 17 | 580.7701 | 586.4408 | 595.0719 | 602.5309 | 0 | 0 | 0 | 0 | 143.2899 | 199.8598 | 0 | 0 | 0 | 0 | 0 | 0 | 273.1512 | 368.9263 | 952.3374 | 971.3565 | 0 | 0 | 0 | 0 | 0 | -6.5233 | -33.4182 | -8.0386 | 0 | 0 | 0 | 0 | 164.3289 | 24.1781 | -323.8474 | -360.787 | 0.38859 | 0.37976 | 0.38475 | 0.37375 | 63.8566 | 9.1818 | -124.6004 | -134.8429
9 | 9 | 18 | 569.1705 | 577.0113 | 587.9895 | 597.5301 | 0 | 0 | 0 | 0 | 166.2213 | 252.8899 | 0 | 0 | 0 | 0 | 0 | 0 | 167.432 | 137.813 | 415.4474 | 417.5594 | 0 | 0 | 0 | 0 | 0 | -8.9814 | -5.2738 | 0 | 0 | 0 | 0 | 0 | 235.5172 | 195.2898 | 177.8159 | 179.9707 | 0.39913 | 0.39052 | 0.39482 | 0.38967 | 94.0015 | 76.2655 | 70.206 | 70.1297
9 | 9 | 19 | 583.8135 | 593.9163 | 607.4117 | 619.1328 | 0 | 0 | 0 | 0 | 183.908 | 283.4509 | 0 | 0 | 0 | 0 | 0 | 0 | 189.8438 | 125.0126 | 360.0346 | 360.0353 | 0 | 0 | 0 | 0 | 0 | 18.9887 | 209.989 | 301.0413 | 0 | 0 | 0 | 0 | 210.0617 | 166.4641 | 37.3881 | -41.9438 | 0.40014 | 0.39646 | 0.4013 | 0.39601 | 84.0532 | 65.9965 | 15.0039 | -16.6102
9 | 9 | 20 | 588.0968 | 599.6956 | 614.7693 | 627.783 | 0 | 0 | 0 | 0 | 181.376 | 279.8673 | 0 | 0 | 0 | 0 | 0 | 0 | 238.3982 | 164.2773 | 374.0438 | 374.0438 | 0 | 0 | 0 | 0 | 0 | 5.035 | 29.2043 | 263.6715 | 0 | 0 | 0 | 0 | 168.3226 | 150.5159 | 211.5212 | -9.9324 | 0.39652 | 0.39181 | 0.39756 | 0.39343 | 66.7434 | 58.9742 | 84.092 | -3.9077
9 | 9 | 21 | 552.5841 | 564.1122 | 578.8724 | 591.5114 | 0 | 0 | 0 | 0 | 164.4862 | 285.8874 | 0 | 0 | 0 | 0 | 0 | 0 | 230.1788 | 137.6061 | 333.7484 | 333.7484 | 0 | 0 | 0 | 0 | 0 | 5.6835 | 50.8857 | 205.4782 | 0 | 0 | 0 | 0 | 157.9191 | 134.9352 | 194.2382 | 52.2848 | 0.39092 | 0.38892 | 0.39029 | 0.38929 | 61.7334 | 52.4789 | 75.8095 | 20.3538
9 | 9 | 22 | 505.5937 | 517.1745 | 531.7928 | 544.3134 | 0 | 0 | 0 | 0 | 177.319 | 281.482 | 0 | 0 | 0 | 0 | 0 | 0 | 234.2768 | 133.2727 | 308.3064 | 308.3064 | 0 | 0 | 0 | 0 | 0 | 10.1257 | 117.4324 | 312.4258 | 0 | 0 | 0 | 0 | 93.9979 | 92.2941 | 106.0539 | -76.4188 | 0.38531 | 0.3837 | 0.387 | 0.38422 | 36.218 | 35.4132 | 41.043 | -29.3615
9 | 9 | 23 | 456.6078 | 467.2582 | 480.6378 | 492.0618 | 0 | 0 | 0 | 0 | 171.843 | 295.7463 | 0 | 0 | 0 | 0 | 0 | 0 | 229.9966 | 137.6882 | 298.7814 | 298.7814 | 0 | 0 | 0 | 0 | 0 | 9.5183 | 119.9604 | 123.0123 | 0 | 0 | 0 | 0 | 54.7683 | 24.3055 | 61.8961 | 70.2681 | 0.37862 | 0.38317 | 0.38456 | 0.38119 | 20.7366 | 9.3132 | 23.8027 | 26.7858
9 | 9 | 24 | 424.9706 | 433.3309 | 444.0079 | 452.9905 | 0 | 0 | 0 | 0 | 168.8774 | 281.2028 | 0 | 0 | 0 | 0 | 0 | 0 | 216.0199 | 126.2949 | 295.0199 | 295.0199 | 0 | 0 | 0 | 0 | 0 | 30.6336 | 187.6175 | 45.0205 | 0 | 0 | 0 | 0 | 40.0733 | -4.8004 | -38.6295 | 112.9501 | 0.37097 | 0.3792 | 0.38104 | 0.37743 | 14.8659 | -1.8203 | -14.7195 | 42.6308
9 | 10 | 1 | 405.3641 | 411.5195 | 419.6095 | 426.218 | 0 | 0 | 0 | 0 | 125.9452 | 235.1679 | 0 | 0 | 0 | 0 | 0 | 0 | 210.7454 | 115.6027 | 293.5633 | 293.5633 | 0 | 0 | 0 | 0 | 0 | 43.563 | 89.7904 | 55.0191 | 0 | 0 | 0 | 0 | 68.6734 | 17.186 | 36.2558 | 77.6356 | 0.37067 | 0.37067 | 0.37608 | 0.37093 | 25.4555 | 6.3703 | 13.6351 | 28.7973
9 | 10 | 2 | 394.1671 | 398.1789 | 403.8706 | 408.3728 | 0 | 0 | 0 | 0 | 103.087 | 252.0167 | 0 | 0 | 0 | 0 | 0 | 0 | 196.6251 | 102.2054 | 288.7583 | 288.7583 | 0 | 0 | 0 | 0 | 0 | 41.446 | 87.538 | 3.9565 | 0 | 0 | 0 | 0 | 94.455 | 2.5108 | 27.5744 | 115.6579 | 0.36983 | 0.36895 | 0.37442 | 0.36801 | 34.9321 | 0.92636 | 10.3243 | 42.5635
9 | 10 | 3 | 390.2445 | 392.5084 | 396.278 | 399.1056 | 0 | 0 | 0 | 0 | 90.1388 | 214.4989 | 0 | 0 | 0 | 0 | 0 | 0 | 180.6342 | 88.347 | 285.6629 | 285.6629 | 0 | 0 | 0 | 0 | 0 | 27.353 | 80.5657 | -21.2643 | 0 | 0 | 0 | 0 | 119.4714 | 62.3095 | 30.0494 | 134.707 | 0.37068 | 0.36878 | 0.37239 | 0.3659 | 44.2853 | 22.9788 | 11.1901 | 49.2893
9 | 10 | 4 | 398.1561 | 398.7777 | 400.7578 | 401.985 | 0 | 0 | 0 | 0 | 97.1754 | 207.6918 | 0 | 0 | 0 | 0 | 0 | 0 | 167.3625 | 80.9048 | 297.5958 | 297.5958 | 0 | 0 | 0 | 0 | 0 | 4.7941 | 70.1956 | 0 | 0 | 0 | 0 | 0 | 133.6182 | 105.3869 | 32.9664 | 104.3892 | 0.3692 | 0.37208 | 0.37262 | 0.36651 | 49.3324 | 39.2119 | 12.2839 | 38.2592
9 | 10 | 5 | 426.3274 | 425.3163 | 425.5893 | 425.2689 | 0 | 0 | 0 | 0 | 133.8149 | 237.2334 | 0 | 0 | 0 | 0 | 0 | 0 | 161.65 | 75.3289 | 294.2999 | 294.2999 | 0 | 0 | 0 | 0 | 0 | 30.3823 | 28.872 | -107.4024 | 0 | 0 | 0 | 0 | 130.8625 | 82.3717 | 102.4173 | 238.3715 | 0.36849 | 0.37169 | 0.3739 | 0.36618 | 48.2214 | 30.6163 | 38.2936 | 87.2857
9 | 10 | 6 | 471.3846 | 469.8201 | 469.7037 | 469.0694 | 0 | 0 | 0 | 0 | 140.2846 | 221.8664 | 0 | 0 | 0 | 0 | 0 | 0 | 132.5249 | 64.6964 | 298.182 | 298.1829 | 0 | 0 | 0 | 0 | 0 | 5.7317 | 154.736 | -117 | 0 | 0 | 0 | 0 | 198.5751 | 177.5257 | 16.7857 | 287.8865 | 0.37162 | 0.37651 | 0.37574 | 0.37098 | 73.7945 | 66.8403 | 6.307 | 106.8002
9 | 10 | 7 | 505.1638 | 502.9485 | 502.452 | 501.7099 | 0 | 0 | 0 | 0 | 125.1432 | 181.4083 | 0 | 0 | 0 | 0 | 0 | 0 | 141.6807 | 154.5842 | 560.0831 | 561.2684 | 0 | 0 | 0 | 0 | 0 | -16.6579 | -74.9171 | -15.6808 | 0 | 0 | 0 | 0 | 238.3398 | 183.614 | 17.2859 | -43.8777 | 0.37194 | 0.38123 | 0.37528 | 0.36663 | 88.6474 | 69.9995 | 6.4871 | -16.0867
9 | 10 | 8 | 538.0858 | 536.4384 | 537.1114 | 537.8865 | 0 | 0 | 0 | 0 | 106.5505 | 132.0459 | 0 | 0 | 0 | 0 | 0 | 0 | 195.6673 | 317.0044 | 876.9401 | 892.3103 | 0 | 0 | 0 | 0 | 0 | -36.1695 | -144.5577 | -16.0542 | 0 | 0 | 0 | 0 | 235.868 | 123.5577 | -195.271 | -338.3695 | 0.36962 | 0.37552 | 0.37235 | 0.38036 | 87.1826 | 46.3987 | -72.7087 | -128.7036
9 | 10 | 9 | 569.7788 | 569.4303 | 572.0577 | 575.026 | 0 | 0 | 0 | 0 | 83.1316 | 114.5535 | 0 | 0 | 0 | 0 | 0 | 0 | 252.3943 | 439.5299 | 1064.9736 | 1094.7021 | 0 | 0 | 0 | 0 | 0 | -54.8225 | -237.0695 | -177.1238 | 0 | 0 | 0 | 0 | 234.2528 | 70.1694 | -255.8464 | -342.5523 | 0.37229 | 0.38397 | 0.38397 | 0.17588 | 87.2102 | 26.9433 | -98.2386 | -60.2465
9 | 10 | 10 | 597.7989 | 598.1262 | 601.5519 | 605.1462 | 0 | 0 | 0 | 0 | 85.0398 | 117.4233 | 0 | 0 | 0 | 0 | 0 | 0 | 282.608 | 504.7703 | 1153.9776 | 1193.2169 | 0 | 0 | 0 | 0 | 0 | -72.9604 | -382.474 | -355.6421 | 0 | 0 | 0 | 0 | 230.1512 | 48.893 | -169.9516 | -232.4286 | 0.37171 | 0.38397 | 0.38397 | 0.17588 | 85.55 | 18.7737 | -65.2571 | -40.8784
9 | 10 | 11 | 617.6761 | 618.3979 | 622.0353 | 625.4452 | 0 | 0 | 0 | 0 | 100.0114 | 112.4647 | 0 | 0 | 0 | 0 | 0 | 0 | 298.651 | 537.3778 | 1184.4867 | 1228.9439 | 0 | 0 | 0 | 0 | 0 | -46.234 | -299.2903 | -351 | 0 | 0 | 0 | 0 | 219.0137 | 14.7893 | -263.1611 | -252.4987 | 0.37104 | 0.38397 | 0.38397 | 0.17588 | 81.2626 | 5.6787 | -101.0472 | -44.4083
9 | 10 | 12 | 628.4293 | 629.495 | 633.334 | 636.6522 | 0 | 0 | 0 | 0 | 112.2981 | 120.8936 | 0 | 0 | 0 | 0 | 0 | 0 | 305.1675 | 554.7098 | 1169.1915 | 1216.3786 | 0 | 0 | 0 | 0 | 0 | -32.5177 | -203.3311 | -325.2463 | 0 | 0 | 0 | 0 | 210.9637 | -13.5906 | -332.5265 | -254.4801 | 0.37287 | 0.38397 | 0.38397 | 0.17588 | 78.6615 | -5.2185 | -127.6818 | -44.7567
9 | 10 | 13 | 648.6879 | 650.7539 | 655.6803 | 659.8362 | 0 | 0 | 0 | 0 | 136.7894 | 117.0209 | 0 | 0 | 0 | 0 | 0 | 0 | 315.0223 | 589.8771 | 1216.1657 | 1265.4944 | 0 | 0 | 0 | 0 | 0 | -30.6254 | -190.2288 | -303.3409 | 0 | 0 | 0 | 0 | 196.8762 | -25.5187 | -370.2567 | -302.3174 | 0.37446 | 0.38065 | 0.38397 | 0.16813 | 73.7215 | -9.7138 | -142.1692 | -50.8287
9 | 10 | 14 | 660.3706 | 663.1785 | 668.99 | 673.9488 | 0 | 0 | 0 | 0 | 137.5669 | 152.0765 | 0 | 0 | 0 | 0 | 0 | 0 | 310.2258 | 598.0808 | 1249.3539 | 1296.0432 | 0 | 0 | 0 | 0 | 0 | -13.1535 | -159.5164 | -58.125 | 0 | 0 | 0 | 0 | 212.5779 | -73.8253 | -420.8476 | -563.9694 | 0.37539 | 0.37471 | 0.37695 | 0.16849 | 79.7987 | -27.6633 | -158.6369 | -95.0238
9 | 10 | 15 | 672.58 | 676.3802 | 683.2991 | 689.1914 | 0 | 0 | 0 | 0 | 145.5448 | 175.1562 | 0 | 0 | 0 | 0 | 0 | 0 | 298.0041 | 532.1695 | 1132.8268 | 1174.482 | 0 | 0 | 0 | 0 | 0 | -3.1681 | -11.9072 | -29.9772 | 0 | 0 | 0 | 0 | 229.031 | -27.7774 | -437.6205 | -455.3135 | 0.37558 | 0.37413 | 0.37546 | 0.16764 | 86.0188 | -10.3924 | -164.3096 | -76.3268
9 | 10 | 16 | 675.4536 | 681.5155 | 690.9468 | 699.0709 | 0 | 0 | 0 | 0 | 134.1162 | 187.5777 | 0 | 0 | 0 | 0 | 0 | 0 | 271.4975 | 457.0014 | 1047.2967 | 1079.3161 | 0 | 0 | 0 | 0 | 0 | -5.4952 | -27.5354 | 2.364 | 0 | 0 | 0 | 0 | 269.8399 | 42.4315 | -328.8145 | -382.6093 | 0.38077 | 0.3675 | 0.37018 | 0.37865 | 102.7461 | 15.5935 | -121.7205 | -144.876
9 | 10 | 17 | 662.1507 | 670.4853 | 682.3465 | 692.5999 | 0 | 0 | 0 | 0 | 143.2899 | 199.8598 | 0 | 0 | 0 | 0 | 0 | 0 | 224.7484 | 351.5621 | 886.2499 | 904.4018 | 0 | 0 | 0 | 0 | 0 | -6.5233 | -33.4182 | -8.0386 | 0 | 0 | 0 | 0 | 294.1123 | 125.5868 | -170.4852 | -203.7633 | 0.38859 | 0.37976 | 0.38475 | 0.37375 | 114.2892 | 47.6925 | -65.5943 | -76.1558
9 | 10 | 18 | 636.61 | 646.6584 | 660.3133 | 672.1696 | 0 | 0 | 0 | 0 | 166.2213 | 252.8899 | 0 | 0 | 0 | 0 | 0 | 0 | 176.7956 | 171.6246 | 388.3665 | 390.2296 | 0 | 0 | 0 | 0 | 0 | -8.9814 | -5.2738 | 0 | 0 | 0 | 0 | 0 | 293.5931 | 231.1252 | 277.2205 | 281.94 | 0.39913 | 0.39052 | 0.39482 | 0.38967 | 117.1812 | 90.2602 | 109.4534 | 109.8644
9 | 10 | 19 | 644.2915 | 656.374 | 672.2698 | 686.0676 | 0 | 0 | 0 | 0 | 183.908 | 283.4509 | 0 | 0 | 0 | 0 | 0 | 0 | 177.3169 | 118.7992 | 319.4695 | 319.47 | 0 | 0 | 0 | 0 | 0 | 18.9887 | 209.989 | 301.0413 | 0 | 0 | 0 | 0 | 283.0666 | 235.1352 | 142.8114 | 65.5563 | 0.40014 | 0.39646 | 0.4013 | 0.39601 | 113.2651 | 93.2219 | 57.3102 | 25.961
9 | 10 | 20 | 644.5139 | 657.9594 | 675.2725 | 690.2233 | 0 | 0 | 0 | 0 | 181.376 | 279.8673 | 0 | 0 | 0 | 0 | 0 | 0 | 180.7851 | 137.6381 | 366.1562 | 366.1562 | 0 | 0 | 0 | 0 | 0 | 5.035 | 29.2043 | 263.6715 | 0 | 0 | 0 | 0 | 282.3528 | 235.4191 | 279.912 | 60.3956 | 0.39652 | 0.39181 | 0.39756 | 0.39343 | 111.9587 | 92.2405 | 111.2813 | 23.7616
9 | 10 | 21 | 603.1274 | 616.3101 | 633.0763 | 647.4509 | 0 | 0 | 0 | 0 | 164.4862 | 285.8874 | 0 | 0 | 0 | 0 | 0 | 0 | 186.0203 | 157.6326 | 390.0213 | 390.0213 | 0 | 0 | 0 | 0 | 0 | 5.6835 | 50.8857 | 205.4782 | 0 | 0 | 0 | 0 | 252.621 | 167.1065 | 192.1693 | 51.9514 | 0.39092 | 0.38892 | 0.39029 | 0.38929 | 98.754 | 64.991 | 75.002 | 20.224
9 | 10 | 22 | 541.3983 | 554.1511 | 570.1905 | 583.9405 | 0 | 0 | 0 | 0 | 177.319 | 281.482 | 0 | 0 | 0 | 0 | 0 | 0 | 162.4381 | 141.2269 | 379.0392 | 379.0392 | 0 | 0 | 0 | 0 | 0 | 10.1257 | 117.4324 | 312.4258 | 0 | 0 | 0 | 0 | 201.6411 | 121.3165 | 73.7189 | -107.5245 | 0.38531 | 0.3837 | 0.387 | 0.38422 | 77.6936 | 46.5491 | 28.5293 | -41.3128
9 | 10 | 23 | 487.5357 | 499.1985 | 513.8057 | 526.2916 | 0 | 0 | 0 | 0 | 171.843 | 295.7463 | 0 | 0 | 0 | 0 | 0 | 0 | 141.7875 | 113.5917 | 349.2482 | 349.2482 | 0 | 0 | 0 | 0 | 0 | 9.5183 | 119.9604 | 123.0123 | 0 | 0 | 0 | 0 | 173.9053 | 80.3423 | 44.5971 | 54.0311 | 0.37862 | 0.38317 | 0.38456 | 0.38119 | 65.8448 | 30.7851 | 17.1502 | 20.5963
9 | 10 | 24 | 449.4446 | 458.6061 | 470.2544 | 480.0774 | 0 | 0 | 0 | 0 | 168.8774 | 281.2028 | 0 | 0 | 0 | 0 | 0 | 0 | 124.9182 | 102.9874 | 346.9398 | 346.9398 | 0 | 0 | 0 | 0 | 0 | 30.6336 | 187.6175 | 45.0205 | 0 | 0 | 0 | 0 | 155.6489 | 43.7823 | -64.3028 | 88.1171 | 0.37097 | 0.3792 | 0.38104 | 0.37743 | 57.7409 | 16.6023 | -24.5022 | 33.2581
9 | 11 | 1 | 425.9223 | 432.7507 | 441.6566 | 448.971 | 0 | 0 | 0 | 0 | 125.9452 | 235.1679 | 0 | 0 | 0 | 0 | 0 | 0 | 97.3498 | 74.6153 | 326.3635 | 326.3635 | 0 | 0 | 0 | 0 | 0 | 43.563 | 89.7904 | 55.0191 | 0 | 0 | 0 | 0 | 202.6272 | 79.4045 | 25.5027 | 67.5884 | 0.37067 | 0.37067 | 0.37608 | 0.37093 | 75.1086 | 29.4328 | 9.5911 | 25.0705
9 | 11 | 2 | 410.6462 | 415.1975 | 421.5433 | 426.6113 | 0 | 0 | 0 | 0 | 103.087 | 252.0167 | 0 | 0 | 0 | 0 | 0 | 0 | 76.8033 | 52.1612 | 305.5432 | 305.5432 | 0 | 0 | 0 | 0 | 0 | 41.446 | 87.538 | 3.9565 | 0 | 0 | 0 | 0 | 230.756 | 69.5736 | 28.4622 | 117.1115 | 0.36983 | 0.36895 | 0.37442 | 0.36801 | 85.3401 | 25.6689 | 10.6567 | 43.0985
9 | 11 | 3 | 403.5148 | 406.2132 | 410.5095 | 413.7928 | 0 | 0 | 0 | 0 | 90.1388 | 214.4989 | 0 | 0 | 0 | 0 | 0 | 0 | 67.6325 | 45.7395 | 299.5032 | 299.5032 | 0 | 0 | 0 | 0 | 0 | 27.353 | 80.5657 | -21.2643 | 0 | 0 | 0 | 0 | 245.7435 | 118.6218 | 30.4405 | 135.5538 | 0.37068 | 0.36878 | 0.37239 | 0.3659 | 91.0914 | 43.7458 | 11.3358 | 49.5991
9 | 11 | 4 | 408.7252 | 409.6928 | 412.0924 | 413.6825 | 0 | 0 | 0 | 0 | 97.1754 | 207.6918 | 0 | 0 | 0 | 0 | 0 | 0 | 56.7689 | 34.4542 | 288.7399 | 288.7399 | 0 | 0 | 0 | 0 | 0 | 4.7941 | 70.1956 | 0 | 0 | 0 | 0 | 0 | 254.7809 | 162.7527 | 53.1569 | 124.9426 | 0.3692 | 0.37208 | 0.37262 | 0.36651 | 94.0662 | 60.5563 | 19.8072 | 45.7921
9 | 11 | 5 | 435.6276 | 434.9208 | 435.563 | 435.562 | 0 | 0 | 0 | 0 | 133.8149 | 237.2334 | 0 | 0 | 0 | 0 | 0 | 0 | 46.1615 | 27.8699 | 288.405 | 288.405 | 0 | 0 | 0 | 0 | 0 | 30.3823 | 28.872 | -107.4024 | 0 | 0 | 0 | 0 | 255.6511 | 139.4352 | 118.2859 | 254.5594 | 0.36849 | 0.37169 | 0.3739 | 0.36618 | 94.2048 | 51.826 | 44.2268 | 93.2133
9 | 11 | 6 | 480.7935 | 479.537 | 479.7941 | 479.4828 | 0 | 0 | 0 | 0 | 140.2846 | 221.8664 | 0 | 0 | 0 | 0 | 0 | 0 | 49.6282 | 43.0633 | 307.9669 | 307.9678 | 0 | 0 | 0 | 0 | 0 | 5.7317 | 154.736 | -117 | 0 | 0 | 0 | 0 | 290.8807 | 208.8757 | 17.0911 | 288.515 | 0.37162 | 0.37651 | 0.37574 | 0.37098 | 108.0971 | 78.644 | 6.4218 | 107.0333
9 | 11 | 7 | 510.5843 | 508.5465 | 508.2651 | 507.7092 | 0 | 0 | 0 | 0 | 125.1432 | 181.4083 | 0 | 0 | 0 | 0 | 0 | 0 | 87.9962 | 145.2899 | 546.1226 | 547.3044 | 0 | 0 | 0 | 0 | 0 | -16.6579 | -74.9171 | -15.6808 | 0 | 0 | 0 | 0 | 297.4448 | 198.5062 | 37.0596 | -23.9144 | 0.37194 | 0.38123 | 0.37528 | 0.36663 | 110.6307 | 75.6769 | 13.9079 | -8.7676
9 | 11 | 8 | 543.325 | 541.8491 | 542.7301 | 543.6851 | 0 | 0 | 0 | 0 | 106.5505 | 132.0459 | 0 | 0 | 0 | 0 | 0 | 0 | 157.4505 | 299.9609 | 831.2043 | 846.3727 | 0 | 0 | 0 | 0 | 0 | -36.1695 | -144.5577 | -16.0542 | 0 | 0 | 0 | 0 | 279.324 | 146.0119 | -143.9165 | -286.6334 | 0.36962 | 0.37552 | 0.37235 | 0.38036 | 103.245 | 54.8308 | -53.587 | -109.025
9 | 11 | 9 | 575.1812 | 575.0096 | 577.8514 | 581.0051 | 0 | 0 | 0 | 0 | 83.1316 | 114.5535 | 0 | 0 | 0 | 0 | 0 | 0 | 215.2297 | 420.4861 | 1024.4561 | 1053.7386 | 0 | 0 | 0 | 0 | 0 | -54.8225 | -237.0695 | -177.1238 | 0 | 0 | 0 | 0 | 276.8199 | 94.7925 | -209.5352 | -295.6096 | 0.37229 | 0.38397 | 0.38397 | 0.17588 | 103.0575 | 36.3979 | -80.4562 | -51.9904
9 | 11 | 10 | 605.9569 | 606.5513 | 610.3008 | 614.1752 | 0 | 0 | 0 | 0 | 85.0398 | 117.4233 | 0 | 0 | 0 | 0 | 0 | 0 | 253.1975 | 495.7965 | 1121.0563 | 1160.5147 | 0 | 0 | 0 | 0 | 0 | -72.9604 | -382.474 | -355.6421 | 0 | 0 | 0 | 0 | 267.7196 | 66.2918 | -128.2816 | -190.6975 | 0.37171 | 0.38397 | 0.38397 | 0.17588 | 99.5147 | 25.4544 | -49.2569 | -33.539
9 | 11 | 11 | 629.478 | 630.5861 | 634.6919 | 638.5071 | 0 | 0 | 0 | 0 | 100.0114 | 112.4647 | 0 | 0 | 0 | 0 | 0 | 0 | 275.1899 | 537.6858 | 1164.2648 | 1209.9713 | 0 | 0 | 0 | 0 | 0 | -46.234 | -299.2903 | -351 | 0 | 0 | 0 | 0 | 254.2768 | 26.6696 | -230.2826 | -220.4641 | 0.37104 | 0.38397 | 0.38397 | 0.17588 | 94.3465 | 10.2404 | -88.4227 | -38.7742
9 | 11 | 12 | 646.4675 | 648.1237 | 652.6786 | 656.6163 | 0 | 0 | 0 | 0 | 112.2981 | 120.8936 | 0 | 0 | 0 | 0 | 0 | 0 | 289.8661 | 560.4259 | 1233.0884 | 1282.8109 | 0 | 0 | 0 | 0 | 0 | -32.5177 | -203.3311 | -325.2463 | 0 | 0 | 0 | 0 | 244.3033 | -0.67802 | -377.0787 | -300.9484 | 0.37287 | 0.38397 | 0.38397 | 0.17588 | 91.0928 | -0.26034 | -144.7887 | -52.9294
9 | 11 | 13 | 669.4455 | 672.191 | 677.9413 | 682.8099 | 0 | 0 | 0 | 0 | 136.7894 | 117.0209 | 0 | 0 | 0 | 0 | 0 | 0 | 289.7453 | 555.2956 | 1228.0082 | 1277.9764 | 0 | 0 | 0 | 0 | 0 | -30.6254 | -190.2288 | -303.3409 | 0 | 0 | 0 | 0 | 242.9107 | 30.4999 | -359.8382 | -291.8256 | 0.37446 | 0.38065 | 0.38397 | 0.16813 | 90.9594 | 11.6099 | -138.1688 | -49.0647
9 | 11 | 14 | 688.6154 | 692.3479 | 699.2804 | 705.2091 | 0 | 0 | 0 | 0 | 137.5669 | 152.0765 | 0 | 0 | 0 | 0 | 0 | 0 | 282.725 | 540.22 | 1217.9599 | 1265.9727 | 0 | 0 | 0 | 0 | 0 | -13.1535 | -159.5164 | -58.125 | 0 | 0 | 0 | 0 | 268.3234 | 13.2048 | -359.1631 | -502.6385 | 0.37539 | 0.37471 | 0.37695 | 0.16849 | 100.7248 | 4.948 | -135.3852 | -84.6901
9 | 11 | 15 | 699.3745 | 704.0518 | 712.0342 | 718.8465 | 0 | 0 | 0 | 0 | 145.5448 | 175.1562 | 0 | 0 | 0 | 0 | 0 | 0 | 262.8704 | 502.4607 | 1190.321 | 1233.0206 | 0 | 0 | 0 | 0 | 0 | -3.1681 | -11.9072 | -29.9772 | 0 | 0 | 0 | 0 | 290.9593 | 29.6031 | -466.3795 | -484.1969 | 0.37558 | 0.37413 | 0.37546 | 0.16764 | 109.2776 | 11.0754 | -175.1075 | -81.1686
9 | 11 | 16 | 701.6318 | 708.5505 | 719.0209 | 728.0438 | 0 | 0 | 0 | 0 | 134.1162 | 187.5777 | 0 | 0 | 0 | 0 | 0 | 0 | 225.8931 | 429.2338 | 1105.4463 | 1138.505 | 0 | 0 | 0 | 0 | 0 | -5.4952 | -27.5354 | 2.364 | 0 | 0 | 0 | 0 | 341.6225 | 97.2341 | -358.89 | -412.8252 | 0.38077 | 0.3675 | 0.37018 | 0.37865 | 130.0785 | 35.7333 | -132.8538 | -156.3173
9 | 11 | 17 | 685.7001 | 694.8056 | 707.6015 | 718.6635 | 0 | 0 | 0 | 0 | 143.2899 | 199.8598 | 0 | 0 | 0 | 0 | 0 | 0 | 182.1552 | 312.7187 | 904.9084 | 923.3591 | 0 | 0 | 0 | 0 | 0 | -6.5233 | -33.4182 | -8.0386 | 0 | 0 | 0 | 0 | 360.255 | 188.7505 | -163.8887 | -196.6571 | 0.38859 | 0.37976 | 0.38475 | 0.37375 | 139.9916 | 71.6794 | -63.0563 | -73.4999
9 | 11 | 18 | 656.443 | 667.1406 | 681.5827 | 694.12 | 0 | 0 | 0 | 0 | 166.2213 | 252.8899 | 0 | 0 | 0 | 0 | 0 | 0 | 140.7448 | 134.3262 | 436.2274 | 438.1916 | 0 | 0 | 0 | 0 | 0 | -8.9814 | -5.2738 | 0 | 0 | 0 | 0 | 0 | 349.4769 | 288.9059 | 250.6291 | 255.9284 | 0.39913 | 0.39052 | 0.39482 | 0.38967 | 139.486 | 112.825 | 98.9544 | 99.7284
9 | 11 | 19 | 662.1122 | 674.778 | 691.3812 | 705.7909 | 0 | 0 | 0 | 0 | 183.908 | 283.4509 | 0 | 0 | 0 | 0 | 0 | 0 | 160.7062 | 79.0157 | 316.5253 | 316.5256 | 0 | 0 | 0 | 0 | 0 | 18.9887 | 209.989 | 301.0413 | 0 | 0 | 0 | 0 | 317.498 | 293.3228 | 164.867 | 88.224 | 0.40014 | 0.39646 | 0.4013 | 0.39601 | 127.0424 | 116.291 | 66.1611 | 34.9377
9 | 11 | 20 | 659.0714 | 672.9935 | 690.8843 | 706.335 | 0 | 0 | 0 | 0 | 181.376 | 279.8673 | 0 | 0 | 0 | 0 | 0 | 0 | 199.8704 | 84.8958 | 326.2231 | 326.2231 | 0 | 0 | 0 | 0 | 0 | 5.035 | 29.2043 | 263.6715 | 0 | 0 | 0 | 0 | 277.825 | 303.1954 | 335.4569 | 116.4404 | 0.39652 | 0.39181 | 0.39756 | 0.39343 | 110.1633 | 118.7962 | 133.3637 | 45.8114
9 | 11 | 21 | 613.189 | 626.7009 | 643.8666 | 658.5866 | 0 | 0 | 0 | 0 | 164.4862 | 285.8874 | 0 | 0 | 0 | 0 | 0 | 0 | 221.2117 | 78.4731 | 317.3626 | 317.3626 | 0 | 0 | 0 | 0 | 0 | 5.6835 | 50.8857 | 205.4782 | 0 | 0 | 0 | 0 | 227.4911 | 256.657 | 275.6182 | 135.7458 | 0.39092 | 0.38892 | 0.39029 | 0.38929 | 88.9303 | 99.8189 | 107.5714 | 52.844
9 | 11 | 22 | 548.5592 | 561.5464 | 577.87 | 591.866 | 0 | 0 | 0 | 0 | 177.319 | 281.482 | 0 | 0 | 0 | 0 | 0 | 0 | 232.3731 | 80.6002 | 311.8071 | 311.8071 | 0 | 0 | 0 | 0 | 0 | 10.1257 | 117.4324 | 312.4258 | 0 | 0 | 0 | 0 | 138.867 | 189.3386 | 148.6305 | -32.3669 | 0.38531 | 0.3837 | 0.387 | 0.38422 | 53.5063 | 72.6491 | 57.5201 | -12.4359
9 | 11 | 23 | 490.7264 | 502.4936 | 517.2275 | 529.8229 | 0 | 0 | 0 | 0 | 171.843 | 295.7463 | 0 | 0 | 0 | 0 | 0 | 0 | 215.1596 | 66.6516 | 301.4618 | 301.4618 | 0 | 0 | 0 | 0 | 0 | 9.5183 | 119.9604 | 123.0123 | 0 | 0 | 0 | 0 | 103.7238 | 130.5775 | 95.8053 | 105.3489 | 0.37862 | 0.38317 | 0.38456 | 0.38119 | 39.2724 | 50.034 | 36.8428 | 40.1583
9 | 11 | 24 | 452.1458 | 461.3957 | 473.1513 | 483.067 | 0 | 0 | 0 | 0 | 168.8774 | 281.2028 | 0 | 0 | 0 | 0 | 0 | 0 | 203.8926 | 58.6566 | 303.6443 | 303.6443 | 0 | 0 | 0 | 0 | 0 | 30.6336 | 187.6175 | 45.0205 | 0 | 0 | 0 | 0 | 79.3758 | 90.9027 | -18.1106 | 134.4022 | 0.37097 | 0.3792 | 0.38104 | 0.37743 | 29.4459 | 34.4705 | -6.9009 | 50.7275
9 | 12 | 1 | 427.5358 | 434.4169 | 443.3869 | 450.7568 | 0 | 0 | 0 | 0 | 125.9452 | 235.1679 | 0 | 0 | 0 | 0 | 0 | 0 | 207.1233 | 62.0587 | 312.9897 | 312.9897 | 0 | 0 | 0 | 0 | 0 | 43.563 | 89.7904 | 55.0191 | 0 | 0 | 0 | 0 | 94.4672 | 93.6274 | 40.6069 | 82.7479 | 0.37067 | 0.37067 | 0.37608 | 0.37093 | 35.0165 | 34.7048 | 15.2715 | 30.6936
9 | 12 | 2 | 413.3293 | 417.9684 | 424.4207 | 429.5808 | 0 | 0 | 0 | 0 | 103.087 | 252.0167 | 0 | 0 | 0 | 0 | 0 | 0 | 205.2383 | 65.4328 | 322.8415 | 322.8415 | 0 | 0 | 0 | 0 | 0 | 41.446 | 87.538 | 3.9565 | 0 | 0 | 0 | 0 | 105.004 | 59.0729 | 14.0412 | 102.7827 | 0.36983 | 0.36895 | 0.37442 | 0.36801 | 38.8335 | 21.7947 | 5.2573 | 37.8253
9 | 12 | 3 | 407.1225 | 409.9389 | 414.3784 | 417.7856 | 0 | 0 | 0 | 0 | 90.1388 | 214.4989 | 0 | 0 | 0 | 0 | 0 | 0 | 217.3753 | 69.3816 | 323.9515 | 323.9515 | 0 | 0 | 0 | 0 | 0 | 27.353 | 80.5657 | -21.2643 | 0 | 0 | 0 | 0 | 99.6084 | 98.7054 | 9.8612 | 115.0984 | 0.37068 | 0.36878 | 0.37239 | 0.3659 | 36.9225 | 36.401 | 3.6722 | 42.1145
9 | 12 | 4 | 412.9855 | 414.0926 | 416.6612 | 418.3977 | 0 | 0 | 0 | 0 | 97.1754 | 207.6918 | 0 | 0 | 0 | 0 | 0 | 0 | 221.231 | 76.7723 | 331.422 | 331.422 | 0 | 0 | 0 | 0 | 0 | 4.7941 | 70.1956 | 0 | 0 | 0 | 0 | 0 | 94.5791 | 124.8343 | 15.0437 | 86.9757 | 0.3692 | 0.37208 | 0.37262 | 0.36651 | 34.919 | 46.4478 | 5.6055 | 31.877
9 | 12 | 5 | 438.8908 | 438.2909 | 439.0625 | 439.1736 | 0 | 0 | 0 | 0 | 133.8149 | 237.2334 | 0 | 0 | 0 | 0 | 0 | 0 | 206.2281 | 79.962 | 340.595 | 340.595 | 0 | 0 | 0 | 0 | 0 | 30.3823 | 28.872 | -107.4024 | 0 | 0 | 0 | 0 | 98.8477 | 90.7132 | 69.5955 | 205.981 | 0.36849 | 0.37169 | 0.3739 | 0.36618 | 36.4243 | 33.7167 | 26.0216 | 75.4251
9 | 12 | 6 | 485.6339 | 484.5359 | 484.985 | 484.84 | 0 | 0 | 0 | 0 | 140.2846 | 221.8664 | 0 | 0 | 0 | 0 | 0 | 0 | 186.1165 | 78.5127 | 341.2873 | 341.288 | 0 | 0 | 0 | 0 | 0 | 5.7317 | 154.736 | -117 | 0 | 0 | 0 | 0 | 159.2328 | 178.4251 | -11.0382 | 260.552 | 0.37162 | 0.37651 | 0.37574 | 0.37098 | 59.1741 | 67.179 | -4.1475 | 96.6596
9 | 12 | 7 | 517.6183 | 515.8107 | 515.8085 | 515.4942 | 0 | 0 | 0 | 0 | 125.1432 | 181.4083 | 0 | 0 | 0 | 0 | 0 | 0 | 194.8774 | 151.8119 | 514.7398 | 515.9059 | 0 | 0 | 0 | 0 | 0 | -16.6579 | -74.9171 | -15.6808 | 0 | 0 | 0 | 0 | 197.5977 | 199.2485 | 75.9858 | 15.2691 | 0.37194 | 0.38123 | 0.37528 | 0.36663 | 73.4939 | 75.9599 | 28.5162 | 5.598
9 | 12 | 8 | 548.6731 | 547.3722 | 548.4654 | 549.6041 | 0 | 0 | 0 | 0 | 106.5505 | 132.0459 | 0 | 0 | 0 | 0 | 0 | 0 | 233.5116 | 288.324 | 772.5551 | 787.268 | 0 | 0 | 0 | 0 | 0 | -36.1695 | -144.5577 | -16.0542 | 0 | 0 | 0 | 0 | 208.611 | 163.1719 | -79.5319 | -221.6097 | 0.36962 | 0.37552 | 0.37235 | 0.38036 | 77.1077 | 61.2748 | -29.6135 | -84.2924
9 | 12 | 9 | 578.5531 | 578.4919 | 581.4675 | 584.7371 | 0 | 0 | 0 | 0 | 83.1316 | 114.5535 | 0 | 0 | 0 | 0 | 0 | 0 | 284.3581 | 409.1066 | 1028.7263 | 1057.6459 | 0 | 0 | 0 | 0 | 0 | -54.8225 | -237.0695 | -177.1238 | 0 | 0 | 0 | 0 | 211.0634 | 109.6543 | -210.1893 | -295.785 | 0.37229 | 0.38397 | 0.38397 | 0.17588 | 78.577 | 42.1045 | -80.7074 | -52.0212
9 | 12 | 10 | 607.8423 | 608.4984 | 612.3228 | 616.2619 | 0 | 0 | 0 | 0 | 85.0398 | 117.4233 | 0 | 0 | 0 | 0 | 0 | 0 | 313.2707 | 496.5637 | 1195.9618 | 1235.5277 | 0 | 0 | 0 | 0 | 0 | -72.9604 | -382.474 | -355.6421 | 0 | 0 | 0 | 0 | 209.5319 | 67.4718 | -201.1651 | -263.6237 | 0.37171 | 0.38397 | 0.38397 | 0.17588 | 77.8856 | 25.9074 | -77.2423 | -46.3649
9 | 12 | 11 | 628.209 | 629.2755 | 633.331 | 637.1026 | 0 | 0 | 0 | 0 | 100.0114 | 112.4647 | 0 | 0 | 0 | 0 | 0 | 0 | 328.259 | 552.4754 | 1313.691 | 1359.8253 | 0 | 0 | 0 | 0 | 0 | -46.234 | -299.2903 | -351 | 0 | 0 | 0 | 0 | 199.9386 | 10.5694 | -381.0697 | -371.7226 | 0.37104 | 0.38397 | 0.38397 | 0.17588 | 74.1849 | 4.0584 | -146.3212 | -65.3768
9 | 12 | 12 | 643.8207 | 645.3903 | 649.8401 | 653.6869 | 0 | 0 | 0 | 0 | 112.2981 | 120.8936 | 0 | 0 | 0 | 0 | 0 | 0 | 331.2008 | 571.2255 | 1336.3046 | 1384.9854 | 0 | 0 | 0 | 0 | 0 | -32.5177 | -203.3311 | -325.2463 | 0 | 0 | 0 | 0 | 200.3219 | -14.2111 | -483.1334 | -406.0523 | 0.37287 | 0.38397 | 0.38397 | 0.17588 | 74.6935 | -5.4567 | -185.511 | -71.4145
9 | 12 | 13 | 664.605 | 667.1921 | 672.7503 | 677.4527 | 0 | 0 | 0 | 0 | 136.7894 | 117.0209 | 0 | 0 | 0 | 0 | 0 | 0 | 328.0709 | 569.8245 | 1336.8451 | 1384.5109 | 0 | 0 | 0 | 0 | 0 | -30.6254 | -190.2288 | -303.3409 | 0 | 0 | 0 | 0 | 199.7447 | 10.9722 | -473.866 | -403.7173 | 0.37446 | 0.38065 | 0.38397 | 0.16813 | 74.7956 | 4.1766 | -181.9526 | -67.8771
9 | 12 | 14 | 683.4124 | 686.9746 | 693.7006 | 699.4507 | 0 | 0 | 0 | 0 | 137.5669 | 152.0765 | 0 | 0 | 0 | 0 | 0 | 0 | 309.7224 | 558.9648 | 1335.1878 | 1381.0032 | 0 | 0 | 0 | 0 | 0 | -13.1535 | -159.5164 | -58.125 | 0 | 0 | 0 | 0 | 236.1231 | -10.9133 | -481.9709 | -623.4275 | 0.37539 | 0.37471 | 0.37695 | 0.16849 | 88.6372 | -4.0894 | -181.6771 | -105.0419
9 | 12 | 15 | 691.2346 | 695.6455 | 703.3048 | 709.8376 | 0 | 0 | 0 | 0 | 145.5448 | 175.1562 | 0 | 0 | 0 | 0 | 0 | 0 | 323.4095 | 563.2827 | 1306.1687 | 1347.9891 | 0 | 0 | 0 | 0 | 0 | -3.1681 | -11.9072 | -29.9772 | 0 | 0 | 0 | 0 | 222.2803 | -39.6253 | -590.9567 | -608.1743 | 0.37558 | 0.37413 | 0.37546 | 0.16764 | 83.4834 | -14.8251 | -221.8814 | -101.9517
9 | 12 | 16 | 690.7363 | 697.2984 | 707.3363 | 715.9851 | 0 | 0 | 0 | 0 | 134.1162 | 187.5777 | 0 | 0 | 0 | 0 | 0 | 0 | 315.6848 | 501.3223 | 1156.4212 | 1188.689 | 0 | 0 | 0 | 0 | 0 | -5.4952 | -27.5354 | 2.364 | 0 | 0 | 0 | 0 | 240.9352 | 13.8935 | -421.5496 | -475.0679 | 0.38077 | 0.3675 | 0.37018 | 0.37865 | 91.7402 | 5.1058 | -156.0491 | -179.8857
9 | 12 | 17 | 672.9373 | 681.6251 | 693.9144 | 704.5382 | 0 | 0 | 0 | 0 | 143.2899 | 199.8598 | 0 | 0 | 0 | 0 | 0 | 0 | 259.1539 | 365.1557 | 908.1727 | 926.1739 | 0 | 0 | 0 | 0 | 0 | -6.5233 | -33.4182 | -8.0386 | 0 | 0 | 0 | 0 | 270.4935 | 123.1329 | -180.8401 | -213.5972 | 0.38859 | 0.37976 | 0.38475 | 0.37375 | 105.1112 | 46.7607 | -69.5783 | -79.8312
9 | 12 | 18 | 643.934 | 654.2222 | 668.1678 | 680.2756 | 0 | 0 | 0 | 0 | 166.2213 | 252.8899 | 0 | 0 | 0 | 0 | 0 | 0 | 191.4977 | 163.7438 | 424.6254 | 426.292 | 0 | 0 | 0 | 0 | 0 | -8.9814 | -5.2738 | 0 | 0 | 0 | 0 | 0 | 286.2151 | 246.5698 | 248.8162 | 253.9836 | 0.39913 | 0.39052 | 0.39482 | 0.38967 | 114.2365 | 96.2917 | 98.2387 | 98.9706
9 | 12 | 19 | 649.6214 | 661.8783 | 677.9857 | 691.9665 | 0 | 0 | 0 | 0 | 183.908 | 283.4509 | 0 | 0 | 0 | 0 | 0 | 0 | 197.7076 | 123.3697 | 323.42 | 323.4204 | 0 | 0 | 0 | 0 | 0 | 18.9887 | 209.989 | 301.0413 | 0 | 0 | 0 | 0 | 268.0058 | 236.069 | 144.5767 | 67.5049 | 0.40014 | 0.39646 | 0.4013 | 0.39601 | 107.2388 | 93.5921 | 58.0186 | 26.7327
9 | 12 | 20 | 631.6061 | 644.6291 | 661.4299 | 675.9375 | 0 | 0 | 0 | 0 | 181.376 | 279.8673 | 0 | 0 | 0 | 0 | 0 | 0 | 222.638 | 129.2289 | 321.7394 | 321.7394 | 0 | 0 | 0 | 0 | 0 | 5.035 | 29.2043 | 263.6715 | 0 | 0 | 0 | 0 | 227.5921 | 230.498 | 310.4861 | 90.5266 | 0.39652 | 0.39181 | 0.39756 | 0.39343 | 90.245 | 90.3123 | 123.4363 | 35.6161
9 | 12 | 21 | 586.6301 | 599.2727 | 615.3842 | 629.1923 | 0 | 0 | 0 | 0 | 164.4862 | 285.8874 | 0 | 0 | 0 | 0 | 0 | 0 | 224.9304 | 133.0108 | 336.7916 | 336.7916 | 0 | 0 | 0 | 0 | 0 | 5.6835 | 50.8857 | 205.4782 | 0 | 0 | 0 | 0 | 197.2135 | 174.691 | 227.707 | 86.9226 | 0.39092 | 0.38892 | 0.39029 | 0.38929 | 77.0943 | 67.9408 | 88.872 | 33.8378
9 | 12 | 22 | 525.9162 | 538.1622 | 553.5871 | 566.8056 | 0 | 0 | 0 | 0 | 177.319 | 281.482 | 0 | 0 | 0 | 0 | 0 | 0 | 219.5726 | 142.0843 | 363.6708 | 363.6708 | 0 | 0 | 0 | 0 | 0 | 10.1257 | 117.4324 | 312.4258 | 0 | 0 | 0 | 0 | 129.0245 | 104.4703 | 72.484 | -109.291 | 0.38531 | 0.3837 | 0.387 | 0.38422 | 49.7139 | 40.0852 | 28.0514 | -41.9915
9 | 12 | 23 | 470.8753 | 481.9927 | 495.9386 | 507.8524 | 0 | 0 | 0 | 0 | 171.843 | 295.7463 | 0 | 0 | 0 | 0 | 0 | 0 | 201.0064 | 143.2446 | 392.4439 | 392.4439 | 0 | 0 | 0 | 0 | 0 | 9.5183 | 119.9604 | 123.0123 | 0 | 0 | 0 | 0 | 98.0259 | 33.4835 | -16.4657 | -7.6037 | 0.37862 | 0.38317 | 0.38456 | 0.38119 | 37.115 | 12.83 | -6.332 | -2.8985
9 | 12 | 24 | 439.0023 | 447.822 | 459.0559 | 468.5203 | 0 | 0 | 0 | 0 | 168.8774 | 281.2028 | 0 | 0 | 0 | 0 | 0 | 0 | 169.1901 | 138.2144 | 402.4594 | 402.4594 | 0 | 0 | 0 | 0 | 0 | 30.6336 | 187.6175 | 45.0205 | 0 | 0 | 0 | 0 | 100.9348 | -2.2288 | -131.0209 | 21.0405 | 0.37097 | 0.3792 | 0.38104 | 0.37743 | 37.4436 | -0.84517 | -49.9247 | 7.9413
9 | 13 | 1 | 414.2835 | 420.7309 | 429.1749 | 436.0897 | 0 | 0 | 0 | 0 | 125.9452 | 235.1679 | 0 | 0 | 0 | 0 | 0 | 0 | 151.0344 | 138.5598 | 403.4863 | 403.4863 | 0 | 0 | 0 | 0 | 0 | 43.563 | 89.7904 | 55.0191 | 0 | 0 | 0 | 0 | 137.3039 | 3.4402 | -64.1017 | -22.4157 | 0.37067 | 0.37067 | 0.37608 | 0.37093 | 50.895 | 1.2752 | -24.1075 | -8.3146
9 | 13 | 2 | 400.2584 | 404.4696 | 410.4031 | 415.1144 | 0 | 0 | 0 | 0 | 103.087 | 252.0167 | 0 | 0 | 0 | 0 | 0 | 0 | 139.6992 | 132.1823 | 387.8176 | 387.8176 | 0 | 0 | 0 | 0 | 0 | 41.446 | 87.538 | 3.9565 | 0 | 0 | 0 | 0 | 157.4722 | -21.1753 | -64.9525 | 23.3402 | 0.36983 | 0.36895 | 0.37442 | 0.36801 | 58.2377 | -7.8126 | -24.3193 | 8.5895
9 | 13 | 3 | 393.0363 | 395.3917 | 399.272 | 402.1956 | 0 | 0 | 0 | 0 | 90.1388 | 214.4989 | 0 | 0 | 0 | 0 | 0 | 0 | 134.6761 | 134.7043 | 380.6443 | 380.6443 | 0 | 0 | 0 | 0 | 0 | 27.353 | 80.5657 | -21.2643 | 0 | 0 | 0 | 0 | 168.2215 | 18.8354 | -61.938 | 42.8155 | 0.37068 | 0.36878 | 0.37239 | 0.3659 | 62.3558 | 6.9462 | -23.0651 | 15.6662
9 | 13 | 4 | 399.8421 | 400.5189 | 402.5659 | 403.851 | 0 | 0 | 0 | 0 | 97.1754 | 207.6918 | 0 | 0 | 0 | 0 | 0 | 0 | 139.7401 | 149.1243 | 379.0048 | 379.0048 | 0 | 0 | 0 | 0 | 0 | 4.7941 | 70.1956 | 0 | 0 | 0 | 0 | 0 | 162.9265 | 38.9086 | -46.6346 | 24.8461 | 0.3692 | 0.37208 | 0.37262 | 0.36651 | 60.1532 | 14.477 | -17.3769 | 9.1062
9 | 13 | 5 | 425.2034 | 424.1555 | 424.3839 | 424.025 | 0 | 0 | 0 | 0 | 133.8149 | 237.2334 | 0 | 0 | 0 | 0 | 0 | 0 | 137.6158 | 148.5001 | 344.6555 | 344.6555 | 0 | 0 | 0 | 0 | 0 | 30.3823 | 28.872 | -107.4024 | 0 | 0 | 0 | 0 | 153.7727 | 8.0398 | 50.8564 | 186.7719 | 0.36849 | 0.37169 | 0.3739 | 0.36618 | 56.6636 | 2.9883 | 19.0151 | 68.3912
9 | 13 | 6 | 471.7472 | 470.1946 | 470.0926 | 469.4707 | 0 | 0 | 0 | 0 | 140.2846 | 221.8664 | 0 | 0 | 0 | 0 | 0 | 0 | 140.2421 | 152.3401 | 305.1766 | 305.1773 | 0 | 0 | 0 | 0 | 0 | 5.7317 | 154.736 | -117 | 0 | 0 | 0 | 0 | 191.2204 | 90.2565 | 10.18 | 281.2934 | 0.37162 | 0.37651 | 0.37574 | 0.37098 | 71.0614 | 33.9825 | 3.825 | 104.3542
9 | 13 | 7 | 502.6801 | 500.3835 | 499.7884 | 498.9611 | 0 | 0 | 0 | 0 | 125.1432 | 181.4083 | 0 | 0 | 0 | 0 | 0 | 0 | 173.778 | 237.6432 | 483.8019 | 484.9925 | 0 | 0 | 0 | 0 | 0 | -16.6579 | -74.9171 | -15.6808 | 0 | 0 | 0 | 0 | 203.7589 | 97.99 | 90.9036 | 29.6494 | 0.37194 | 0.38123 | 0.37528 | 0.36663 | 75.7855 | 37.3569 | 34.1146 | 10.8702
9 | 13 | 8 | 538.3396 | 536.7005 | 537.3836 | 538.1674 | 0 | 0 | 0 | 0 | 106.5505 | 132.0459 | 0 | 0 | 0 | 0 | 0 | 0 | 231.1679 | 382.9833 | 802.5991 | 818.0115 | 0 | 0 | 0 | 0 | 0 | -36.1695 | -144.5577 | -16.0542 | 0 | 0 | 0 | 0 | 200.6211 | 57.8409 | -120.6579 | -263.7899 | 0.36962 | 0.37552 | 0.37235 | 0.38036 | 74.1545 | 21.7206 | -44.9267 | -100.3362
9 | 13 | 9 | 569.1805 | 568.8125 | 571.4161 | 574.3638 | 0 | 0 | 0 | 0 | 83.1316 | 114.5535 | 0 | 0 | 0 | 0 | 0 | 0 | 311.5449 | 516.9626 | 1014.7328 | 1044.1652 | 0 | 0 | 0 | 0 | 0 | -54.8225 | -237.0695 | -177.1238 | 0 | 0 | 0 | 0 | 174.504 | -7.8811 | -206.2472 | -292.6776 | 0.37229 | 0.38397 | 0.38397 | 0.17588 | 64.9662 | -3.0261 | -79.1937 | -51.4747
9 | 13 | 10 | 594.7714 | 594.9996 | 598.3052 | 601.7955 | 0 | 0 | 0 | 0 | 85.0398 | 117.4233 | 0 | 0 | 0 | 0 | 0 | 0 | 370.2656 | 602.826 | 1136.8501 | 1176.5595 | 0 | 0 | 0 | 0 | 0 | -72.9604 | -382.474 | -355.6421 | 0 | 0 | 0 | 0 | 139.466 | -52.2893 | -156.071 | -219.1219 | 0.37171 | 0.38397 | 0.38397 | 0.17588 | 51.8412 | -20.0778 | -59.9273 | -38.5381
9 | 13 | 11 | 620.0872 | 620.8879 | 624.621 | 628.1138 | 0 | 0 | 0 | 0 | 100.0114 | 112.4647 | 0 | 0 | 0 | 0 | 0 | 0 | 387.4985 | 628.422 | 1184.5068 | 1230.4808 | 0 | 0 | 0 | 0 | 0 | -46.234 | -299.2903 | -351 | 0 | 0 | 0 | 0 | 132.5773 | -73.7648 | -260.5955 | -251.367 | 0.37104 | 0.38397 | 0.38397 | 0.17588 | 49.1913 | -28.3238 | -100.0621 | -44.2092
9 | 13 | 12 | 625.6555 | 626.6305 | 630.3593 | 633.5824 | 0 | 0 | 0 | 0 | 112.2981 | 120.8936 | 0 | 0 | 0 | 0 | 0 | 0 | 401.348 | 644.1275 | 1202.5674 | 1251.3076 | 0 | 0 | 0 | 0 | 0 | -32.5177 | -203.3311 | -325.2463 | 0 | 0 | 0 | 0 | 112.0095 | -105.8729 | -368.8769 | -292.479 | 0.37287 | 0.38397 | 0.38397 | 0.17588 | 41.7647 | -40.6525 | -141.6394 | -51.4398
9 | 13 | 13 | 643.8293 | 645.7363 | 650.4699 | 654.4589 | 0 | 0 | 0 | 0 | 136.7894 | 117.0209 | 0 | 0 | 0 | 0 | 0 | 0 | 437.6623 | 669.7399 | 1202.6007 | 1251.6605 | 0 | 0 | 0 | 0 | 0 | -30.6254 | -190.2288 | -303.3409 | 0 | 0 | 0 | 0 | 69.3776 | -110.3991 | -361.9021 | -293.8607 | 0.37446 | 0.38065 | 0.38397 | 0.16813 | 25.9789 | -42.0239 | -138.9613 | -49.4069
9 | 13 | 14 | 656.2553 | 658.9285 | 664.5767 | 669.3942 | 0 | 0 | 0 | 0 | 137.5669 | 152.0765 | 0 | 0 | 0 | 0 | 0 | 0 | 436.9921 | 659.4478 | 1184.9079 | 1232.0972 | 0 | 0 | 0 | 0 | 0 | -13.1535 | -159.5164 | -58.125 | 0 | 0 | 0 | 0 | 81.6963 | -139.4424 | -360.8149 | -504.5781 | 0.37539 | 0.37471 | 0.37695 | 0.16849 | 30.6676 | -52.2509 | -136.0078 | -85.0169
9 | 13 | 15 | 658.2038 | 661.5334 | 667.8817 | 673.2803 | 0 | 0 | 0 | 0 | 145.5448 | 175.1562 | 0 | 0 | 0 | 0 | 0 | 0 | 426.4187 | 621.6028 | 1130.6632 | 1171.6594 | 0 | 0 | 0 | 0 | 0 | -3.1681 | -11.9072 | -29.9772 | 0 | 0 | 0 | 0 | 86.2403 | -132.0575 | -450.8743 | -468.402 | 0.37558 | 0.37413 | 0.37546 | 0.16764 | 32.3899 | -49.4069 | -169.2859 | -78.5208
9 | 13 | 16 | 656.6721 | 662.1191 | 670.805 | 678.2842 | 0 | 0 | 0 | 0 | 134.1162 | 187.5777 | 0 | 0 | 0 | 0 | 0 | 0 | 416.0381 | 554.006 | 1004.0272 | 1035.1299 | 0 | 0 | 0 | 0 | 0 | -5.4952 | -27.5354 | 2.364 | 0 | 0 | 0 | 0 | 106.5178 | -73.9694 | -305.6869 | -359.2098 | 0.38077 | 0.3675 | 0.37018 | 0.37865 | 40.5584 | -27.1836 | -113.1591 | -136.0157
9 | 13 | 17 | 633.4708 | 640.8666 | 651.5895 | 660.858 | 0 | 0 | 0 | 0 | 143.2899 | 199.8598 | 0 | 0 | 0 | 0 | 0 | 0 | 376.0179 | 437.9563 | 780.1042 | 797.8373 | 0 | 0 | 0 | 0 | 0 | -6.5233 | -33.4182 | -8.0386 | 0 | 0 | 0 | 0 | 114.163 | 9.5739 | -95.0966 | -128.9407 | 0.38859 | 0.37976 | 0.38475 | 0.37375 | 44.3626 | 3.6358 | -36.5885 | -48.1911
9 | 13 | 18 | 606.7698 | 615.8414 | 628.312 | 639.1436 | 0 | 0 | 0 | 0 | 166.2213 | 252.8899 | 0 | 0 | 0 | 0 | 0 | 0 | 262.27 | 215.5159 | 329.5217 | 331.1191 | 0 | 0 | 0 | 0 | 0 | -8.9814 | -5.2738 | 0 | 0 | 0 | 0 | 0 | 178.2785 | 156.417 | 304.0641 | 308.0245 | 0.39913 | 0.39052 | 0.39482 | 0.38967 | 71.1559 | 61.0847 | 120.0519 | 120.0288
9 | 13 | 19 | 617.4607 | 628.6649 | 643.4958 | 656.3723 | 0 | 0 | 0 | 0 | 183.908 | 283.4509 | 0 | 0 | 0 | 0 | 0 | 0 | 245.388 | 164.7004 | 250.3214 | 250.3216 | 0 | 0 | 0 | 0 | 0 | 18.9887 | 209.989 | 301.0413 | 0 | 0 | 0 | 0 | 188.1647 | 161.5249 | 183.1855 | 105.0095 | 0.40014 | 0.39646 | 0.4013 | 0.39601 | 75.2915 | 64.0383 | 73.5123 | 41.5849
9 | 13 | 20 | 613.8036 | 626.2438 | 642.3379 | 656.2343 | 0 | 0 | 0 | 0 | 181.376 | 279.8673 | 0 | 0 | 0 | 0 | 0 | 0 | 240.2047 | 148.4483 | 263.3868 | 263.3868 | 0 | 0 | 0 | 0 | 0 | 5.035 | 29.2043 | 263.6715 | 0 | 0 | 0 | 0 | 192.2228 | 192.8932 | 349.7468 | 129.1759 | 0.39652 | 0.39181 | 0.39756 | 0.39343 | 76.2203 | 75.5783 | 139.0447 | 50.822
9 | 13 | 21 | 572.5621 | 584.7442 | 600.2973 | 613.6223 | 0 | 0 | 0 | 0 | 164.4862 | 285.8874 | 0 | 0 | 0 | 0 | 0 | 0 | 249.9144 | 138.4814 | 241.1308 | 241.1308 | 0 | 0 | 0 | 0 | 0 | 5.6835 | 50.8857 | 205.4782 | 0 | 0 | 0 | 0 | 158.1615 | 154.692 | 308.2809 | 167.0134 | 0.39092 | 0.38892 | 0.39029 | 0.38929 | 61.8281 | 60.1627 | 120.3193 | 65.0161
9 | 13 | 22 | 512.5552 | 524.3639 | 539.2585 | 552.0181 | 0 | 0 | 0 | 0 | 177.319 | 281.482 | 0 | 0 | 0 | 0 | 0 | 0 | 276.0612 | 132.1122 | 229.0712 | 229.0712 | 0 | 0 | 0 | 0 | 0 | 10.1257 | 117.4324 | 312.4258 | 0 | 0 | 0 | 0 | 59.175 | 100.644 | 192.7548 | 10.5211 | 0.38531 | 0.3837 | 0.387 | 0.38422 | 22.8005 | 38.6171 | 74.5963 | 4.0424
9 | 13 | 23 | 459.019 | 469.7483 | 483.2236 | 494.7303 | 0 | 0 | 0 | 0 | 171.843 | 295.7463 | 0 | 0 | 0 | 0 | 0 | 0 | 269.184 | 129.8482 | 226.6118 | 226.6118 | 0 | 0 | 0 | 0 | 0 | 9.5183 | 119.9604 | 123.0123 | 0 | 0 | 0 | 0 | 17.9921 | 34.6356 | 136.6514 | 145.1063 | 0.37862 | 0.38317 | 0.38456 | 0.38119 | 6.8122 | 13.2715 | 52.5506 | 55.3136
9 | 13 | 24 | 431.9321 | 440.5203 | 451.4736 | 460.6952 | 0 | 0 | 0 | 0 | 168.8774 | 281.2028 | 0 | 0 | 0 | 0 | 0 | 0 | 224.6231 | 112.7128 | 217.8766 | 217.8766 | 0 | 0 | 0 | 0 | 0 | 30.6336 | 187.6175 | 45.0205 | 0 | 0 | 0 | 0 | 38.4315 | 15.9711 | 45.9795 | 197.7981 | 0.37097 | 0.3792 | 0.38104 | 0.37743 | 14.2569 | 6.0563 | 17.5202 | 74.655
9 | 14 | 1 | 412.7245 | 419.1208 | 427.5029 | 434.3642 | 0 | 0 | 0 | 0 | 125.9452 | 235.1679 | 0 | 0 | 0 | 0 | 0 | 0 | 227.84 | 111.8951 | 215.3211 | 215.3211 | 0 | 0 | 0 | 0 | 0 | 43.563 | 89.7904 | 55.0191 | 0 | 0 | 0 | 0 | 58.9392 | 28.4949 | 122.3914 | 164.0239 | 0.37067 | 0.37067 | 0.37608 | 0.37093 | 21.8472 | 10.5622 | 46.0291 | 60.8412
9 | 14 | 2 | 398.7537 | 402.9157 | 408.7894 | 413.4491 | 0 | 0 | 0 | 0 | 103.087 | 252.0167 | 0 | 0 | 0 | 0 | 0 | 0 | 213.9631 | 118.8403 | 226.2191 | 226.2191 | 0 | 0 | 0 | 0 | 0 | 41.446 | 87.538 | 3.9565 | 0 | 0 | 0 | 0 | 81.7036 | -9.3873 | 95.0324 | 183.2735 | 0.36983 | 0.36895 | 0.37442 | 0.36801 | 30.2163 | -3.4634 | 35.5817 | 67.4468
9 | 14 | 3 | 392.6556 | 394.9985 | 398.8638 | 401.7742 | 0 | 0 | 0 | 0 | 90.1388 | 214.4989 | 0 | 0 | 0 | 0 | 0 | 0 | 226.0898 | 129.1881 | 248.4193 | 248.4193 | 0 | 0 | 0 | 0 | 0 | 27.353 | 80.5657 | -21.2643 | 0 | 0 | 0 | 0 | 76.427 | 23.9585 | 69.8787 | 174.6191 | 0.37068 | 0.36878 | 0.37239 | 0.3659 | 28.3297 | 8.8355 | 26.0222 | 63.8931
9 | 14 | 4 | 398.1923 | 398.8152 | 400.7967 | 402.0251 | 0 | 0 | 0 | 0 | 97.1754 | 207.6918 | 0 | 0 | 0 | 0 | 0 | 0 | 228.9034 | 132.5884 | 244.7115 | 244.7115 | 0 | 0 | 0 | 0 | 0 | 4.7941 | 70.1956 | 0 | 0 | 0 | 0 | 0 | 72.1136 | 53.7408 | 85.8895 | 157.3136 | 0.3692 | 0.37208 | 0.37262 | 0.36651 | 26.6246 | 19.9956 | 32.0039 | 57.6562
9 | 14 | 5 | 424.0251 | 422.9386 | 423.1202 | 422.7208 | 0 | 0 | 0 | 0 | 133.8149 | 237.2334 | 0 | 0 | 0 | 0 | 0 | 0 | 238.1109 | 136.2991 | 243.7501 | 243.7501 | 0 | 0 | 0 | 0 | 0 | 30.3823 | 28.872 | -107.4024 | 0 | 0 | 0 | 0 | 52.0992 | 19.0238 | 150.498 | 286.3731 | 0.36849 | 0.37169 | 0.3739 | 0.36618 | 19.198 | 7.0709 | 56.2708 | 104.8627
9 | 14 | 6 | 469.1185 | 467.4798 | 467.2735 | 466.5613 | 0 | 0 | 0 | 0 | 140.2846 | 221.8664 | 0 | 0 | 0 | 0 | 0 | 0 | 229.4156 | 129.823 | 232.0089 | 232.0095 | 0 | 0 | 0 | 0 | 0 | 5.7317 | 154.736 | -117 | 0 | 0 | 0 | 0 | 99.4183 | 110.0588 | 80.5285 | 351.5518 | 0.37162 | 0.37651 | 0.37574 | 0.37098 | 36.9458 | 41.4383 | 30.2576 | 130.4187
9 | 14 | 7 | 497.0783 | 494.5983 | 493.7809 | 492.7612 | 0 | 0 | 0 | 0 | 125.1432 | 181.4083 | 0 | 0 | 0 | 0 | 0 | 0 | 258.2634 | 216.4352 | 474.7082 | 475.9211 | 0 | 0 | 0 | 0 | 0 | -16.6579 | -74.9171 | -15.6808 | 0 | 0 | 0 | 0 | 113.6717 | 113.4128 | 93.9898 | 32.5209 | 0.37194 | 0.38123 | 0.37528 | 0.36663 | 42.2787 | 43.2366 | 35.2728 | 11.923
9 | 14 | 8 | 526.5921 | 524.5684 | 524.7852 | 525.1657 | 0 | 0 | 0 | 0 | 106.5505 | 132.0459 | 0 | 0 | 0 | 0 | 0 | 0 | 304.3586 | 373.4944 | 792.2611 | 808.1123 | 0 | 0 | 0 | 0 | 0 | -36.1695 | -144.5577 | -16.0542 | 0 | 0 | 0 | 0 | 115.683 | 55.1977 | -122.9181 | -266.8924 | 0.36962 | 0.37552 | 0.37235 | 0.38036 | 42.7593 | 20.728 | -45.7683 | -101.5163
9 | 14 | 9 | 558.3576 | 557.6352 | 559.8093 | 562.3854 | 0 | 0 | 0 | 0 | 83.1316 | 114.5535 | 0 | 0 | 0 | 0 | 0 | 0 | 350.6032 | 496.4186 | 1000.4173 | 1030.5349 | 0 | 0 | 0 | 0 | 0 | -54.8225 | -237.0695 | -177.1238 | 0 | 0 | 0 | 0 | 124.6227 | 1.4857 | -203.5384 | -291.0257 | 0.37229 | 0.38397 | 0.38397 | 0.17588 | 46.3959 | 0.57045 | -78.1536 | -51.1842
9 | 14 | 10 | 589.4959 | 589.5514 | 592.6476 | 595.9568 | 0 | 0 | 0 | 0 | 85.0398 | 117.4233 | 0 | 0 | 0 | 0 | 0 | 0 | 400.1849 | 588.3492 | 1120.9291 | 1161.5543 | 0 | 0 | 0 | 0 | 0 | -72.9604 | -382.474 | -355.6421 | 0 | 0 | 0 | 0 | 104.2712 | -43.2608 | -145.8075 | -209.9555 | 0.37171 | 0.38397 | 0.38397 | 0.17588 | 38.7589 | -16.611 | -55.9864 | -36.926
9 | 14 | 11 | 601.7952 | 601.9971 | 605.0042 | 607.8688 | 0 | 0 | 0 | 0 | 100.0114 | 112.4647 | 0 | 0 | 0 | 0 | 0 | 0 | 441.5464 | 654.1779 | 1186.6214 | 1233.1939 | 0 | 0 | 0 | 0 | 0 | -46.234 | -299.2903 | -351 | 0 | 0 | 0 | 0 | 60.2374 | -118.4116 | -282.3269 | -274.325 | 0.37104 | 0.38397 | 0.38397 | 0.17588 | 22.3504 | -45.467 | -108.4064 | -48.247
9 | 14 | 12 | 609.122 | 609.5557 | 612.6283 | 615.2836 | 0 | 0 | 0 | 0 | 112.2981 | 120.8936 | 0 | 0 | 0 | 0 | 0 | 0 | 443.0687 | 670.8556 | 1199.8256 | 1249.5452 | 0 | 0 | 0 | 0 | 0 | -32.5177 | -203.3311 | -325.2463 | 0 | 0 | 0 | 0 | 53.7552 | -149.6757 | -383.8662 | -309.0153 | 0.37287 | 0.38397 | 0.38397 | 0.17588 | 20.0436 | -57.4717 | -147.3949 | -54.3481
9 | 14 | 13 | 623.5431 | 624.786 | 628.7144 | 632.0069 | 0 | 0 | 0 | 0 | 136.7894 | 117.0209 | 0 | 0 | 0 | 0 | 0 | 0 | 445.8739 | 679.5306 | 1215.6667 | 1265.699 | 0 | 0 | 0 | 0 | 0 | -30.6254 | -190.2288 | -303.3409 | 0 | 0 | 0 | 0 | 40.8798 | -141.1401 | -396.7235 | -330.3512 | 0.37446 | 0.38065 | 0.38397 | 0.16813 | 15.3077 | -53.7256 | -152.3318 | -55.542
9 | 14 | 14 | 631.872 | 633.747 | 638.4273 | 642.4076 | 0 | 0 | 0 | 0 | 137.5669 | 152.0765 | 0 | 0 | 0 | 0 | 0 | 0 | 462.0044 | 684.9877 | 1199.3622 | 1247.4956 | 0 | 0 | 0 | 0 | 0 | -13.1535 | -159.5164 | -58.125 | 0 | 0 | 0 | 0 | 32.3007 | -190.1638 | -401.4185 | -546.963 | 0.37539 | 0.37471 | 0.37695 | 0.16849 | 12.1252 | -71.2569 | -151.3132 | -92.1584
9 | 14 | 15 | 636.2316 | 638.8419 | 644.3182 | 648.9623 | 0 | 0 | 0 | 0 | 145.5448 | 175.1562 | 0 | 0 | 0 | 0 | 0 | 0 | 458.4569 | 664.7897 | 1163.0057 | 1205.6727 | 0 | 0 | 0 | 0 | 0 | -3.1681 | -11.9072 | -29.9772 | 0 | 0 | 0 | 0 | 32.2299 | -197.9359 | -506.7803 | -526.7332 | 0.37558 | 0.37413 | 0.37546 | 0.16764 | 12.1048 | -74.0541 | -190.2764 | -88.2993
9 | 14 | 16 | 629.2975 | 633.8484 | 641.4478 | 647.9869 | 0 | 0 | 0 | 0 | 134.1162 | 187.5777 | 0 | 0 | 0 | 0 | 0 | 0 | 439.6659 | 609.8286 | 1073.9253 | 1106.7103 | 0 | 0 | 0 | 0 | 0 | -5.4952 | -27.5354 | 2.364 | 0 | 0 | 0 | 0 | 55.5154 | -158.0627 | -404.9421 | -461.0874 | 0.38077 | 0.3675 | 0.37018 | 0.37865 | 21.1384 | -58.0877 | -149.9014 | -174.5919
9 | 14 | 17 | 608.7792 | 615.3668 | 625.1096 | 633.5303 | 0 | 0 | 0 | 0 | 143.2899 | 199.8598 | 0 | 0 | 0 | 0 | 0 | 0 | 397.7161 | 482.28 | 844.8703 | 862.5977 | 0 | 0 | 0 | 0 | 0 | -6.5233 | -33.4182 | -8.0386 | 0 | 0 | 0 | 0 | 67.7732 | -60.2496 | -186.3425 | -221.0288 | 0.38859 | 0.37976 | 0.38475 | 0.37375 | 26.336 | -22.8802 | -71.6954 | -82.6087
9 | 14 | 18 | 575.2437 | 583.2833 | 594.5025 | 604.2516 | 0 | 0 | 0 | 0 | 166.2213 | 252.8899 | 0 | 0 | 0 | 0 | 0 | 0 | 333.7053 | 256.1332 | 402.4302 | 404.0184 | 0 | 0 | 0 | 0 | 0 | -8.9814 | -5.2738 | 0 | 0 | 0 | 0 | 0 | 75.317 | 83.2416 | 197.3461 | 200.2332 | 0.39913 | 0.39052 | 0.39482 | 0.38967 | 30.0611 | 32.5079 | 77.917 | 78.0255
9 | 14 | 19 | 586.8229 | 597.0242 | 610.639 | 622.4635 | 0 | 0 | 0 | 0 | 183.908 | 283.4509 | 0 | 0 | 0 | 0 | 0 | 0 | 312.0181 | 192.8678 | 311.7941 | 311.7942 | 0 | 0 | 0 | 0 | 0 | 18.9887 | 209.989 | 301.0413 | 0 | 0 | 0 | 0 | 90.8968 | 101.7168 | 88.856 | 9.628 | 0.40014 | 0.39646 | 0.4013 | 0.39601 | 36.3711 | 40.3267 | 35.6579 | 3.8128
9 | 14 | 20 | 584.4891 | 595.9698 | 610.9004 | 623.7902 | 0 | 0 | 0 | 0 | 181.376 | 279.8673 | 0 | 0 | 0 | 0 | 0 | 0 | 298.2055 | 193.5825 | 357.3039 | 357.3039 | 0 | 0 | 0 | 0 | 0 | 5.035 | 29.2043 | 263.6715 | 0 | 0 | 0 | 0 | 104.9076 | 117.485 | 224.3922 | 2.8148 | 0.39652 | 0.39181 | 0.39756 | 0.39343 | 41.598 | 46.0323 | 89.209 | 1.1074
9 | 14 | 21 | 554.0344 | 565.61 | 580.4277 | 593.1165 | 0 | 0 | 0 | 0 | 164.4862 | 285.8874 | 0 | 0 | 0 | 0 | 0 | 0 | 294.1043 | 187.9989 | 361.1052 | 361.1052 | 0 | 0 | 0 | 0 | 0 | 5.6835 | 50.8857 | 205.4782 | 0 | 0 | 0 | 0 | 95.444 | 86.0402 | 168.4368 | 26.5332 | 0.39092 | 0.38892 | 0.39029 | 0.38929 | 37.3107 | 33.4627 | 65.7394 | 10.329
9 | 14 | 22 | 512.8453 | 524.6634 | 539.5695 | 552.3391 | 0 | 0 | 0 | 0 | 177.319 | 281.482 | 0 | 0 | 0 | 0 | 0 | 0 | 267.6822 | 168.0557 | 363.2797 | 363.2797 | 0 | 0 | 0 | 0 | 0 | 10.1257 | 117.4324 | 312.4258 | 0 | 0 | 0 | 0 | 67.844 | 65.0001 | 58.8574 | -123.3664 | 0.38531 | 0.3837 | 0.387 | 0.38422 | 26.1407 | 24.9405 | 22.7779 | -47.3995
9 | 14 | 23 | 476.1689 | 487.4596 | 501.6156 | 513.7112 | 0 | 0 | 0 | 0 | 171.843 | 295.7463 | 0 | 0 | 0 | 0 | 0 | 0 | 228.7884 | 134.734 | 351.1081 | 351.1081 | 0 | 0 | 0 | 0 | 0 | 9.5183 | 119.9604 | 123.0123 | 0 | 0 | 0 | 0 | 75.5376 | 47.461 | 30.5471 | 39.5909 | 0.37862 | 0.38317 | 0.38456 | 0.38119 | 28.6004 | 18.1859 | 11.7472 | 15.0918
9 | 14 | 24 | 441.2685 | 450.1623 | 461.4861 | 471.0284 | 0 | 0 | 0 | 0 | 168.8774 | 281.2028 | 0 | 0 | 0 | 0 | 0 | 0 | 209.8333 | 112.1179 | 334.5274 | 334.5274 | 0 | 0 | 0 | 0 | 0 | 30.6336 | 187.6175 | 45.0205 | 0 | 0 | 0 | 0 | 62.5578 | 26.208 | -60.6587 | 91.4805 | 0.37097 | 0.3792 | 0.38104 | 0.37743 | 23.207 | 9.9381 | -23.1136 | 34.5275
9 | 15 | 1 | 415.6613 | 422.1538 | 430.6525 | 437.6146 | 0 | 0 | 0 | 0 | 125.9452 | 235.1679 | 0 | 0 | 0 | 0 | 0 | 0 | 205.3521 | 102.3066 | 320.9034 | 320.9034 | 0 | 0 | 0 | 0 | 0 | 43.563 | 89.7904 | 55.0191 | 0 | 0 | 0 | 0 | 84.364 | 41.1163 | 19.9588 | 61.6921 | 0.37067 | 0.37067 | 0.37608 | 0.37093 | 31.2715 | 15.2405 | 7.5061 | 22.8834
9 | 15 | 2 | 400.5122 | 404.7317 | 410.6753 | 415.3953 | 0 | 0 | 0 | 0 | 103.087 | 252.0167 | 0 | 0 | 0 | 0 | 0 | 0 | 211.4661 | 105.7075 | 310.2678 | 310.2678 | 0 | 0 | 0 | 0 | 0 | 41.446 | 87.538 | 3.9565 | 0 | 0 | 0 | 0 | 85.9591 | 5.5616 | 12.8696 | 101.171 | 0.36983 | 0.36895 | 0.37442 | 0.36801 | 31.7901 | 2.0519 | 4.8186 | 37.2322
9 | 15 | 3 | 391.7129 | 394.0249 | 397.8528 | 400.7309 | 0 | 0 | 0 | 0 | 90.1388 | 214.4989 | 0 | 0 | 0 | 0 | 0 | 0 | 207.4526 | 107.6253 | 307.2537 | 307.2537 | 0 | 0 | 0 | 0 | 0 | 27.353 | 80.5657 | -21.2643 | 0 | 0 | 0 | 0 | 94.1215 | 44.5477 | 10.0334 | 114.7414 | 0.37068 | 0.36878 | 0.37239 | 0.3659 | 34.8886 | 16.4285 | 3.7363 | 41.9839
9 | 15 | 4 | 390.9589 | 391.345 | 393.0394 | 394.0194 | 0 | 0 | 0 | 0 | 97.1754 | 207.6918 | 0 | 0 | 0 | 0 | 0 | 0 | 198.6567 | 95.5872 | 285.0406 | 285.0406 | 0 | 0 | 0 | 0 | 0 | 4.7941 | 70.1956 | 0 | 0 | 0 | 0 | 0 | 95.1268 | 83.2718 | 37.8031 | 108.9788 | 0.3692 | 0.37208 | 0.37262 | 0.36651 | 35.1212 | 30.9834 | 14.0861 | 39.9413
9 | 15 | 5 | 398.1914 | 396.2592 | 395.4155 | 394.129 | 0 | 0 | 0 | 0 | 133.8149 | 237.2334 | 0 | 0 | 0 | 0 | 0 | 0 | 198.6177 | 81.8226 | 259.4443 | 259.4443 | 0 | 0 | 0 | 0 | 0 | 30.3823 | 28.872 | -107.4024 | 0 | 0 | 0 | 0 | 65.7587 | 46.821 | 107.0991 | 242.0871 | 0.36849 | 0.37169 | 0.3739 | 0.36618 | 24.2314 | 17.4027 | 40.0441 | 88.6463
9 | 15 | 6 | 409.1844 | 405.5838 | 402.9986 | 400.2285 | 0 | 0 | 0 | 0 | 140.2846 | 221.8664 | 0 | 0 | 0 | 0 | 0 | 0 | 180.3858 | 82.8773 | 254.8366 | 254.8372 | 0 | 0 | 0 | 0 | 0 | 5.7317 | 154.736 | -117 | 0 | 0 | 0 | 0 | 88.5139 | 95.1085 | -6.574 | 262.3913 | 0.37162 | 0.37651 | 0.37574 | 0.37098 | 32.8936 | 35.8094 | -2.4701 | 97.342
9 | 15 | 7 | 421.9884 | 417.0504 | 413.2526 | 409.6545 | 0 | 0 | 0 | 0 | 125.1432 | 181.4083 | 0 | 0 | 0 | 0 | 0 | 0 | 202.813 | 174.1773 | 510.9487 | 512.0875 | 0 | 0 | 0 | 0 | 0 | -16.6579 | -74.9171 | -15.6808 | 0 | 0 | 0 | 0 | 94.0321 | 78.1228 | -22.779 | -86.7522 | 0.37194 | 0.38123 | 0.37528 | 0.36663 | 34.974 | 29.7829 | -8.5486 | -31.8056
9 | 15 | 8 | 454.4572 | 450.0723 | 447.426 | 445.3295 | 0 | 0 | 0 | 0 | 106.5505 | 132.0459 | 0 | 0 | 0 | 0 | 0 | 0 | 261.0525 | 332.0355 | 848.5363 | 864.5938 | 0 | 0 | 0 | 0 | 0 | -36.1695 | -144.5577 | -16.0542 | 0 | 0 | 0 | 0 | 86.8542 | 22.1604 | -256.5526 | -403.2101 | 0.36962 | 0.37552 | 0.37235 | 0.38036 | 32.1034 | 8.3217 | -95.5268 | -153.3666
9 | 15 | 9 | 484.6274 | 481.4915 | 480.7391 | 480.7835 | 0 | 0 | 0 | 0 | 83.1316 | 114.5535 | 0 | 0 | 0 | 0 | 0 | 0 | 305.6568 | 461.7128 | 1074.0831 | 1105.051 | 0 | 0 | 0 | 0 | 0 | -54.8225 | -237.0695 | -177.1238 | 0 | 0 | 0 | 0 | 95.8389 | -39.9522 | -356.2744 | -447.1437 | 0.37229 | 0.38397 | 0.38397 | 0.17588 | 35.6799 | -15.3406 | -136.8004 | -78.6415
9 | 15 | 10 | 506.3568 | 503.6908 | 503.4871 | 503.9415 | 0 | 0 | 0 | 0 | 85.0398 | 117.4233 | 0 | 0 | 0 | 0 | 0 | 0 | 339.6343 | 554.6071 | 1209.9154 | 1251.3115 | 0 | 0 | 0 | 0 | 0 | -72.9604 | -382.474 | -355.6421 | 0 | 0 | 0 | 0 | 81.6827 | -95.3792 | -323.9544 | -391.728 | 0.37171 | 0.38397 | 0.38397 | 0.17588 | 30.3625 | -36.6232 | -124.3903 | -68.8952
9 | 15 | 11 | 523.6053 | 521.2477 | 521.1513 | 521.3311 | 0 | 0 | 0 | 0 | 100.0114 | 112.4647 | 0 | 0 | 0 | 0 | 0 | 0 | 390.4937 | 627.9834 | 1264.4396 | 1312.1296 | 0 | 0 | 0 | 0 | 0 | -46.234 | -299.2903 | -351 | 0 | 0 | 0 | 0 | 33.1002 | -172.9664 | -443.998 | -439.7984 | 0.37104 | 0.38397 | 0.38397 | 0.17588 | 12.2815 | -66.4147 | -170.484 | -77.3496
9 | 15 | 12 | 534.9204 | 532.9252 | 533.0527 | 533.1601 | 0 | 0 | 0 | 0 | 112.2981 | 120.8936 | 0 | 0 | 0 | 0 | 0 | 0 | 401.2556 | 652.606 | 1272.0578 | 1322.6835 | 0 | 0 | 0 | 0 | 0 | -32.5177 | -203.3311 | -325.2463 | 0 | 0 | 0 | 0 | 21.3668 | -208.0567 | -535.6739 | -464.2771 | 0.37287 | 0.38397 | 0.38397 | 0.17588 | 7.967 | -79.8885 | -205.6853 | -81.6548
9 | 15 | 13 | 542.0175 | 540.5917 | 541.2842 | 541.7773 | 0 | 0 | 0 | 0 | 136.7894 | 117.0209 | 0 | 0 | 0 | 0 | 0 | 0 | 403.1023 | 653.3734 | 1270.4349 | 1320.9203 | 0 | 0 | 0 | 0 | 0 | -30.6254 | -190.2288 | -303.3409 | 0 | 0 | 0 | 0 | 2.1258 | -199.1772 | -538.9219 | -475.802 | 0.37446 | 0.38065 | 0.38397 | 0.16813 | 0.79601 | -75.8177 | -206.9324 | -79.9967
9 | 15 | 14 | 545.089 | 544.1232 | 545.359 | 546.3594 | 0 | 0 | 0 | 0 | 137.5669 | 152.0765 | 0 | 0 | 0 | 0 | 0 | 0 | 409.7441 | 642.5561 | 1258.5287 | 1305.9136 | 0 | 0 | 0 | 0 | 0 | -13.1535 | -159.5164 | -58.125 | 0 | 0 | 0 | 0 | -2.2221 | -237.3559 | -553.6533 | -701.4293 | 0.37539 | 0.37471 | 0.37695 | 0.16849 | -0.83413 | -88.9404 | -208.6976 | -118.1845
9 | 15 | 15 | 551.0258 | 550.847 | 552.9413 | 554.6597 | 0 | 0 | 0 | 0 | 145.5448 | 175.1562 | 0 | 0 | 0 | 0 | 0 | 0 | 405.8076 | 611.5285 | 1227.3716 | 1268.9969 | 0 | 0 | 0 | 0 | 0 | -3.1681 | -11.9072 | -29.9772 | 0 | 0 | 0 | 0 | -0.32667 | -232.6695 | -662.5231 | -684.3601 | 0.37558 | 0.37413 | 0.37546 | 0.16764 | -0.12269 | -87.049 | -248.7518 | -114.7231
9 | 15 | 16 | 555.3497 | 557.4801 | 562.1443 | 566.1443 | 0 | 0 | 0 | 0 | 134.1162 | 187.5777 | 0 | 0 | 0 | 0 | 0 | 0 | 388.8378 | 537.8054 | 1117.2302 | 1148.4124 | 0 | 0 | 0 | 0 | 0 | -5.4952 | -27.5354 | 2.364 | 0 | 0 | 0 | 0 | 32.3957 | -162.4079 | -527.5506 | -584.6322 | 0.38077 | 0.3675 | 0.37018 | 0.37865 | 12.3352 | -59.6845 | -195.2885 | -221.3725
9 | 15 | 17 | 548.6275 | 553.2461 | 560.6014 | 566.9567 | 0 | 0 | 0 | 0 | 143.2899 | 199.8598 | 0 | 0 | 0 | 0 | 0 | 0 | 380.0701 | 432.4393 | 903.9381 | 921.247 | 0 | 0 | 0 | 0 | 0 | -6.5233 | -33.4182 | -8.0386 | 0 | 0 | 0 | 0 | 25.2675 | -72.5296 | -309.9184 | -346.2518 | 0.38859 | 0.37976 | 0.38475 | 0.37375 | 9.8187 | -27.5437 | -119.2413 | -129.4104
9 | 15 | 18 | 534.4718 | 541.1768 | 550.7777 | 559.1268 | 0 | 0 | 0 | 0 | 166.2213 | 252.8899 | 0 | 0 | 0 | 0 | 0 | 0 | 331.8556 | 257.3436 | 566.4087 | 567.9159 | 0 | 0 | 0 | 0 | 0 | -8.9814 | -5.2738 | 0 | 0 | 0 | 0 | 0 | 36.3949 | 39.9246 | -10.3573 | -8.7891 | 0.39913 | 0.39052 | 0.39482 | 0.38967 | 14.5262 | 15.5916 | -4.0893 | -3.4249
9 | 15 | 19 | 551.8341 | 560.8901 | 573.1162 | 583.7393 | 0 | 0 | 0 | 0 | 183.908 | 283.4509 | 0 | 0 | 0 | 0 | 0 | 0 | 319.1218 | 195.7627 | 370.5661 | 370.5663 | 0 | 0 | 0 | 0 | 0 | 18.9887 | 209.989 | 301.0413 | 0 | 0 | 0 | 0 | 48.8044 | 62.6877 | -7.4389 | -87.8683 | 0.40014 | 0.39646 | 0.4013 | 0.39601 | 19.5284 | 24.8532 | -2.9852 | -34.7968
9 | 15 | 20 | 549.2284 | 559.5549 | 573.0859 | 584.7649 | 0 | 0 | 0 | 0 | 181.376 | 279.8673 | 0 | 0 | 0 | 0 | 0 | 0 | 325.1059 | 203.685 | 386.2957 | 386.2957 | 0 | 0 | 0 | 0 | 0 | 5.035 | 29.2043 | 263.6715 | 0 | 0 | 0 | 0 | 42.7465 | 70.9676 | 157.5859 | -65.2023 | 0.39652 | 0.39181 | 0.39756 | 0.39343 | 16.9499 | 27.8061 | 62.6496 | -25.6527
9 | 15 | 21 | 528.1645 | 538.8932 | 552.6841 | 564.4846 | 0 | 0 | 0 | 0 | 164.4862 | 285.8874 | 0 | 0 | 0 | 0 | 0 | 0 | 343.1605 | 221.8832 | 396.7284 | 396.7284 | 0 | 0 | 0 | 0 | 0 | 5.6835 | 50.8857 | 205.4782 | 0 | 0 | 0 | 0 | 20.5178 | 25.4391 | 105.07 | -37.722 | 0.39092 | 0.38892 | 0.39029 | 0.38929 | 8.0208 | 9.8938 | 41.0079 | -14.6847
9 | 15 | 22 | 491.5801 | 502.7021 | 516.7642 | 528.8036 | 0 | 0 | 0 | 0 | 177.319 | 281.482 | 0 | 0 | 0 | 0 | 0 | 0 | 321.9643 | 205.9239 | 389.6986 | 389.6986 | 0 | 0 | 0 | 0 | 0 | 10.1257 | 117.4324 | 312.4258 | 0 | 0 | 0 | 0 | -7.7032 | 5.1706 | 9.6332 | -173.3208 | 0.38531 | 0.3837 | 0.387 | 0.38422 | -2.9681 | 1.9839 | 3.7281 | -66.5929
9 | 15 | 23 | 454.0879 | 464.6558 | 477.9354 | 489.2728 | 0 | 0 | 0 | 0 | 171.843 | 295.7463 | 0 | 0 | 0 | 0 | 0 | 0 | 286.9286 | 170.4189 | 368.9227 | 368.9227 | 0 | 0 | 0 | 0 | 0 | 9.5183 | 119.9604 | 123.0123 | 0 | 0 | 0 | 0 | -4.6836 | -11.0277 | -10.9476 | -2.6621 | 0.37862 | 0.38317 | 0.38456 | 0.38119 | -1.7733 | -4.2255 | -4.21 | -1.0148
9 | 15 | 24 | 420.4202 | 428.6316 | 439.128 | 447.9543 | 0 | 0 | 0 | 0 | 168.8774 | 281.2028 | 0 | 0 | 0 | 0 | 0 | 0 | 261.3279 | 138.5115 | 337.76 | 337.76 | 0 | 0 | 0 | 0 | 0 | 30.6336 | 187.6175 | 45.0205 | 0 | 0 | 0 | 0 | -9.7851 | -21.7163 | -86.2496 | 65.1738 | 0.37097 | 0.3792 | 0.38104 | 0.37743 | -3.63 | -8.2349 | -32.8648 | 24.5986
9 | 16 | 1 | 398.5839 | 404.5174 | 412.3382 | 418.7139 | 0 | 0 | 0 | 0 | 125.9452 | 235.1679 | 0 | 0 | 0 | 0 | 0 | 0 | 260.8936 | 117.947 | 300.5885 | 300.5885 | 0 | 0 | 0 | 0 | 0 | 43.563 | 89.7904 | 55.0191 | 0 | 0 | 0 | 0 | 11.7451 | 7.8395 | 21.9593 | 63.1063 | 0.37067 | 0.37067 | 0.37608 | 0.37093 | 4.3536 | 2.9059 | 8.2585 | 23.4079
9 | 16 | 2 | 383.1991 | 386.8519 | 392.1083 | 396.2338 | 0 | 0 | 0 | 0 | 103.087 | 252.0167 | 0 | 0 | 0 | 0 | 0 | 0 | 272.3893 | 111.0592 | 276.1276 | 276.1276 | 0 | 0 | 0 | 0 | 0 | 41.446 | 87.538 | 3.9565 | 0 | 0 | 0 | 0 | 7.7228 | -17.67 | 28.4428 | 116.1497 | 0.36983 | 0.36895 | 0.37442 | 0.36801 | 2.8561 | -6.5193 | 10.6495 | 42.7445
9 | 16 | 3 | 375.0706 | 376.8378 | 380.0051 | 382.3118 | 0 | 0 | 0 | 0 | 90.1388 | 214.4989 | 0 | 0 | 0 | 0 | 0 | 0 | 295.601 | 134.1212 | 295.8077 | 295.8077 | 0 | 0 | 0 | 0 | 0 | 27.353 | 80.5657 | -21.2643 | 0 | 0 | 0 | 0 | -10.6692 | 0.86475 | 3.6317 | 107.7683 | 0.37068 | 0.36878 | 0.37239 | 0.3659 | -3.9548 | 0.3189 | 1.3524 | 39.4324
9 | 16 | 4 | 372.54 | 372.3231 | 373.2864 | 373.634 | 0 | 0 | 0 | 0 | 97.1754 | 207.6918 | 0 | 0 | 0 | 0 | 0 | 0 | 304.0937 | 149.9249 | 305.5098 | 305.5098 | 0 | 0 | 0 | 0 | 0 | 4.7941 | 70.1956 | 0 | 0 | 0 | 0 | 0 | -28.7291 | 9.9121 | -2.419 | 68.1242 | 0.3692 | 0.37208 | 0.37262 | 0.36651 | -10.6069 | 3.6881 | -0.90137 | 24.9679
9 | 16 | 5 | 376.0741 | 373.418 | 371.6964 | 369.6505 | 0 | 0 | 0 | 0 | 133.8149 | 237.2334 | 0 | 0 | 0 | 0 | 0 | 0 | 294.4656 | 145.8185 | 289.6309 | 289.6309 | 0 | 0 | 0 | 0 | 0 | 30.3823 | 28.872 | -107.4024 | 0 | 0 | 0 | 0 | -52.2064 | -40.0162 | 53.1935 | 187.422 | 0.36849 | 0.37169 | 0.3739 | 0.36618 | -19.2375 | -14.8734 | 19.8889 | 68.6293
9 | 16 | 6 | 380.3232 | 375.7779 | 372.0471 | 368.286 | 0 | 0 | 0 | 0 | 140.2846 | 221.8664 | 0 | 0 | 0 | 0 | 0 | 0 | 275.9759 | 139.1808 | 276.2036 | 276.2042 | 0 | 0 | 0 | 0 | 0 | 5.7317 | 154.736 | -117 | 0 | 0 | 0 | 0 | -35.9373 | 8.9991 | -58.8925 | 209.0818 | 0.37162 | 0.37651 | 0.37574 | 0.37098 | -13.355 | 3.3882 | -22.1281 | 77.5652
9 | 16 | 7 | 389.5196 | 383.5188 | 378.4322 | 373.7192 | 0 | 0 | 0 | 0 | 125.1432 | 181.4083 | 0 | 0 | 0 | 0 | 0 | 0 | 306.3962 | 228.9504 | 501.1083 | 502.3031 | 0 | 0 | 0 | 0 | 0 | -16.6579 | -74.9171 | -15.6808 | 0 | 0 | 0 | 0 | -42.0198 | -10.182 | -47.759 | -112.9031 | 0.37194 | 0.38123 | 0.37528 | 0.36663 | -15.6287 | -3.8817 | -17.9232 | -41.3932
9 | 16 | 8 | 416.3322 | 410.6992 | 406.5397 | 403.1341 | 0 | 0 | 0 | 0 | 106.5505 | 132.0459 | 0 | 0 | 0 | 0 | 0 | 0 | 371.6783 | 388.0929 | 803.6199 | 819.3273 | 0 | 0 | 0 | 0 | 0 | -36.1695 | -144.5577 | -16.0542 | 0 | 0 | 0 | 0 | -61.8966 | -73.27 | -252.5225 | -400.139 | 0.36962 | 0.37552 | 0.37235 | 0.38036 | -22.8785 | -27.5146 | -94.0262 | -152.1985
9 | 16 | 9 | 443.1122 | 438.6174 | 436.2172 | 434.8361 | 0 | 0 | 0 | 0 | 83.1316 | 114.5535 | 0 | 0 | 0 | 0 | 0 | 0 | 464.2611 | 533.6242 | 1032.2577 | 1062.9372 | 0 | 0 | 0 | 0 | 0 | -54.8225 | -237.0695 | -177.1238 | 0 | 0 | 0 | 0 | -104.2805 | -154.7378 | -358.971 | -450.9773 | 0.37229 | 0.38397 | 0.38397 | 0.17588 | -38.8227 | -59.4154 | -137.8358 | -79.3157
9 | 16 | 10 | 466.2194 | 462.2396 | 460.4427 | 459.5189 | 0 | 0 | 0 | 0 | 85.0398 | 117.4233 | 0 | 0 | 0 | 0 | 0 | 0 | 547.606 | 633.5112 | 1151.5277 | 1193.2138 | 0 | 0 | 0 | 0 | 0 | -72.9604 | -382.474 | -355.6421 | 0 | 0 | 0 | 0 | -166.4264 | -215.7346 | -308.611 | -378.0528 | 0.37171 | 0.38397 | 0.38397 | 0.17588 | -61.8627 | -82.8366 | -118.4988 | -66.4901
9 | 16 | 11 | 482.8153 | 479.1225 | 477.4071 | 476.1863 | 0 | 0 | 0 | 0 | 100.0114 | 112.4647 | 0 | 0 | 0 | 0 | 0 | 0 | 599.4899 | 686.9946 | 1197.8993 | 1245.8402 | 0 | 0 | 0 | 0 | 0 | -46.234 | -299.2903 | -351 | 0 | 0 | 0 | 0 | -216.686 | -274.1029 | -421.2019 | -418.6539 | 0.37104 | 0.38397 | 0.38397 | 0.17588 | -80.3989 | -105.2486 | -161.7309 | -73.6309
9 | 16 | 12 | 494.91 | 491.6051 | 490.1445 | 488.878 | 0 | 0 | 0 | 0 | 112.2981 | 120.8936 | 0 | 0 | 0 | 0 | 0 | 0 | 608.9235 | 698.3495 | 1209.6519 | 1260.6488 | 0 | 0 | 0 | 0 | 0 | -32.5177 | -203.3311 | -325.2463 | 0 | 0 | 0 | 0 | -226.3115 | -295.1203 | -516.1763 | -446.5245 | 0.37287 | 0.38397 | 0.38397 | 0.17588 | -84.3842 | -113.3187 | -198.1987 | -78.5326
9 | 16 | 13 | 505.6872 | 503.0722 | 502.3227 | 501.5683 | 0 | 0 | 0 | 0 | 136.7894 | 117.0209 | 0 | 0 | 0 | 0 | 0 | 0 | 613.7632 | 699.3942 | 1201.0408 | 1252.2372 | 0 | 0 | 0 | 0 | 0 | -30.6254 | -190.2288 | -303.3409 | 0 | 0 | 0 | 0 | -244.8655 | -282.7175 | -508.4893 | -447.3279 | 0.37446 | 0.38065 | 0.38397 | 0.16813 | -91.6914 | -107.6177 | -195.2471 | -75.2094
9 | 16 | 14 | 514.578 | 512.6135 | 512.6383 | 512.5911 | 0 | 0 | 0 | 0 | 137.5669 | 152.0765 | 0 | 0 | 0 | 0 | 0 | 0 | 626.406 | 698.0609 | 1169.6435 | 1218.3552 | 0 | 0 | 0 | 0 | 0 | -13.1535 | -159.5164 | -58.125 | 0 | 0 | 0 | 0 | -249.3948 | -324.3704 | -497.4888 | -647.6391 | 0.37539 | 0.37471 | 0.37695 | 0.16849 | -93.6193 | -121.5459 | -187.5265 | -109.1214
9 | 16 | 15 | 520.8774 | 519.7117 | 520.6094 | 521.2926 | 0 | 0 | 0 | 0 | 145.5448 | 175.1562 | 0 | 0 | 0 | 0 | 0 | 0 | 616.37 | 665.6481 | 1112.0019 | 1154.4494 | 0 | 0 | 0 | 0 | 0 | -3.1681 | -11.9072 | -29.9772 | 0 | 0 | 0 | 0 | -241.0374 | -317.9244 | -579.4853 | -603.1796 | 0.37558 | 0.37413 | 0.37546 | 0.16764 | -90.5281 | -118.9456 | -217.5743 | -101.1144
9 | 16 | 16 | 527.2137 | 528.423 | 531.9705 | 535.0044 | 0 | 0 | 0 | 0 | 134.1162 | 187.5777 | 0 | 0 | 0 | 0 | 0 | 0 | 593.1859 | 598.5971 | 985.4635 | 1017.9777 | 0 | 0 | 0 | 0 | 0 | -5.4952 | -27.5354 | 2.364 | 0 | 0 | 0 | 0 | -200.0884 | -252.2566 | -425.9576 | -485.3373 | 0.38077 | 0.3675 | 0.37018 | 0.37865 | -76.187 | -92.7037 | -157.6809 | -183.7742
9 | 16 | 17 | 526.0389 | 529.9181 | 536.3768 | 541.9565 | 0 | 0 | 0 | 0 | 143.2899 | 199.8598 | 0 | 0 | 0 | 0 | 0 | 0 | 528.8699 | 463.4827 | 743.6478 | 760.7047 | 0 | 0 | 0 | 0 | 0 | -6.5233 | -33.4182 | -8.0386 | 0 | 0 | 0 | 0 | -146.1209 | -126.9011 | -173.8527 | -210.7097 | 0.38859 | 0.37976 | 0.38475 | 0.37375 | -56.7812 | -48.1916 | -66.8899 | -78.752
9 | 16 | 18 | 514.7476 | 520.8069 | 529.625 | 537.2968 | 0 | 0 | 0 | 0 | 166.2213 | 252.8899 | 0 | 0 | 0 | 0 | 0 | 0 | 437.7204 | 282.927 | 492.4876 | 493.8559 | 0 | 0 | 0 | 0 | 0 | -8.9814 | -5.2738 | 0 | 0 | 0 | 0 | 0 | -89.1942 | -6.0286 | 42.4111 | 43.4409 | 0.39913 | 0.39052 | 0.39482 | 0.38967 | -35.5999 | -2.3543 | 16.7449 | 16.9278
9 | 16 | 19 | 544.9451 | 553.7756 | 565.7283 | 576.1148 | 0 | 0 | 0 | 0 | 183.908 | 283.4509 | 0 | 0 | 0 | 0 | 0 | 0 | 393.2049 | 217.7808 | 333.3025 | 333.3025 | 0 | 0 | 0 | 0 | 0 | 18.9887 | 209.989 | 301.0413 | 0 | 0 | 0 | 0 | -32.1677 | 33.5552 | 22.4368 | -58.229 | 0.40014 | 0.39646 | 0.4013 | 0.39601 | -12.8715 | 13.3033 | 9.0039 | -23.0593
9 | 16 | 20 | 547.3793 | 557.6452 | 571.1029 | 582.7184 | 0 | 0 | 0 | 0 | 181.376 | 279.8673 | 0 | 0 | 0 | 0 | 0 | 0 | 342.0307 | 199.3376 | 376.6018 | 376.6018 | 0 | 0 | 0 | 0 | 0 | 5.035 | 29.2043 | 263.6715 | 0 | 0 | 0 | 0 | 23.9726 | 73.4053 | 165.2967 | -57.555 | 0.39652 | 0.39181 | 0.39756 | 0.39343 | 9.5056 | 28.7612 | 65.7151 | -22.644
9 | 16 | 21 | 520.2965 | 530.7677 | 544.2464 | 555.7767 | 0 | 0 | 0 | 0 | 164.4862 | 285.8874 | 0 | 0 | 0 | 0 | 0 | 0 | 311.9187 | 178.397 | 386.2621 | 386.2621 | 0 | 0 | 0 | 0 | 0 | 5.6835 | 50.8857 | 205.4782 | 0 | 0 | 0 | 0 | 43.8917 | 60.7999 | 107.0986 | -35.9636 | 0.39092 | 0.38892 | 0.39029 | 0.38929 | 17.158 | 23.6463 | 41.7996 | -14.0001
9 | 16 | 22 | 474.9377 | 485.515 | 498.9165 | 510.3845 | 0 | 0 | 0 | 0 | 177.319 | 281.482 | 0 | 0 | 0 | 0 | 0 | 0 | 316.8206 | 179.9016 | 402.5237 | 402.5237 | 0 | 0 | 0 | 0 | 0 | 10.1257 | 117.4324 | 312.4258 | 0 | 0 | 0 | 0 | -19.2019 | 14.0058 | -21.0396 | -204.565 | 0.38531 | 0.3837 | 0.387 | 0.38422 | -7.3986 | 5.374 | -8.1423 | -78.5975
9 | 16 | 23 | 433.1853 | 443.069 | 455.5189 | 466.1386 | 0 | 0 | 0 | 0 | 171.843 | 295.7463 | 0 | 0 | 0 | 0 | 0 | 0 | 312.0673 | 169.0308 | 395.0464 | 395.0464 | 0 | 0 | 0 | 0 | 0 | 9.5183 | 119.9604 | 123.0123 | 0 | 0 | 0 | 0 | -50.7249 | -31.2264 | -59.4879 | -51.9201 | 0.37862 | 0.38317 | 0.38456 | 0.38119 | -19.2057 | -11.9652 | -22.8766 | -19.7916
9 | 16 | 24 | 405.192 | 412.9049 | 422.7968 | 431.1003 | 0 | 0 | 0 | 0 | 168.8774 | 281.2028 | 0 | 0 | 0 | 0 | 0 | 0 | 316.7966 | 174.9002 | 398.3716 | 398.3716 | 0 | 0 | 0 | 0 | 0 | 30.6336 | 187.6175 | 45.0205 | 0 | 0 | 0 | 0 | -80.4821 | -73.8317 | -163.1923 | -12.2919 | 0.37097 | 0.3792 | 0.38104 | 0.37743 | -29.8563 | -27.9971 | -62.1834 | -4.6393
9 | 17 | 1 | 388.2686 | 393.8644 | 401.2758 | 407.2973 | 0 | 0 | 0 | 0 | 125.9452 | 235.1679 | 0 | 0 | 0 | 0 | 0 | 0 | 321.1909 | 180.3991 | 400.6966 | 400.6966 | 0 | 0 | 0 | 0 | 0 | 43.563 | 89.7904 | 55.0191 | 0 | 0 | 0 | 0 | -58.8676 | -65.2656 | -89.2112 | -48.4184 | 0.37067 | 0.37067 | 0.37608 | 0.37093 | -21.8207 | -24.192 | -33.5506 | -17.9598
9 | 17 | 2 | 379.6821 | 383.2198 | 388.3366 | 392.3413 | 0 | 0 | 0 | 0 | 103.087 | 252.0167 | 0 | 0 | 0 | 0 | 0 | 0 | 326.8767 | 196.2974 | 421.3455 | 421.3455 | 0 | 0 | 0 | 0 | 0 | 41.446 | 87.538 | 3.9565 | 0 | 0 | 0 | 0 | -50.2816 | -106.5403 | -120.5469 | -32.9607 | 0.36983 | 0.36895 | 0.37442 | 0.36801 | -18.5955 | -39.3077 | -45.1348 | -12.13
9 | 17 | 3 | 377.2823 | 379.122 | 382.377 | 384.7596 | 0 | 0 | 0 | 0 | 90.1388 | 214.4989 | 0 | 0 | 0 | 0 | 0 | 0 | 330.0889 | 202.6037 | 427.6872 | 427.6872 | 0 | 0 | 0 | 0 | 0 | 27.353 | 80.5657 | -21.2643 | 0 | 0 | 0 | 0 | -42.9454 | -65.3336 | -125.8759 | -21.6634 | 0.37068 | 0.36878 | 0.37239 | 0.3659 | -15.9189 | -24.094 | -46.875 | -7.9266
9 | 17 | 4 | 387.4782 | 387.7503 | 389.3065 | 390.1671 | 0 | 0 | 0 | 0 | 97.1754 | 207.6918 | 0 | 0 | 0 | 0 | 0 | 0 | 305.3509 | 190.2794 | 419.6239 | 419.6239 | 0 | 0 | 0 | 0 | 0 | 4.7941 | 70.1956 | 0 | 0 | 0 | 0 | 0 | -15.0481 | -15.0151 | -100.513 | -29.4569 | 0.3692 | 0.37208 | 0.37262 | 0.36651 | -5.5558 | -5.5868 | -37.4529 | -10.7961
9 | 17 | 5 | 414.9244 | 413.5399 | 413.3603 | 412.6484 | 0 | 0 | 0 | 0 | 133.8149 | 237.2334 | 0 | 0 | 0 | 0 | 0 | 0 | 296.7791 | 182.3499 | 409.1114 | 409.1114 | 0 | 0 | 0 | 0 | 0 | 30.3823 | 28.872 | -107.4024 | 0 | 0 | 0 | 0 | -15.6697 | -36.4256 | -24.6231 | 110.9395 | 0.36849 | 0.37169 | 0.3739 | 0.36618 | -5.7741 | -13.5389 | -9.2065 | 40.6233
9 | 17 | 6 | 459.9452 | 458.0063 | 457.4359 | 456.4088 | 0 | 0 | 0 | 0 | 140.2846 | 221.8664 | 0 | 0 | 0 | 0 | 0 | 0 | 270.3494 | 163.1861 | 394.1506 | 394.1512 | 0 | 0 | 0 | 0 | 0 | 5.7317 | 154.736 | -117 | 0 | 0 | 0 | 0 | 49.3113 | 67.2222 | -91.4507 | 179.2576 | 0.37162 | 0.37651 | 0.37574 | 0.37098 | 18.3251 | 25.3099 | -34.3614 | 66.501
9 | 17 | 7 | 487.8507 | 485.0687 | 483.885 | 482.5484 | 0 | 0 | 0 | 0 | 125.1432 | 181.4083 | 0 | 0 | 0 | 0 | 0 | 0 | 309.9578 | 255.0123 | 591.8498 | 593.003 | 0 | 0 | 0 | 0 | 0 | -16.6579 | -74.9171 | -15.6808 | 0 | 0 | 0 | 0 | 52.7497 | 65.306 | -33.0477 | -94.7738 | 0.37194 | 0.38123 | 0.37528 | 0.36663 | 19.6195 | 24.8967 | -12.4023 | -34.7465
9 | 17 | 8 | 514.482 | 512.0619 | 511.798 | 511.7627 | 0 | 0 | 0 | 0 | 106.5505 | 132.0459 | 0 | 0 | 0 | 0 | 0 | 0 | 364.2706 | 425.8627 | 876.8396 | 892.485 | 0 | 0 | 0 | 0 | 0 | -36.1695 | -144.5577 | -16.0542 | 0 | 0 | 0 | 0 | 43.6608 | -9.6771 | -220.4838 | -364.6681 | 0.36962 | 0.37552 | 0.37235 | 0.38036 | 16.1381 | -3.634 | -82.0967 | -138.7067
9 | 17 | 9 | 536.766 | 535.3369 | 536.654 | 538.4887 | 0 | 0 | 0 | 0 | 83.1316 | 114.5535 | 0 | 0 | 0 | 0 | 0 | 0 | 426.96 | 558.9522 | 1083.5829 | 1114.7448 | 0 | 0 | 0 | 0 | 0 | -54.8225 | -237.0695 | -177.1238 | 0 | 0 | 0 | 0 | 26.6744 | -83.3462 | -309.8593 | -399.1323 | 0.37229 | 0.38397 | 0.38397 | 0.17588 | 9.9307 | -32.0028 | -118.9782 | -70.1975
9 | 17 | 10 | 557.9516 | 556.9746 | 558.8187 | 561.0447 | 0 | 0 | 0 | 0 | 85.0398 | 117.4233 | 0 | 0 | 0 | 0 | 0 | 0 | 468.9064 | 646.8669 | 1206.5254 | 1248.9224 | 0 | 0 | 0 | 0 | 0 | -72.9604 | -382.474 | -355.6421 | 0 | 0 | 0 | 0 | 4.0054 | -134.3553 | -265.2328 | -332.2356 | 0.37171 | 0.38397 | 0.38397 | 0.17588 | 1.4889 | -51.589 | -101.8427 | -58.432
9 | 17 | 11 | 570.4322 | 569.6075 | 571.3697 | 573.1574 | 0 | 0 | 0 | 0 | 100.0114 | 112.4647 | 0 | 0 | 0 | 0 | 0 | 0 | 460.56 | 666.5792 | 1249.5626 | 1297.3241 | 0 | 0 | 0 | 0 | 0 | -46.234 | -299.2903 | -351 | 0 | 0 | 0 | 0 | 9.8608 | -163.2024 | -378.9026 | -373.1666 | 0.37104 | 0.38397 | 0.38397 | 0.17588 | 3.6588 | -62.6656 | -145.489 | -65.6308
9 | 17 | 12 | 571.8853 | 571.1001 | 572.6947 | 574.0714 | 0 | 0 | 0 | 0 | 112.2981 | 120.8936 | 0 | 0 | 0 | 0 | 0 | 0 | 439.331 | 667.344 | 1262.5669 | 1313.5558 | 0 | 0 | 0 | 0 | 0 | -32.5177 | -203.3311 | -325.2463 | 0 | 0 | 0 | 0 | 20.2562 | -184.6198 | -486.541 | -414.2381 | 0.37287 | 0.38397 | 0.38397 | 0.17588 | 7.5529 | -70.8893 | -186.8195 | -72.8542
9 | 17 | 13 | 589.5696 | 589.7004 | 592.2803 | 594.4062 | 0 | 0 | 0 | 0 | 136.7894 | 117.0209 | 0 | 0 | 0 | 0 | 0 | 0 | 424.3598 | 662.6323 | 1275.1895 | 1326.3246 | 0 | 0 | 0 | 0 | 0 | -30.6254 | -190.2288 | -303.3409 | 0 | 0 | 0 | 0 | 28.4204 | -159.3274 | -492.6804 | -428.5774 | 0.37446 | 0.38065 | 0.38397 | 0.16813 | 10.6422 | -60.6487 | -189.1768 | -72.0568
9 | 17 | 14 | 593.6563 | 594.2803 | 597.4438 | 600.1119 | 0 | 0 | 0 | 0 | 137.5669 | 152.0765 | 0 | 0 | 0 | 0 | 0 | 0 | 417.9937 | 636.5681 | 1219.718 | 1268.3748 | 0 | 0 | 0 | 0 | 0 | -13.1535 | -159.5164 | -58.125 | 0 | 0 | 0 | 0 | 38.0956 | -181.2109 | -462.7578 | -610.1379 | 0.37539 | 0.37471 | 0.37695 | 0.16849 | 14.3006 | -67.9021 | -174.4348 | -102.8028
9 | 17 | 15 | 594.1907 | 595.4248 | 599.2324 | 602.433 | 0 | 0 | 0 | 0 | 145.5448 | 175.1562 | 0 | 0 | 0 | 0 | 0 | 0 | 426.1819 | 598.5175 | 1150.8184 | 1193.5665 | 0 | 0 | 0 | 0 | 0 | -3.1681 | -11.9072 | -29.9772 | 0 | 0 | 0 | 0 | 22.464 | -175.0807 | -539.6788 | -561.1564 | 0.37558 | 0.37413 | 0.37546 | 0.16764 | 8.437 | -65.5032 | -202.6285 | -94.0698
9 | 17 | 16 | 595.2333 | 598.6692 | 604.9165 | 610.286 | 0 | 0 | 0 | 0 | 134.1162 | 187.5777 | 0 | 0 | 0 | 0 | 0 | 0 | 421.1139 | 532.5194 | 1029.8402 | 1062.7466 | 0 | 0 | 0 | 0 | 0 | -5.4952 | -27.5354 | 2.364 | 0 | 0 | 0 | 0 | 40.0032 | -115.9328 | -397.3884 | -454.8247 | 0.38077 | 0.3675 | 0.37018 | 0.37865 | 15.2319 | -42.605 | -147.1051 | -172.2205
9 | 17 | 17 | 578.7759 | 584.3813 | 592.9333 | 600.3238 | 0 | 0 | 0 | 0 | 143.2899 | 199.8598 | 0 | 0 | 0 | 0 | 0 | 0 | 399.928 | 396.4411 | 722.5886 | 740.0289 | 0 | 0 | 0 | 0 | 0 | -6.5233 | -33.4182 | -8.0386 | 0 | 0 | 0 | 0 | 35.558 | -5.3962 | -96.2371 | -131.6666 | 0.38859 | 0.37976 | 0.38475 | 0.37375 | 13.8175 | -2.0492 | -37.0273 | -49.2099
9 | 17 | 18 | 567.9015 | 575.7008 | 586.6286 | 596.1256 | 0 | 0 | 0 | 0 | 166.2213 | 252.8899 | 0 | 0 | 0 | 0 | 0 | 0 | 297.5294 | 209.0304 | 446.768 | 448.1442 | 0 | 0 | 0 | 0 | 0 | -8.9814 | -5.2738 | 0 | 0 | 0 | 0 | 0 | 104.1508 | 122.7619 | 145.1344 | 147.9814 | 0.39913 | 0.39052 | 0.39482 | 0.38967 | 41.5695 | 47.9416 | 57.3026 | 57.6644
9 | 17 | 19 | 595.8692 | 606.3666 | 620.3405 | 632.4756 | 0 | 0 | 0 | 0 | 183.908 | 283.4509 | 0 | 0 | 0 | 0 | 0 | 0 | 271.8174 | 131.337 | 238.3779 | 238.378 | 0 | 0 | 0 | 0 | 0 | 18.9887 | 209.989 | 301.0413 | 0 | 0 | 0 | 0 | 140.1438 | 172.59 | 171.9737 | 93.0564 | 0.40014 | 0.39646 | 0.4013 | 0.39601 | 56.0766 | 68.4252 | 69.013 | 36.8513
9 | 17 | 20 | 594.0431 | 605.8365 | 621.1463 | 634.3641 | 0 | 0 | 0 | 0 | 181.376 | 279.8673 | 0 | 0 | 0 | 0 | 0 | 0 | 263.8639 | 143.7832 | 283.3578 | 283.3578 | 0 | 0 | 0 | 0 | 0 | 5.035 | 29.2043 | 263.6715 | 0 | 0 | 0 | 0 | 148.8032 | 177.151 | 308.5842 | 87.3348 | 0.39652 | 0.39181 | 0.39756 | 0.39343 | 59.0035 | 69.4102 | 122.6802 | 34.3603
9 | 17 | 21 | 554.6508 | 566.2465 | 581.0887 | 593.7987 | 0 | 0 | 0 | 0 | 164.4862 | 285.8874 | 0 | 0 | 0 | 0 | 0 | 0 | 317.1166 | 188.6115 | 300.6249 | 300.6249 | 0 | 0 | 0 | 0 | 0 | 5.6835 | 50.8857 | 205.4782 | 0 | 0 | 0 | 0 | 73.048 | 86.0641 | 229.5781 | 87.6957 | 0.39092 | 0.38892 | 0.39029 | 0.38929 | 28.5558 | 33.472 | 89.6023 | 34.1387
9 | 17 | 22 | 500.2094 | 511.614 | 526.0185 | 538.3543 | 0 | 0 | 0 | 0 | 177.319 | 281.482 | 0 | 0 | 0 | 0 | 0 | 0 | 272.9031 | 160.0042 | 314.2149 | 314.2149 | 0 | 0 | 0 | 0 | 0 | 10.1257 | 117.4324 | 312.4258 | 0 | 0 | 0 | 0 | 49.9873 | 60.0022 | 94.3712 | -88.2864 | 0.38531 | 0.3837 | 0.387 | 0.38422 | 19.2604 | 23.0228 | 36.5217 | -33.9212
9 | 17 | 23 | 450.9154 | 461.3794 | 474.5331 | 485.7616 | 0 | 0 | 0 | 0 | 171.843 | 295.7463 | 0 | 0 | 0 | 0 | 0 | 0 | 258.435 | 155.2658 | 328.0719 | 328.0719 | 0 | 0 | 0 | 0 | 0 | 9.5183 | 119.9604 | 123.0123 | 0 | 0 | 0 | 0 | 20.6374 | 0.84903 | 26.5008 | 34.6774 | 0.37862 | 0.38317 | 0.38456 | 0.38119 | 7.8138 | 0.32533 | 10.1911 | 13.2188
9 | 17 | 24 | 423.1758 | 431.4774 | 442.0831 | 451.0041 | 0 | 0 | 0 | 0 | 168.8774 | 281.2028 | 0 | 0 | 0 | 0 | 0 | 0 | 228.7181 | 146.1641 | 360.1145 | 360.1145 | 0 | 0 | 0 | 0 | 0 | 30.6336 | 187.6175 | 45.0205 | 0 | 0 | 0 | 0 | 25.5803 | -26.5232 | -105.6488 | 45.8691 | 0.37097 | 0.3792 | 0.38104 | 0.37743 | 9.4895 | -10.0576 | -40.2568 | 17.3124
9 | 18 | 1 | 404.3127 | 410.4336 | 418.4819 | 425.0543 | 0 | 0 | 0 | 0 | 125.9452 | 235.1679 | 0 | 0 | 0 | 0 | 0 | 0 | 195.6446 | 129.7593 | 377.9471 | 377.9471 | 0 | 0 | 0 | 0 | 0 | 43.563 | 89.7904 | 55.0191 | 0 | 0 | 0 | 0 | 82.7228 | 1.9435 | -49.2556 | -7.9119 | 0.37067 | 0.37067 | 0.37608 | 0.37093 | 30.6632 | 0.7204 | -18.5241 | -2.9348
9 | 18 | 2 | 393.0431 | 397.0181 | 402.6653 | 407.1288 | 0 | 0 | 0 | 0 | 103.087 | 252.0167 | 0 | 0 | 0 | 0 | 0 | 0 | 144.6284 | 95.4058 | 361.4389 | 361.4389 | 0 | 0 | 0 | 0 | 0 | 41.446 | 87.538 | 3.9565 | 0 | 0 | 0 | 0 | 145.3277 | 8.1496 | -46.3116 | 41.7333 | 0.36983 | 0.36895 | 0.37442 | 0.36801 | 53.7463 | 3.0068 | -17.3399 | 15.3584
9 | 18 | 3 | 387.5796 | 389.7562 | 393.42 | 396.1562 | 0 | 0 | 0 | 0 | 90.1388 | 214.4989 | 0 | 0 | 0 | 0 | 0 | 0 | 111.1948 | 80.3378 | 360.9744 | 360.9744 | 0 | 0 | 0 | 0 | 0 | 27.353 | 80.5657 | -21.2643 | 0 | 0 | 0 | 0 | 186.246 | 67.5665 | -48.1201 | 56.446 | 0.37068 | 0.36878 | 0.37239 | 0.3659 | 69.037 | 24.9175 | -17.9195 | 20.6536
9 | 18 | 4 | 393.9139 | 394.3967 | 396.2084 | 397.2899 | 0 | 0 | 0 | 0 | 97.1754 | 207.6918 | 0 | 0 | 0 | 0 | 0 | 0 | 101.7325 | 75.404 | 348.6998 | 348.6998 | 0 | 0 | 0 | 0 | 0 | 4.7941 | 70.1956 | 0 | 0 | 0 | 0 | 0 | 195.006 | 106.5067 | -22.687 | 48.5902 | 0.3692 | 0.37208 | 0.37262 | 0.36651 | 71.9971 | 39.6285 | -8.4536 | 17.8086
9 | 18 | 5 | 419.9098 | 418.6886 | 418.7068 | 418.1662 | 0 | 0 | 0 | 0 | 133.8149 | 237.2334 | 0 | 0 | 0 | 0 | 0 | 0 | 102.792 | 74.4366 | 333.2004 | 333.2004 | 0 | 0 | 0 | 0 | 0 | 30.3823 | 28.872 | -107.4024 | 0 | 0 | 0 | 0 | 183.3028 | 76.6363 | 56.6345 | 192.3682 | 0.36849 | 0.37169 | 0.3739 | 0.36618 | 67.5452 | 28.4846 | 21.1755 | 70.4405
9 | 18 | 6 | 463.8248 | 462.0129 | 461.5965 | 460.7025 | 0 | 0 | 0 | 0 | 140.2846 | 221.8664 | 0 | 0 | 0 | 0 | 0 | 0 | 110.3783 | 70.5371 | 293.9135 | 293.914 | 0 | 0 | 0 | 0 | 0 | 5.7317 | 154.736 | -117 | 0 | 0 | 0 | 0 | 213.162 | 163.8778 | 12.947 | 283.7885 | 0.37162 | 0.37651 | 0.37574 | 0.37098 | 79.2153 | 61.7017 | 4.8647 | 105.2799
9 | 18 | 7 | 491.3496 | 488.6821 | 487.6373 | 486.4209 | 0 | 0 | 0 | 0 | 125.1432 | 181.4083 | 0 | 0 | 0 | 0 | 0 | 0 | 143.2577 | 146.5524 | 462.5704 | 463.7133 | 0 | 0 | 0 | 0 | 0 | -16.6579 | -74.9171 | -15.6808 | 0 | 0 | 0 | 0 | 222.9487 | 177.3793 | 99.984 | 38.3883 | 0.37194 | 0.38123 | 0.37528 | 0.36663 | 82.9229 | 67.6227 | 37.5224 | 14.0741
9 | 18 | 8 | 513.4849 | 511.0322 | 510.7287 | 510.6592 | 0 | 0 | 0 | 0 | 106.5505 | 132.0459 | 0 | 0 | 0 | 0 | 0 | 0 | 197.7428 | 306.0644 | 739.9279 | 755.2201 | 0 | 0 | 0 | 0 | 0 | -36.1695 | -144.5577 | -16.0542 | 0 | 0 | 0 | 0 | 209.1915 | 109.0915 | -84.6415 | -228.5068 | 0.36962 | 0.37552 | 0.37235 | 0.38036 | 77.3223 | 40.9663 | -31.5161 | -86.9158
9 | 18 | 9 | 538.8327 | 537.4713 | 538.8704 | 540.7761 | 0 | 0 | 0 | 0 | 83.1316 | 114.5535 | 0 | 0 | 0 | 0 | 0 | 0 | 260.6136 | 438.7917 | 961.1207 | 991.2613 | 0 | 0 | 0 | 0 | 0 | -54.8225 | -237.0695 | -177.1238 | 0 | 0 | 0 | 0 | 195.0875 | 38.9486 | -185.1808 | -273.3615 | 0.37229 | 0.38397 | 0.38397 | 0.17588 | 72.6293 | 14.9553 | -71.1047 | -48.0775
9 | 18 | 10 | 559.3475 | 558.4162 | 560.3157 | 562.5897 | 0 | 0 | 0 | 0 | 85.0398 | 117.4233 | 0 | 0 | 0 | 0 | 0 | 0 | 308.7518 | 525.3884 | 1126.1231 | 1167.4547 | 0 | 0 | 0 | 0 | 0 | -72.9604 | -382.474 | -355.6421 | 0 | 0 | 0 | 0 | 165.556 | -11.4352 | -183.3334 | -249.223 | 0.37171 | 0.38397 | 0.38397 | 0.17588 | 61.5392 | -4.3908 | -70.3954 | -43.8321
9 | 18 | 11 | 572.6621 | 571.9103 | 573.7611 | 575.6254 | 0 | 0 | 0 | 0 | 100.0114 | 112.4647 | 0 | 0 | 0 | 0 | 0 | 0 | 335.2694 | 570.0852 | 1201.8023 | 1249.6352 | 0 | 0 | 0 | 0 | 0 | -46.234 | -299.2903 | -351 | 0 | 0 | 0 | 0 | 137.3813 | -64.4056 | -328.7509 | -323.0099 | 0.37104 | 0.38397 | 0.38397 | 0.17588 | 50.9738 | -24.7301 | -126.232 | -56.8094
9 | 18 | 12 | 578.5567 | 577.9899 | 579.8493 | 581.4551 | 0 | 0 | 0 | 0 | 112.2981 | 120.8936 | 0 | 0 | 0 | 0 | 0 | 0 | 346.5717 | 586.9153 | 1228.8091 | 1279.8703 | 0 | 0 | 0 | 0 | 0 | -32.5177 | -203.3311 | -325.2463 | 0 | 0 | 0 | 0 | 119.6869 | -97.3013 | -445.6287 | -373.1689 | 0.37287 | 0.38397 | 0.38397 | 0.17588 | 44.6273 | -37.3612 | -171.1102 | -65.6312
9 | 18 | 13 | 590.1497 | 590.2995 | 592.9024 | 595.0483 | 0 | 0 | 0 | 0 | 136.7894 | 117.0209 | 0 | 0 | 0 | 0 | 0 | 0 | 358.534 | 592.1146 | 1238.6146 | 1289.5684 | 0 | 0 | 0 | 0 | 0 | -30.6254 | -190.2288 | -303.3409 | 0 | 0 | 0 | 0 | 94.8263 | -88.2106 | -455.4834 | -391.1792 | 0.37446 | 0.38065 | 0.38397 | 0.16813 | 35.5083 | -33.5778 | -174.8941 | -65.7691
9 | 18 | 14 | 597.1733 | 597.9125 | 601.2156 | 604.0044 | 0 | 0 | 0 | 0 | 137.5669 | 152.0765 | 0 | 0 | 0 | 0 | 0 | 0 | 378.4297 | 596.614 | 1239.5706 | 1288.4144 | 0 | 0 | 0 | 0 | 0 | -13.1535 | -159.5164 | -58.125 | 0 | 0 | 0 | 0 | 81.1767 | -137.6246 | -478.8387 | -626.285 | 0.37539 | 0.37471 | 0.37695 | 0.16849 | 30.4726 | -51.5698 | -180.4965 | -105.5234
9 | 18 | 15 | 600.8984 | 602.3521 | 606.4259 | 609.8568 | 0 | 0 | 0 | 0 | 145.5448 | 175.1562 | 0 | 0 | 0 | 0 | 0 | 0 | 376.4221 | 558.6444 | 1186.1637 | 1229.0234 | 0 | 0 | 0 | 0 | 0 | -3.1681 | -11.9072 | -29.9772 | 0 | 0 | 0 | 0 | 78.9315 | -128.2804 | -567.8306 | -589.1894 | 0.37558 | 0.37413 | 0.37546 | 0.16764 | 29.6448 | -47.9938 | -213.1984 | -98.7691
9 | 18 | 16 | 589.5952 | 592.8465 | 598.87 | 604.0459 | 0 | 0 | 0 | 0 | 134.1162 | 187.5777 | 0 | 0 | 0 | 0 | 0 | 0 | 377.3155 | 492.0624 | 1082.6823 | 1115.0241 | 0 | 0 | 0 | 0 | 0 | -5.4952 | -27.5354 | 2.364 | 0 | 0 | 0 | 0 | 78.1635 | -81.2985 | -456.2769 | -513.3422 | 0.38077 | 0.3675 | 0.37018 | 0.37865 | 29.7621 | -29.877 | -168.9044 | -194.3783
9 | 18 | 17 | 573.2103 | 578.6336 | 586.9646 | 594.164 | 0 | 0 | 0 | 0 | 143.2899 | 199.8598 | 0 | 0 | 0 | 0 | 0 | 0 | 360.1149 | 367.3495 | 838.47 | 854.7918 | 0 | 0 | 0 | 0 | 0 | -6.5233 | -33.4182 | -8.0386 | 0 | 0 | 0 | 0 | 69.8055 | 17.9477 | -218.0872 | -252.5892 | 0.38859 | 0.37976 | 0.38475 | 0.37375 | 27.1258 | 6.8158 | -83.9092 | -94.4043
9 | 18 | 18 | 559.1271 | 566.6392 | 577.2187 | 586.4144 | 0 | 0 | 0 | 0 | 166.2213 | 252.8899 | 0 | 0 | 0 | 0 | 0 | 0 | 310.1705 | 212.3095 | 555.8343 | 557.2271 | 0 | 0 | 0 | 0 | 0 | -8.9814 | -5.2738 | 0 | 0 | 0 | 0 | 0 | 82.7353 | 110.4211 | 26.6581 | 29.1873 | 0.39913 | 0.39052 | 0.39482 | 0.38967 | 33.022 | 43.1222 | 10.5253 | 11.3735
9 | 18 | 19 | 586.4059 | 596.5936 | 610.1919 | 622.002 | 0 | 0 | 0 | 0 | 183.908 | 283.4509 | 0 | 0 | 0 | 0 | 0 | 0 | 327.3076 | 153.9767 | 309.7034 | 309.7034 | 0 | 0 | 0 | 0 | 0 | 18.9887 | 209.989 | 301.0413 | 0 | 0 | 0 | 0 | 75.1903 | 140.1773 | 90.4995 | 11.2574 | 0.40014 | 0.39646 | 0.4013 | 0.39601 | 30.0863 | 55.5748 | 36.3175 | 4.458
9 | 18 | 20 | 584.3804 | 595.8575 | 610.7838 | 623.6698 | 0 | 0 | 0 | 0 | 181.376 | 279.8673 | 0 | 0 | 0 | 0 | 0 | 0 | 333.1263 | 155.9054 | 313.4293 | 313.4293 | 0 | 0 | 0 | 0 | 0 | 5.035 | 29.2043 | 263.6715 | 0 | 0 | 0 | 0 | 69.878 | 155.0498 | 268.1501 | 46.5689 | 0.39652 | 0.39181 | 0.39756 | 0.39343 | 27.7081 | 60.7507 | 106.6053 | 18.3217
9 | 18 | 21 | 550.88 | 562.3523 | 577.0448 | 589.6253 | 0 | 0 | 0 | 0 | 164.4862 | 285.8874 | 0 | 0 | 0 | 0 | 0 | 0 | 318.5228 | 145.4921 | 313.8928 | 313.8928 | 0 | 0 | 0 | 0 | 0 | 5.6835 | 50.8857 | 205.4782 | 0 | 0 | 0 | 0 | 67.871 | 125.2893 | 212.2664 | 70.2544 | 0.39092 | 0.38892 | 0.39029 | 0.38929 | 26.532 | 48.7275 | 82.8457 | 27.3491
9 | 18 | 22 | 503.2913 | 514.7968 | 529.3237 | 541.7652 | 0 | 0 | 0 | 0 | 177.319 | 281.482 | 0 | 0 | 0 | 0 | 0 | 0 | 292.4122 | 135.1206 | 317.5909 | 317.5909 | 0 | 0 | 0 | 0 | 0 | 10.1257 | 117.4324 | 312.4258 | 0 | 0 | 0 | 0 | 33.5601 | 88.0686 | 94.3003 | -88.2515 | 0.38531 | 0.3837 | 0.387 | 0.38422 | 12.9309 | 33.7919 | 36.4943 | -33.9078
9 | 18 | 23 | 456.2452 | 466.8838 | 480.249 | 491.6605 | 0 | 0 | 0 | 0 | 171.843 | 295.7463 | 0 | 0 | 0 | 0 | 0 | 0 | 277.5046 | 134.2331 | 321.762 | 321.762 | 0 | 0 | 0 | 0 | 0 | 9.5183 | 119.9604 | 123.0123 | 0 | 0 | 0 | 0 | 6.8977 | 27.3861 | 38.5266 | 46.8863 | 0.37862 | 0.38317 | 0.38456 | 0.38119 | 2.6116 | 10.4937 | 14.8158 | 17.8727
9 | 18 | 24 | 425.7683 | 434.1547 | 444.8633 | 453.8733 | 0 | 0 | 0 | 0 | 168.8774 | 281.2028 | 0 | 0 | 0 | 0 | 0 | 0 | 269.1977 | 138.5481 | 317.9287 | 317.9287 | 0 | 0 | 0 | 0 | 0 | 30.6336 | 187.6175 | 45.0205 | 0 | 0 | 0 | 0 | -12.3069 | -16.2298 | -60.6829 | 90.9241 | 0.37097 | 0.3792 | 0.38104 | 0.37743 | -4.5655 | -6.1544 | -23.1228 | 34.3175
9 | 19 | 1 | 404.784 | 410.9204 | 418.9874 | 425.576 | 0 | 0 | 0 | 0 | 125.9452 | 235.1679 | 0 | 0 | 0 | 0 | 0 | 0 | 267.5575 | 152.7552 | 324.6151 | 324.6151 | 0 | 0 | 0 | 0 | 0 | 43.563 | 89.7904 | 55.0191 | 0 | 0 | 0 | 0 | 11.2812 | -20.5656 | 4.5819 | 45.9417 | 0.37067 | 0.37067 | 0.37608 | 0.37093 | 4.1817 | -7.623 | 1.7232 | 17.0411
9 | 19 | 2 | 392.4992 | 396.4565 | 402.082 | 406.5269 | 0 | 0 | 0 | 0 | 103.087 | 252.0167 | 0 | 0 | 0 | 0 | 0 | 0 | 272.8785 | 167.5148 | 335.9098 | 335.9098 | 0 | 0 | 0 | 0 | 0 | 41.446 | 87.538 | 3.9565 | 0 | 0 | 0 | 0 | 16.5337 | -64.5211 | -21.3658 | 66.6605 | 0.36983 | 0.36895 | 0.37442 | 0.36801 | 6.1146 | -23.8048 | -7.9997 | 24.5319
9 | 19 | 3 | 388.2322 | 390.4303 | 394.1199 | 396.8785 | 0 | 0 | 0 | 0 | 90.1388 | 214.4989 | 0 | 0 | 0 | 0 | 0 | 0 | 269.9492 | 171.2052 | 350.667 | 350.667 | 0 | 0 | 0 | 0 | 0 | 27.353 | 80.5657 | -21.2643 | 0 | 0 | 0 | 0 | 28.1442 | -22.6269 | -37.1127 | 67.4758 | 0.37068 | 0.36878 | 0.37239 | 0.3659 | 10.4324 | -8.3444 | -13.8204 | 24.6894
9 | 19 | 4 | 395.7993 | 396.3438 | 398.2303 | 399.3766 | 0 | 0 | 0 | 0 | 97.1754 | 207.6918 | 0 | 0 | 0 | 0 | 0 | 0 | 247.4555 | 159.9139 | 348.8972 | 348.8972 | 0 | 0 | 0 | 0 | 0 | 4.7941 | 70.1956 | 0 | 0 | 0 | 0 | 0 | 51.1685 | 23.9439 | -20.8625 | 50.4794 | 0.3692 | 0.37208 | 0.37262 | 0.36651 | 18.8916 | 8.909 | -7.7737 | 18.501
9 | 19 | 5 | 423.6081 | 422.5079 | 422.673 | 422.2593 | 0 | 0 | 0 | 0 | 133.8149 | 237.2334 | 0 | 0 | 0 | 0 | 0 | 0 | 207.3608 | 136.2619 | 336.8163 | 336.8163 | 0 | 0 | 0 | 0 | 0 | 30.3823 | 28.872 | -107.4024 | 0 | 0 | 0 | 0 | 82.4323 | 18.6303 | 56.9847 | 192.8454 | 0.36849 | 0.37169 | 0.3739 | 0.36618 | 30.3754 | 6.9246 | 21.3064 | 70.6152
9 | 19 | 6 | 470.4237 | 468.8279 | 468.6733 | 468.006 | 0 | 0 | 0 | 0 | 140.2846 | 221.8664 | 0 | 0 | 0 | 0 | 0 | 0 | 189.3694 | 131.1495 | 342.933 | 342.9335 | 0 | 0 | 0 | 0 | 0 | 5.7317 | 154.736 | -117 | 0 | 0 | 0 | 0 | 140.7698 | 110.0803 | -28.9957 | 242.0725 | 0.37162 | 0.37651 | 0.37574 | 0.37098 | 52.3129 | 41.4464 | -10.8948 | 89.8041
9 | 19 | 7 | 499.1812 | 496.7701 | 496.0361 | 495.0887 | 0 | 0 | 0 | 0 | 125.1432 | 181.4083 | 0 | 0 | 0 | 0 | 0 | 0 | 213.6803 | 195.6912 | 494.4174 | 495.589 | 0 | 0 | 0 | 0 | 0 | -16.6579 | -74.9171 | -15.6808 | 0 | 0 | 0 | 0 | 160.3577 | 136.3286 | 76.5358 | 15.1805 | 0.37194 | 0.38123 | 0.37528 | 0.36663 | 59.643 | 51.9728 | 28.7226 | 5.5655
9 | 19 | 8 | 515.2978 | 512.9044 | 512.6729 | 512.6656 | 0 | 0 | 0 | 0 | 106.5505 | 132.0459 | 0 | 0 | 0 | 0 | 0 | 0 | 288.0458 | 323.3272 | 688.9364 | 702.4615 | 0 | 0 | 0 | 0 | 0 | -36.1695 | -144.5577 | -16.0542 | 0 | 0 | 0 | 0 | 120.7014 | 93.7009 | -31.7058 | -173.7417 | 0.36962 | 0.37552 | 0.37235 | 0.38036 | 44.6142 | 35.1868 | -11.8056 | -66.0851
9 | 19 | 9 | 531.4543 | 529.8513 | 530.9575 | 532.6099 | 0 | 0 | 0 | 0 | 83.1316 | 114.5535 | 0 | 0 | 0 | 0 | 0 | 0 | 406.6168 | 465.6033 | 827.2184 | 852.2976 | 0 | 0 | 0 | 0 | 0 | -54.8225 | -237.0695 | -177.1238 | 0 | 0 | 0 | 0 | 41.7059 | 4.517 | -59.1914 | -142.5639 | 0.37229 | 0.38397 | 0.38397 | 0.17588 | 15.5267 | 1.7344 | -22.728 | -25.0735
9 | 19 | 10 | 546.6573 | 545.3105 | 546.7064 | 548.5446 | 0 | 0 | 0 | 0 | 85.0398 | 117.4233 | 0 | 0 | 0 | 0 | 0 | 0 | 495.6444 | 562.6624 | 974.431 | 1008.4953 | 0 | 0 | 0 | 0 | 0 | -72.9604 | -382.474 | -355.6421 | 0 | 0 | 0 | 0 | -34.0269 | -61.8148 | -45.2507 | -104.3087 | 0.37171 | 0.38397 | 0.38397 | 0.17588 | -12.6482 | -23.7353 | -17.3751 | -18.3453
9 | 19 | 11 | 553.1554 | 551.7651 | 552.8416 | 554.0361 | 0 | 0 | 0 | 0 | 100.0114 | 112.4647 | 0 | 0 | 0 | 0 | 0 | 0 | 533.1675 | 589.6074 | 992.6025 | 1030.979 | 0 | 0 | 0 | 0 | 0 | -46.234 | -299.2903 | -351 | 0 | 0 | 0 | 0 | -80.0235 | -104.0731 | -140.4706 | -125.9429 | 0.37104 | 0.38397 | 0.38397 | 0.17588 | -29.6918 | -39.9614 | -53.9372 | -22.1502
9 | 19 | 12 | 551.9616 | 550.5242 | 551.3281 | 552.0206 | 0 | 0 | 0 | 0 | 112.2981 | 120.8936 | 0 | 0 | 0 | 0 | 0 | 0 | 541.1718 | 619.7192 | 1020.1477 | 1061.3157 | 0 | 0 | 0 | 0 | 0 | -32.5177 | -203.3311 | -325.2463 | 0 | 0 | 0 | 0 | -101.5082 | -157.5708 | -265.4885 | -184.0488 | 0.37287 | 0.38397 | 0.38397 | 0.17588 | -37.8491 | -60.5032 | -101.9409 | -32.3696
9 | 19 | 13 | 550.5562 | 549.4099 | 550.4414 | 551.2276 | 0 | 0 | 0 | 0 | 136.7894 | 117.0209 | 0 | 0 | 0 | 0 | 0 | 0 | 550.705 | 663.8858 | 1126.4013 | 1169.1427 | 0 | 0 | 0 | 0 | 0 | -30.6254 | -190.2288 | -303.3409 | 0 | 0 | 0 | 0 | -136.9382 | -200.8713 | -385.7311 | -314.5741 | 0.37446 | 0.38065 | 0.38397 | 0.16813 | -51.2774 | -76.4626 | -148.111 | -52.8894
9 | 19 | 14 | 546.8837 | 545.9767 | 547.2838 | 548.3458 | 0 | 0 | 0 | 0 | 137.5669 | 152.0765 | 0 | 0 | 0 | 0 | 0 | 0 | 539.0242 | 655.3461 | 1131.7563 | 1170.9124 | 0 | 0 | 0 | 0 | 0 | -13.1535 | -159.5164 | -58.125 | 0 | 0 | 0 | 0 | -129.7074 | -248.2925 | -424.9561 | -564.4416 | 0.37539 | 0.37471 | 0.37695 | 0.16849 | -48.6903 | -93.0385 | -160.1856 | -95.1033
9 | 19 | 15 | 541.2362 | 540.7369 | 542.4427 | 543.8249 | 0 | 0 | 0 | 0 | 145.5448 | 175.1562 | 0 | 0 | 0 | 0 | 0 | 0 | 515.7991 | 598.5522 | 1063.7474 | 1097.6825 | 0 | 0 | 0 | 0 | 0 | -3.1681 | -11.9072 | -29.9772 | 0 | 0 | 0 | 0 | -120.1078 | -229.8034 | -509.3976 | -523.8804 | 0.37558 | 0.37413 | 0.37546 | 0.16764 | -45.1097 | -85.9767 | -191.2591 | -87.821
9 | 19 | 16 | 534.8641 | 536.3238 | 540.175 | 543.4716 | 0 | 0 | 0 | 0 | 134.1162 | 187.5777 | 0 | 0 | 0 | 0 | 0 | 0 | 484.2524 | 567.0736 | 1059.6355 | 1086.6983 | 0 | 0 | 0 | 0 | 0 | -5.4952 | -27.5354 | 2.364 | 0 | 0 | 0 | 0 | -83.5045 | -212.8324 | -491.9252 | -545.5908 | 0.38077 | 0.3675 | 0.37018 | 0.37865 | -31.7958 | -78.2154 | -182.1007 | -206.5893
9 | 19 | 17 | 523.9179 | 527.7276 | 534.1021 | 539.609 | 0 | 0 | 0 | 0 | 143.2899 | 199.8598 | 0 | 0 | 0 | 0 | 0 | 0 | 420.5599 | 438.2373 | 855.2956 | 869.1317 | 0 | 0 | 0 | 0 | 0 | -6.5233 | -33.4182 | -8.0386 | 0 | 0 | 0 | 0 | -39.9319 | -103.8462 | -287.7753 | -321.4842 | 0.38859 | 0.37976 | 0.38475 | 0.37375 | -15.5172 | -39.4364 | -110.7217 | -120.1536
9 | 19 | 18 | 522.3617 | 528.6703 | 537.7905 | 545.7238 | 0 | 0 | 0 | 0 | 166.2213 | 252.8899 | 0 | 0 | 0 | 0 | 0 | 0 | 339.343 | 300.0968 | 594.6329 | 595.6822 | 0 | 0 | 0 | 0 | 0 | -8.9814 | -5.2738 | 0 | 0 | 0 | 0 | 0 | 16.7974 | -15.3351 | -51.5686 | -49.9584 | 0.39913 | 0.39052 | 0.39482 | 0.38967 | 6.7043 | -5.9887 | -20.3605 | -19.4674
9 | 19 | 19 | 555.1517 | 564.3163 | 576.6741 | 587.411 | 0 | 0 | 0 | 0 | 183.908 | 283.4509 | 0 | 0 | 0 | 0 | 0 | 0 | 290.8965 | 224.7254 | 405.7246 | 405.7246 | 0 | 0 | 0 | 0 | 0 | 18.9887 | 209.989 | 301.0413 | 0 | 0 | 0 | 0 | 80.3472 | 37.1513 | -39.0395 | -119.3548 | 0.40014 | 0.39646 | 0.4013 | 0.39601 | 32.1498 | 14.729 | -15.6665 | -47.2658
9 | 19 | 20 | 553.4706 | 563.9359 | 577.6353 | 589.46 | 0 | 0 | 0 | 0 | 181.376 | 279.8673 | 0 | 0 | 0 | 0 | 0 | 0 | 249.3926 | 213.882 | 419.9445 | 419.9445 | 0 | 0 | 0 | 0 | 0 | 5.035 | 29.2043 | 263.6715 | 0 | 0 | 0 | 0 | 122.702 | 65.1516 | 128.4865 | -94.156 | 0.39652 | 0.39181 | 0.39756 | 0.39343 | 48.6539 | 25.5273 | 51.0809 | -37.044
9 | 19 | 21 | 527.2762 | 537.9758 | 551.7315 | 563.5015 | 0 | 0 | 0 | 0 | 164.4862 | 285.8874 | 0 | 0 | 0 | 0 | 0 | 0 | 231.1689 | 203.5582 | 393.7643 | 393.7643 | 0 | 0 | 0 | 0 | 0 | 5.6835 | 50.8857 | 205.4782 | 0 | 0 | 0 | 0 | 131.6211 | 42.8468 | 107.0815 | -35.741 | 0.39092 | 0.38892 | 0.39029 | 0.38929 | 51.453 | 16.6639 | 41.793 | -13.9135
9 | 19 | 22 | 484.7817 | 495.6813 | 509.4735 | 521.2795 | 0 | 0 | 0 | 0 | 177.319 | 281.482 | 0 | 0 | 0 | 0 | 0 | 0 | 268.4148 | 227.9573 | 350.0149 | 350.0149 | 0 | 0 | 0 | 0 | 0 | 10.1257 | 117.4324 | 312.4258 | 0 | 0 | 0 | 0 | 39.0479 | -23.8837 | 42.0262 | -141.1612 | 0.38531 | 0.3837 | 0.387 | 0.38422 | 15.0454 | -9.1642 | 16.2642 | -54.2366
9 | 19 | 23 | 443.4462 | 453.6658 | 466.523 | 477.495 | 0 | 0 | 0 | 0 | 171.843 | 295.7463 | 0 | 0 | 0 | 0 | 0 | 0 | 297.0216 | 232.0281 | 272.9287 | 272.9287 | 0 | 0 | 0 | 0 | 0 | 9.5183 | 119.9604 | 123.0123 | 0 | 0 | 0 | 0 | -25.4183 | -83.6268 | 73.634 | 81.5541 | 0.37862 | 0.38317 | 0.38456 | 0.38119 | -9.624 | -32.0437 | 28.3166 | 31.0879
9 | 19 | 24 | 411.3014 | 419.2143 | 429.3487 | 437.862 | 0 | 0 | 0 | 0 | 168.8774 | 281.2028 | 0 | 0 | 0 | 0 | 0 | 0 | 257.7656 | 202.6301 | 234.2532 | 234.2532 | 0 | 0 | 0 | 0 | 0 | 30.6336 | 187.6175 | 45.0205 | 0 | 0 | 0 | 0 | -15.3416 | -95.2522 | 7.4781 | 158.5883 | 0.37097 | 0.3792 | 0.38104 | 0.37743 | -5.6912 | -36.1198 | 2.8495 | 59.8561
9 | 20 | 1 | 393.4897 | 399.2564 | 406.8751 | 413.0758 | 0 | 0 | 0 | 0 | 125.9452 | 235.1679 | 0 | 0 | 0 | 0 | 0 | 0 | 232.44 | 186.5941 | 220.815 | 220.815 | 0 | 0 | 0 | 0 | 0 | 43.563 | 89.7904 | 55.0191 | 0 | 0 | 0 | 0 | 35.1044 | -66.0685 | 96.2698 | 137.2418 | 0.37067 | 0.37067 | 0.37608 | 0.37093 | 13.0123 | -24.4896 | 36.2052 | 50.907
9 | 20 | 2 | 383.1628 | 386.8145 | 392.0694 | 396.1937 | 0 | 0 | 0 | 0 | 103.087 | 252.0167 | 0 | 0 | 0 | 0 | 0 | 0 | 210.0516 | 176.4496 | 224.277 | 224.277 | 0 | 0 | 0 | 0 | 0 | 41.446 | 87.538 | 3.9565 | 0 | 0 | 0 | 0 | 70.0243 | -83.0979 | 80.2544 | 167.9601 | 0.36983 | 0.36895 | 0.37442 | 0.36801 | 25.897 | -30.6587 | 30.0486 | 61.8114
9 | 20 | 3 | 378.7145 | 380.601 | 383.913 | 386.3447 | 0 | 0 | 0 | 0 | 90.1388 | 214.4989 | 0 | 0 | 0 | 0 | 0 | 0 | 168.3775 | 136.4185 | 208.9754 | 208.9754 | 0 | 0 | 0 | 0 | 0 | 27.353 | 80.5657 | -21.2643 | 0 | 0 | 0 | 0 | 120.1982 | 2.3306 | 94.3719 | 198.6336 | 0.37068 | 0.36878 | 0.37239 | 0.3659 | 44.5547 | 0.8595 | 35.1432 | 72.68
9 | 20 | 4 | 385.8647 | 386.084 | 387.5762 | 388.3813 | 0 | 0 | 0 | 0 | 97.1754 | 207.6918 | 0 | 0 | 0 | 0 | 0 | 0 | 141.9243 | 89.3511 | 171.095 | 171.095 | 0 | 0 | 0 | 0 | 0 | 4.7941 | 70.1956 | 0 | 0 | 0 | 0 | 0 | 146.765 | 84.2469 | 146.2855 | 217.2863 | 0.3692 | 0.37208 | 0.37262 | 0.36651 | 54.1863 | 31.3462 | 54.5086 | 79.6366
9 | 20 | 5 | 413.746 | 412.323 | 412.0966 | 411.3443 | 0 | 0 | 0 | 0 | 133.8149 | 237.2334 | 0 | 0 | 0 | 0 | 0 | 0 | 134.1954 | 69.2696 | 162.7732 | 162.7732 | 0 | 0 | 0 | 0 | 0 | 30.3823 | 28.872 | -107.4024 | 0 | 0 | 0 | 0 | 145.7356 | 75.4378 | 220.4514 | 355.9735 | 0.36849 | 0.37169 | 0.3739 | 0.36618 | 53.702 | 28.0391 | 82.4262 | 130.3486
9 | 20 | 6 | 463.7704 | 461.9568 | 461.5381 | 460.6423 | 0 | 0 | 0 | 0 | 140.2846 | 221.8664 | 0 | 0 | 0 | 0 | 0 | 0 | 131.7482 | 58.2735 | 160.9055 | 160.906 | 0 | 0 | 0 | 0 | 0 | 5.7317 | 154.736 | -117 | 0 | 0 | 0 | 0 | 191.7376 | 176.0852 | 145.8966 | 416.7364 | 0.37162 | 0.37651 | 0.37574 | 0.37098 | 71.2536 | 66.298 | 54.8188 | 154.6009
9 | 20 | 7 | 488.5396 | 485.7801 | 484.6238 | 483.3109 | 0 | 0 | 0 | 0 | 125.1432 | 181.4083 | 0 | 0 | 0 | 0 | 0 | 0 | 160.5918 | 112.5255 | 320.2124 | 320.9838 | 0 | 0 | 0 | 0 | 0 | -16.6579 | -74.9171 | -15.6808 | 0 | 0 | 0 | 0 | 202.8046 | 208.5043 | 239.3285 | 178.0078 | 0.37194 | 0.38123 | 0.37528 | 0.36663 | 75.4305 | 79.4885 | 89.8161 | 65.2622
9 | 20 | 8 | 503.7134 | 500.9409 | 500.2496 | 499.8445 | 0 | 0 | 0 | 0 | 106.5505 | 132.0459 | 0 | 0 | 0 | 0 | 0 | 0 | 239.3486 | 246.2469 | 625.0513 | 635.1088 | 0 | 0 | 0 | 0 | 0 | -36.1695 | -144.5577 | -16.0542 | 0 | 0 | 0 | 0 | 157.8143 | 158.8176 | 19.756 | -119.2101 | 0.36962 | 0.37552 | 0.37235 | 0.38036 | 58.332 | 59.6396 | 7.3561 | -45.3433
9 | 20 | 9 | 523.1512 | 521.2765 | 522.0531 | 523.4204 | 0 | 0 | 0 | 0 | 83.1316 | 114.5535 | 0 | 0 | 0 | 0 | 0 | 0 | 298.1999 | 352.5017 | 803.1578 | 823.4993 | 0 | 0 | 0 | 0 | 0 | -54.8225 | -237.0695 | -177.1238 | 0 | 0 | 0 | 0 | 141.8197 | 109.0438 | -44.0351 | -122.9552 | 0.37229 | 0.38397 | 0.38397 | 0.17588 | 52.7982 | 41.8701 | -16.9084 | -21.6248
9 | 20 | 10 | 536.9221 | 535.2567 | 536.2661 | 537.77 | 0 | 0 | 0 | 0 | 85.0398 | 117.4233 | 0 | 0 | 0 | 0 | 0 | 0 | 323.1923 | 401.4056 | 853.7576 | 879.9272 | 0 | 0 | 0 | 0 | 0 | -72.9604 | -382.474 | -355.6421 | 0 | 0 | 0 | 0 | 128.69 | 89.3881 | 64.9824 | 13.4849 | 0.37171 | 0.38397 | 0.38397 | 0.17588 | 47.8357 | 34.3228 | 24.9516 | 2.3717
9 | 20 | 11 | 544.6892 | 543.0218 | 543.7622 | 544.666 | 0 | 0 | 0 | 0 | 100.0114 | 112.4647 | 0 | 0 | 0 | 0 | 0 | 0 | 360.7348 | 472.0247 | 993.804 | 1026.9906 | 0 | 0 | 0 | 0 | 0 | -46.234 | -299.2903 | -351 | 0 | 0 | 0 | 0 | 83.943 | 4.7663 | -150.7514 | -131.3246 | 0.37104 | 0.38397 | 0.38397 | 0.17588 | 31.1461 | 1.8302 | -57.8848 | -23.0967
9 | 20 | 12 | 537.9661 | 536.0706 | 536.3189 | 536.5309 | 0 | 0 | 0 | 0 | 112.2981 | 120.8936 | 0 | 0 | 0 | 0 | 0 | 0 | 384.6619 | 480.7973 | 984.7859 | 1018.9273 | 0 | 0 | 0 | 0 | 0 | -32.5177 | -203.3311 | -325.2463 | 0 | 0 | 0 | 0 | 41.0061 | -33.1026 | -245.1358 | -157.1501 | 0.37287 | 0.38397 | 0.38397 | 0.17588 | 15.2898 | -12.7106 | -94.126 | -27.6388
9 | 20 | 13 | 538.2104 | 536.66 | 537.2014 | 537.5638 | 0 | 0 | 0 | 0 | 136.7894 | 117.0209 | 0 | 0 | 0 | 0 | 0 | 0 | 410.6955 | 521.3392 | 1023.321 | 1060.0374 | 0 | 0 | 0 | 0 | 0 | -30.6254 | -190.2288 | -303.3409 | 0 | 0 | 0 | 0 | -9.2745 | -71.0746 | -295.8908 | -219.1327 | 0.37446 | 0.38065 | 0.38397 | 0.16813 | -3.4729 | -27.0549 | -113.6146 | -36.8428
9 | 20 | 14 | 538.4538 | 537.2708 | 538.2433 | 539.0159 | 0 | 0 | 0 | 0 | 137.5669 | 152.0765 | 0 | 0 | 0 | 0 | 0 | 0 | 423.104 | 520.4136 | 1029.7175 | 1065.1084 | 0 | 0 | 0 | 0 | 0 | -13.1535 | -159.5164 | -58.125 | 0 | 0 | 0 | 0 | -22.2171 | -122.0659 | -331.9579 | -467.9676 | 0.37539 | 0.37471 | 0.37695 | 0.16849 | -8.34 | -45.7397 | -125.1303 | -78.8483
9 | 20 | 15 | 534.5285 | 533.8097 | 535.2492 | 536.4011 | 0 | 0 | 0 | 0 | 145.5448 | 175.1562 | 0 | 0 | 0 | 0 | 0 | 0 | 412.4365 | 461.3816 | 930.6118 | 960.5939 | 0 | 0 | 0 | 0 | 0 | -3.1681 | -11.9072 | -29.9772 | 0 | 0 | 0 | 0 | -23.4529 | -99.56 | -383.4555 | -394.2156 | 0.37558 | 0.37413 | 0.37546 | 0.16764 | -8.8084 | -37.2485 | -143.9727 | -66.0846
9 | 20 | 16 | 528.7547 | 530.0144 | 533.6231 | 536.7099 | 0 | 0 | 0 | 0 | 134.1162 | 187.5777 | 0 | 0 | 0 | 0 | 0 | 0 | 380.1789 | 419.9462 | 838.5701 | 861.1136 | 0 | 0 | 0 | 0 | 0 | -5.4952 | -27.5354 | 2.364 | 0 | 0 | 0 | 0 | 14.4595 | -72.0144 | -277.4116 | -326.7678 | 0.38077 | 0.3675 | 0.37018 | 0.37865 | 5.5057 | -26.4651 | -102.6922 | -123.7315
9 | 20 | 17 | 517.3915 | 520.9875 | 527.1031 | 532.3858 | 0 | 0 | 0 | 0 | 143.2899 | 199.8598 | 0 | 0 | 0 | 0 | 0 | 0 | 325.2017 | 300.735 | 617.7749 | 630.4363 | 0 | 0 | 0 | 0 | 0 | -6.5233 | -33.4182 | -8.0386 | 0 | 0 | 0 | 0 | 48.8998 | 26.9161 | -57.2536 | -90.0119 | 0.38859 | 0.37976 | 0.38475 | 0.37375 | 19.002 | 10.2216 | -22.0284 | -33.6416
9 | 20 | 18 | 516.8143 | 522.9412 | 531.8413 | 539.5841 | 0 | 0 | 0 | 0 | 166.2213 | 252.8899 | 0 | 0 | 0 | 0 | 0 | 0 | 262.698 | 166.5117 | 358.4045 | 359.6341 | 0 | 0 | 0 | 0 | 0 | -8.9814 | -5.2738 | 0 | 0 | 0 | 0 | 0 | 87.895 | 112.521 | 178.7106 | 179.95 | 0.39913 | 0.39052 | 0.39482 | 0.38967 | 35.0814 | 43.9422 | 70.5593 | 70.1217
9 | 20 | 19 | 553.7014 | 562.8185 | 575.1187 | 585.8059 | 0 | 0 | 0 | 0 | 183.908 | 283.4509 | 0 | 0 | 0 | 0 | 0 | 0 | 256.846 | 119.0942 | 198.2007 | 198.2007 | 0 | 0 | 0 | 0 | 0 | 18.9887 | 209.989 | 301.0413 | 0 | 0 | 0 | 0 | 112.9474 | 141.2847 | 166.929 | 86.5639 | 0.40014 | 0.39646 | 0.4013 | 0.39601 | 45.1943 | 56.0139 | 66.9886 | 34.2802
9 | 20 | 20 | 556.1899 | 566.7443 | 580.5516 | 592.4696 | 0 | 0 | 0 | 0 | 181.376 | 279.8673 | 0 | 0 | 0 | 0 | 0 | 0 | 251.2265 | 123.4873 | 241.4728 | 241.4728 | 0 | 0 | 0 | 0 | 0 | 5.035 | 29.2043 | 263.6715 | 0 | 0 | 0 | 0 | 123.5875 | 158.3547 | 309.8745 | 87.3253 | 0.39652 | 0.39181 | 0.39756 | 0.39343 | 49.005 | 62.0456 | 123.1932 | 34.3566
9 | 20 | 21 | 525.0826 | 535.7104 | 549.379 | 561.0737 | 0 | 0 | 0 | 0 | 164.4862 | 285.8874 | 0 | 0 | 0 | 0 | 0 | 0 | 251.7824 | 132.9982 | 264.5541 | 264.5541 | 0 | 0 | 0 | 0 | 0 | 5.6835 | 50.8857 | 205.4782 | 0 | 0 | 0 | 0 | 108.814 | 111.1414 | 233.9392 | 91.0415 | 0.39092 | 0.38892 | 0.39029 | 0.38929 | 42.5373 | 43.225 | 91.3044 | 35.4412
9 | 20 | 22 | 483.4583 | 494.3145 | 508.0542 | 519.8148 | 0 | 0 | 0 | 0 | 177.319 | 281.482 | 0 | 0 | 0 | 0 | 0 | 0 | 217.0495 | 121.866 | 266.3816 | 266.3816 | 0 | 0 | 0 | 0 | 0 | 10.1257 | 117.4324 | 312.4258 | 0 | 0 | 0 | 0 | 89.0898 | 80.8409 | 124.2403 | -58.9926 | 0.38531 | 0.3837 | 0.387 | 0.38422 | 34.3268 | 31.0186 | 48.0811 | -22.666
9 | 20 | 23 | 437.6813 | 447.7121 | 460.3405 | 471.1146 | 0 | 0 | 0 | 0 | 171.843 | 295.7463 | 0 | 0 | 0 | 0 | 0 | 0 | 169.7169 | 87.3772 | 254.7722 | 254.7722 | 0 | 0 | 0 | 0 | 0 | 9.5183 | 119.9604 | 123.0123 | 0 | 0 | 0 | 0 | 96.1214 | 55.0704 | 85.6079 | 93.3301 | 0.37862 | 0.38317 | 0.38456 | 0.38119 | 36.3939 | 21.1016 | 32.9213 | 35.5768
9 | 20 | 24 | 408.3283 | 416.1438 | 426.1602 | 434.5714 | 0 | 0 | 0 | 0 | 168.8774 | 281.2028 | 0 | 0 | 0 | 0 | 0 | 0 | 124.3573 | 53.9546 | 249.5596 | 249.5596 | 0 | 0 | 0 | 0 | 0 | 30.6336 | 187.6175 | 45.0205 | 0 | 0 | 0 | 0 | 115.0936 | 50.3528 | -11.0168 | 139.9913 | 0.37097 | 0.3792 | 0.38104 | 0.37743 | 42.6961 | 19.0939 | -4.1979 | 52.837
9 | 21 | 1 | 389.5739 | 395.2124 | 402.6756 | 408.7419 | 0 | 0 | 0 | 0 | 125.9452 | 235.1679 | 0 | 0 | 0 | 0 | 0 | 0 | 96.7831 | 42.4571 | 268.8862 | 268.8862 | 0 | 0 | 0 | 0 | 0 | 43.563 | 89.7904 | 55.0191 | 0 | 0 | 0 | 0 | 166.8455 | 74.0244 | 43.999 | 84.8366 | 0.37067 | 0.37067 | 0.37608 | 0.37093 | 61.8453 | 27.4386 | 16.5472 | 31.4684
9 | 21 | 2 | 379.7365 | 383.2759 | 388.3949 | 392.4015 | 0 | 0 | 0 | 0 | 103.087 | 252.0167 | 0 | 0 | 0 | 0 | 0 | 0 | 77.814 | 32.2962 | 271.6905 | 271.6905 | 0 | 0 | 0 | 0 | 0 | 41.446 | 87.538 | 3.9565 | 0 | 0 | 0 | 0 | 198.8354 | 57.517 | 29.1664 | 116.7544 | 0.36983 | 0.36895 | 0.37442 | 0.36801 | 73.535 | 21.2207 | 10.9204 | 42.967
9 | 21 | 3 | 375.542 | 377.3246 | 380.5106 | 382.8334 | 0 | 0 | 0 | 0 | 90.1388 | 214.4989 | 0 | 0 | 0 | 0 | 0 | 0 | 74.779 | 34.9351 | 268.4686 | 268.4686 | 0 | 0 | 0 | 0 | 0 | 27.353 | 80.5657 | -21.2643 | 0 | 0 | 0 | 0 | 210.6241 | 100.5376 | 31.4763 | 135.6291 | 0.37068 | 0.36878 | 0.37239 | 0.3659 | 78.0734 | 37.0767 | 11.7215 | 49.6267
9 | 21 | 4 | 382.9097 | 383.0322 | 384.4072 | 385.1109 | 0 | 0 | 0 | 0 | 97.1754 | 207.6918 | 0 | 0 | 0 | 0 | 0 | 0 | 74.9898 | 43.5447 | 268.2739 | 268.2739 | 0 | 0 | 0 | 0 | 0 | 4.7941 | 70.1956 | 0 | 0 | 0 | 0 | 0 | 210.7445 | 127.0016 | 45.9376 | 116.8369 | 0.3692 | 0.37208 | 0.37262 | 0.36651 | 77.8078 | 47.2542 | 17.1172 | 42.8213
9 | 21 | 5 | 408.2348 | 406.6314 | 406.1863 | 405.2447 | 0 | 0 | 0 | 0 | 133.8149 | 237.2334 | 0 | 0 | 0 | 0 | 0 | 0 | 73.2395 | 59.6087 | 280.9859 | 280.9859 | 0 | 0 | 0 | 0 | 0 | 30.3823 | 28.872 | -107.4024 | 0 | 0 | 0 | 0 | 201.1803 | 79.407 | 96.3284 | 231.6612 | 0.36849 | 0.37169 | 0.3739 | 0.36618 | 74.1328 | 29.5144 | 36.0169 | 84.8286
9 | 21 | 6 | 455.3043 | 453.2134 | 452.4588 | 451.2723 | 0 | 0 | 0 | 0 | 140.2846 | 221.8664 | 0 | 0 | 0 | 0 | 0 | 0 | 69.8681 | 75.9166 | 286.4041 | 286.4045 | 0 | 0 | 0 | 0 | 0 | 5.7317 | 154.736 | -117 | 0 | 0 | 0 | 0 | 245.1516 | 149.6988 | 11.3187 | 281.8678 | 0.37162 | 0.37651 | 0.37574 | 0.37098 | 91.1033 | 56.3632 | 4.2528 | 104.5673
9 | 21 | 7 | 478.2243 | 475.1271 | 473.5613 | 471.8943 | 0 | 0 | 0 | 0 | 125.1432 | 181.4083 | 0 | 0 | 0 | 0 | 0 | 0 | 80.8021 | 119.3259 | 360.0988 | 360.6192 | 0 | 0 | 0 | 0 | 0 | -16.6579 | -74.9171 | -15.6808 | 0 | 0 | 0 | 0 | 272.2789 | 191.0508 | 188.3796 | 126.9558 | 0.37194 | 0.38123 | 0.37528 | 0.36663 | 101.2706 | 72.8347 | 70.6958 | 46.5452
9 | 21 | 8 | 498.2385 | 495.2867 | 494.3781 | 493.785 | 0 | 0 | 0 | 0 | 106.5505 | 132.0459 | 0 | 0 | 0 | 0 | 0 | 0 | 118.5532 | 231.2311 | 567.3951 | 575.9186 | 0 | 0 | 0 | 0 | 0 | -36.1695 | -144.5577 | -16.0542 | 0 | 0 | 0 | 0 | 273.1348 | 168.1793 | 71.5407 | -66.0794 | 0.36962 | 0.37552 | 0.37235 | 0.38036 | 100.9573 | 63.1552 | 26.638 | -25.1342
9 | 21 | 9 | 513.5067 | 511.3162 | 511.7101 | 512.7461 | 0 | 0 | 0 | 0 | 83.1316 | 114.5535 | 0 | 0 | 0 | 0 | 0 | 0 | 149.0548 | 318.5621 | 783.494 | 800.0697 | 0 | 0 | 0 | 0 | 0 | -54.8225 | -237.0695 | -177.1238 | 0 | 0 | 0 | 0 | 281.3203 | 133.0231 | -34.7145 | -110.1998 | 0.37229 | 0.38397 | 0.38397 | 0.17588 | 104.733 | 51.0775 | -13.3295 | -19.3814
9 | 21 | 10 | 535.5806 | 533.8712 | 534.8274 | 536.2853 | 0 | 0 | 0 | 0 | 85.0398 | 117.4233 | 0 | 0 | 0 | 0 | 0 | 0 | 186.4461 | 378.0848 | 913.3469 | 937.7351 | 0 | 0 | 0 | 0 | 0 | -72.9604 | -382.474 | -355.6421 | 0 | 0 | 0 | 0 | 264.0947 | 111.3234 | 3.9544 | -45.8077 | 0.37171 | 0.38397 | 0.38397 | 0.17588 | 98.1673 | 42.7454 | 1.5184 | -8.0564
9 | 21 | 11 | 551.0162 | 549.5559 | 550.5474 | 551.6685 | 0 | 0 | 0 | 0 | 100.0114 | 112.4647 | 0 | 0 | 0 | 0 | 0 | 0 | 206.9597 | 405.917 | 1014.6833 | 1042.9403 | 0 | 0 | 0 | 0 | 0 | -46.234 | -299.2903 | -351 | 0 | 0 | 0 | 0 | 244.0451 | 77.4082 | -164.8455 | -140.2718 | 0.37104 | 0.38397 | 0.38397 | 0.17588 | 90.5502 | 29.7228 | -63.2965 | -24.6703
9 | 21 | 12 | 550.2756 | 548.7831 | 549.52 | 550.1547 | 0 | 0 | 0 | 0 | 112.2981 | 120.8936 | 0 | 0 | 0 | 0 | 0 | 0 | 252.9019 | 434.096 | 956.6832 | 987.5351 | 0 | 0 | 0 | 0 | 0 | -32.5177 | -203.3311 | -325.2463 | 0 | 0 | 0 | 0 | 185.0756 | 26.3112 | -203.8321 | -112.1342 | 0.37287 | 0.38397 | 0.38397 | 0.17588 | 69.0087 | 10.1028 | -78.2664 | -19.7216
9 | 21 | 13 | 554.3814 | 553.3604 | 554.5436 | 555.4612 | 0 | 0 | 0 | 0 | 136.7894 | 117.0209 | 0 | 0 | 0 | 0 | 0 | 0 | 267.3847 | 382.447 | 828.4217 | 854.3183 | 0 | 0 | 0 | 0 | 0 | -30.6254 | -190.2288 | -303.3409 | 0 | 0 | 0 | 0 | 150.2073 | 84.5178 | -83.6493 | 4.4838 | 0.37446 | 0.38065 | 0.38397 | 0.16813 | 56.2461 | 32.1721 | -32.1192 | 0.75387
9 | 21 | 14 | 552.5399 | 551.8181 | 553.3497 | 554.6059 | 0 | 0 | 0 | 0 | 137.5669 | 152.0765 | 0 | 0 | 0 | 0 | 0 | 0 | 261.2071 | 313.5587 | 628.4415 | 650.4191 | 0 | 0 | 0 | 0 | 0 | -13.1535 | -159.5164 | -58.125 | 0 | 0 | 0 | 0 | 153.7659 | 99.3363 | 84.4245 | -37.6882 | 0.37539 | 0.37471 | 0.37695 | 0.16849 | 57.7215 | 37.2226 | 31.8235 | -6.3501
9 | 21 | 15 | 545.9316 | 545.586 | 547.4781 | 549.0216 | 0 | 0 | 0 | 0 | 145.5448 | 175.1562 | 0 | 0 | 0 | 0 | 0 | 0 | 251.8069 | 292.3443 | 523.5546 | 540.8361 | 0 | 0 | 0 | 0 | 0 | -3.1681 | -11.9072 | -29.9772 | 0 | 0 | 0 | 0 | 148.5799 | 81.2536 | 35.8307 | 38.1626 | 0.37558 | 0.37413 | 0.37546 | 0.16764 | 55.8032 | 30.3995 | 13.453 | 6.3974
9 | 21 | 16 | 538.9612 | 540.5551 | 544.5688 | 548.0061 | 0 | 0 | 0 | 0 | 134.1162 | 187.5777 | 0 | 0 | 0 | 0 | 0 | 0 | 239.2274 | 272.1132 | 452.4666 | 466.7342 | 0 | 0 | 0 | 0 | 0 | -5.4952 | -27.5354 | 2.364 | 0 | 0 | 0 | 0 | 165.6177 | 86.3593 | 119.6376 | 78.9079 | 0.38077 | 0.3675 | 0.37018 | 0.37865 | 63.0617 | 31.7368 | 44.2874 | 29.8787
9 | 21 | 17 | 525.9846 | 529.8619 | 536.3185 | 541.8963 | 0 | 0 | 0 | 0 | 143.2899 | 199.8598 | 0 | 0 | 0 | 0 | 0 | 0 | 228.2685 | 223.4317 | 335.7614 | 343.1592 | 0 | 0 | 0 | 0 | 0 | -6.5233 | -33.4182 | -8.0386 | 0 | 0 | 0 | 0 | 154.4261 | 113.0938 | 233.9753 | 206.7756 | 0.38859 | 0.37976 | 0.38475 | 0.37375 | 60.0085 | 42.9482 | 90.0221 | 77.2816
9 | 21 | 18 | 530.2115 | 536.777 | 546.2089 | 554.4117 | 0 | 0 | 0 | 0 | 166.2213 | 252.8899 | 0 | 0 | 0 | 0 | 0 | 0 | 193.3365 | 150.9015 | 269.0626 | 269.6137 | 0 | 0 | 0 | 0 | 0 | -8.9814 | -5.2738 | 0 | 0 | 0 | 0 | 0 | 170.6537 | 141.967 | 282.42 | 284.798 | 0.39913 | 0.39052 | 0.39482 | 0.38967 | 68.1127 | 55.4417 | 111.5063 | 110.9781
9 | 21 | 19 | 551.8523 | 560.9088 | 573.1356 | 583.7593 | 0 | 0 | 0 | 0 | 183.908 | 283.4509 | 0 | 0 | 0 | 0 | 0 | 0 | 162.5607 | 110.2744 | 292.5391 | 292.5391 | 0 | 0 | 0 | 0 | 0 | 18.9887 | 209.989 | 301.0413 | 0 | 0 | 0 | 0 | 205.3835 | 148.1948 | 70.6076 | -9.821 | 0.40014 | 0.39646 | 0.4013 | 0.39601 | 82.1813 | 58.7534 | 28.3348 | -3.8892
9 | 21 | 20 | 542.0313 | 552.1221 | 565.3675 | 576.7994 | 0 | 0 | 0 | 0 | 181.376 | 279.8673 | 0 | 0 | 0 | 0 | 0 | 0 | 171.0954 | 98.1657 | 291.3273 | 291.3273 | 0 | 0 | 0 | 0 | 0 | 5.035 | 29.2043 | 263.6715 | 0 | 0 | 0 | 0 | 189.5599 | 169.0542 | 244.8359 | 21.8005 | 0.39652 | 0.39181 | 0.39756 | 0.39343 | 75.1644 | 66.2378 | 97.3365 | 8.577
9 | 21 | 21 | 518.955 | 529.3823 | 542.8077 | 554.2919 | 0 | 0 | 0 | 0 | 164.4862 | 285.8874 | 0 | 0 | 0 | 0 | 0 | 0 | 213.5373 | 100.6674 | 283.3735 | 283.3735 | 0 | 0 | 0 | 0 | 0 | 5.6835 | 50.8857 | 205.4782 | 0 | 0 | 0 | 0 | 140.9315 | 137.144 | 208.5485 | 65.4403 | 0.39092 | 0.38892 | 0.39029 | 0.38929 | 55.0926 | 53.338 | 81.3947 | 25.475
9 | 21 | 22 | 482.8601 | 493.6967 | 507.4126 | 519.1526 | 0 | 0 | 0 | 0 | 177.319 | 281.482 | 0 | 0 | 0 | 0 | 0 | 0 | 231.9419 | 99.8919 | 285.3134 | 285.3134 | 0 | 0 | 0 | 0 | 0 | 10.1257 | 117.4324 | 312.4258 | 0 | 0 | 0 | 0 | 73.5991 | 102.1972 | 104.6668 | -78.5866 | 0.38531 | 0.3837 | 0.387 | 0.38422 | 28.3582 | 39.213 | 40.5061 | -30.1944
9 | 21 | 23 | 444.1351 | 454.3773 | 467.2618 | 478.2575 | 0 | 0 | 0 | 0 | 171.843 | 295.7463 | 0 | 0 | 0 | 0 | 0 | 0 | 215.9074 | 89.2968 | 301.2234 | 301.2234 | 0 | 0 | 0 | 0 | 0 | 9.5183 | 119.9604 | 123.0123 | 0 | 0 | 0 | 0 | 56.3848 | 59.8159 | 46.078 | 54.0218 | 0.37862 | 0.38317 | 0.38456 | 0.38119 | 21.3487 | 22.9199 | 17.7197 | 20.5928
9 | 21 | 24 | 413.4225 | 421.4048 | 431.6234 | 440.2095 | 0 | 0 | 0 | 0 | 168.8774 | 281.2028 | 0 | 0 | 0 | 0 | 0 | 0 | 240.5249 | 103.3689 | 318.4583 | 318.4583 | 0 | 0 | 0 | 0 | 0 | 30.6336 | 187.6175 | 45.0205 | 0 | 0 | 0 | 0 | 4.0201 | 6.1994 | -74.4524 | 76.7306 | 0.37097 | 0.3792 | 0.38104 | 0.37743 | 1.4913 | 2.3508 | -28.3696 | 28.9605
9 | 22 | 1 | 392.2388 | 397.9646 | 405.5336 | 411.6914 | 0 | 0 | 0 | 0 | 125.9452 | 235.1679 | 0 | 0 | 0 | 0 | 0 | 0 | 232.4296 | 97.2248 | 325.421 | 325.421 | 0 | 0 | 0 | 0 | 0 | 43.563 | 89.7904 | 55.0191 | 0 | 0 | 0 | 0 | 33.864 | 22.0089 | -9.6778 | 31.2513 | 0.37067 | 0.37067 | 0.37608 | 0.37093 | 12.5525 | 8.158 | -3.6396 | 11.592
9 | 22 | 2 | 378.9025 | 382.4147 | 387.5006 | 391.4786 | 0 | 0 | 0 | 0 | 103.087 | 252.0167 | 0 | 0 | 0 | 0 | 0 | 0 | 216.0147 | 89.6275 | 310.0463 | 310.0463 | 0 | 0 | 0 | 0 | 0 | 41.446 | 87.538 | 3.9565 | 0 | 0 | 0 | 0 | 59.8008 | -0.6755 | -10.0836 | 77.4758 | 0.36983 | 0.36895 | 0.37442 | 0.36801 | 22.116 | -0.24922 | -3.7755 | 28.512
9 | 22 | 3 | 370.5384 | 372.1573 | 375.1447 | 377.2957 | 0 | 0 | 0 | 0 | 90.1388 | 214.4989 | 0 | 0 | 0 | 0 | 0 | 0 | 205.661 | 88.2308 | 277.406 | 277.406 | 0 | 0 | 0 | 0 | 0 | 27.353 | 80.5657 | -21.2643 | 0 | 0 | 0 | 0 | 74.7385 | 42.0746 | 17.1729 | 121.1539 | 0.37068 | 0.36878 | 0.37239 | 0.3659 | 27.7038 | 15.5164 | 6.395 | 44.3302
9 | 22 | 4 | 370.999 | 370.7317 | 371.6338 | 371.9286 | 0 | 0 | 0 | 0 | 97.1754 | 207.6918 | 0 | 0 | 0 | 0 | 0 | 0 | 176.2142 | 65.2638 | 242.3276 | 242.3276 | 0 | 0 | 0 | 0 | 0 | 4.7941 | 70.1956 | 0 | 0 | 0 | 0 | 0 | 97.6094 | 92.9819 | 59.1106 | 129.601 | 0.3692 | 0.37208 | 0.37262 | 0.36651 | 36.0378 | 34.5963 | 22.0257 | 47.4994
9 | 22 | 5 | 380.8058 | 378.3045 | 376.7707 | 374.8873 | 0 | 0 | 0 | 0 | 133.8149 | 237.2334 | 0 | 0 | 0 | 0 | 0 | 0 | 161.5139 | 53.1069 | 214.226 | 214.226 | 0 | 0 | 0 | 0 | 0 | 30.3823 | 28.872 | -107.4024 | 0 | 0 | 0 | 0 | 85.477 | 57.582 | 133.6727 | 268.0637 | 0.36849 | 0.37169 | 0.3739 | 0.36618 | 31.4974 | 21.4024 | 49.9799 | 98.1583
9 | 22 | 6 | 394.645 | 390.5685 | 387.4062 | 384.1368 | 0 | 0 | 0 | 0 | 140.2846 | 221.8664 | 0 | 0 | 0 | 0 | 0 | 0 | 162.0205 | 51.2868 | 183.8857 | 183.8863 | 0 | 0 | 0 | 0 | 0 | 5.7317 | 154.736 | -117 | 0 | 0 | 0 | 0 | 92.3399 | 111.6837 | 48.7846 | 317.2505 | 0.37162 | 0.37651 | 0.37574 | 0.37098 | 34.3154 | 42.0501 | 18.3302 | 117.6936
9 | 22 | 7 | 409.2438 | 403.8886 | 399.585 | 395.5493 | 0 | 0 | 0 | 0 | 125.1432 | 181.4083 | 0 | 0 | 0 | 0 | 0 | 0 | 182.9587 | 84.307 | 209.3974 | 210.2586 | 0 | 0 | 0 | 0 | 0 | -16.6579 | -74.9171 | -15.6808 | 0 | 0 | 0 | 0 | 101.1419 | 154.8313 | 265.1047 | 200.9714 | 0.37194 | 0.38123 | 0.37528 | 0.36663 | 37.6184 | 59.0267 | 99.4895 | 73.6812
9 | 22 | 8 | 438.2681 | 433.3533 | 430.0644 | 427.412 | 0 | 0 | 0 | 0 | 106.5505 | 132.0459 | 0 | 0 | 0 | 0 | 0 | 0 | 240.1084 | 174.1408 | 375.2065 | 384.9801 | 0 | 0 | 0 | 0 | 0 | -36.1695 | -144.5577 | -16.0542 | 0 | 0 | 0 | 0 | 91.6091 | 163.3361 | 199.4156 | 58.4861 | 0.36962 | 0.37552 | 0.37235 | 0.38036 | 33.861 | 61.3364 | 74.252 | 22.246
9 | 22 | 9 | 466.3172 | 462.582 | 461.1028 | 460.5185 | 0 | 0 | 0 | 0 | 83.1316 | 114.5535 | 0 | 0 | 0 | 0 | 0 | 0 | 277.2517 | 246.7287 | 467.5147 | 485.0315 | 0 | 0 | 0 | 0 | 0 | -54.8225 | -237.0695 | -177.1238 | 0 | 0 | 0 | 0 | 105.9339 | 156.1223 | 230.6577 | 152.6108 | 0.37229 | 0.38397 | 0.38397 | 0.17588 | 39.4382 | 59.947 | 88.5667 | 26.8405
9 | 22 | 10 | 482.1729 | 478.7152 | 477.5516 | 477.1756 | 0 | 0 | 0 | 0 | 85.0398 | 117.4233 | 0 | 0 | 0 | 0 | 0 | 0 | 263.8552 | 283.943 | 644.3049 | 668.0669 | 0 | 0 | 0 | 0 | 0 | -72.9604 | -382.474 | -355.6421 | 0 | 0 | 0 | 0 | 133.2779 | 150.3092 | 215.7206 | 164.7507 | 0.37171 | 0.38397 | 0.38397 | 0.17588 | 49.5411 | 57.7149 | 82.8313 | 28.9756
9 | 22 | 11 | 485.0089 | 481.3879 | 479.7595 | 478.6141 | 0 | 0 | 0 | 0 | 100.0114 | 112.4647 | 0 | 0 | 0 | 0 | 0 | 0 | 281.5993 | 351.1154 | 710.8777 | 736.673 | 0 | 0 | 0 | 0 | 0 | -46.234 | -299.2903 | -351 | 0 | 0 | 0 | 0 | 103.3981 | 64.0417 | 68.1721 | 92.9411 | 0.37104 | 0.38397 | 0.38397 | 0.17588 | 38.3647 | 24.5904 | 26.1764 | 16.346
9 | 22 | 12 | 480.4431 | 476.6646 | 474.6298 | 472.8666 | 0 | 0 | 0 | 0 | 112.2981 | 120.8936 | 0 | 0 | 0 | 0 | 0 | 0 | 245.128 | 340.606 | 653.8037 | 678.634 | 0 | 0 | 0 | 0 | 0 | -32.5177 | -203.3311 | -325.2463 | 0 | 0 | 0 | 0 | 123.0171 | 47.6828 | 24.1573 | 119.4789 | 0.37287 | 0.38397 | 0.38397 | 0.17588 | 45.8691 | 18.309 | 9.2758 | 21.0134
9 | 22 | 13 | 471.9493 | 468.2299 | 466.1414 | 464.2285 | 0 | 0 | 0 | 0 | 136.7894 | 117.0209 | 0 | 0 | 0 | 0 | 0 | 0 | 254.5231 | 333.193 | 636.0667 | 659.6065 | 0 | 0 | 0 | 0 | 0 | -30.6254 | -190.2288 | -303.3409 | 0 | 0 | 0 | 0 | 80.6368 | 48.6415 | 20.3034 | 107.963 | 0.37446 | 0.38065 | 0.38397 | 0.16813 | 30.1949 | 18.5156 | 7.796 | 18.1518
9 | 22 | 14 | 461.1703 | 457.4576 | 455.3625 | 453.4814 | 0 | 0 | 0 | 0 | 137.5669 | 152.0765 | 0 | 0 | 0 | 0 | 0 | 0 | 269.4261 | 326.3313 | 557.5136 | 578.231 | 0 | 0 | 0 | 0 | 0 | -13.1535 | -159.5164 | -58.125 | 0 | 0 | 0 | 0 | 54.1773 | -7.7968 | 57.3653 | -66.6246 | 0.37539 | 0.37471 | 0.37695 | 0.16849 | 20.3374 | -2.9216 | 21.6236 | -11.2257
9 | 22 | 15 | 451.2987 | 447.8555 | 445.9915 | 444.2855 | 0 | 0 | 0 | 0 | 145.5448 | 175.1562 | 0 | 0 | 0 | 0 | 0 | 0 | 332.6262 | 385.8827 | 579.7977 | 600.2425 | 0 | 0 | 0 | 0 | 0 | -3.1681 | -11.9072 | -29.9772 | 0 | 0 | 0 | 0 | -26.8722 | -110.0153 | -121.899 | -125.9798 | 0.37558 | 0.37413 | 0.37546 | 0.16764 | -10.0926 | -41.1602 | -45.7684 | -21.1187
9 | 22 | 16 | 448.9331 | 447.58 | 448.0204 | 448.3664 | 0 | 0 | 0 | 0 | 134.1162 | 187.5777 | 0 | 0 | 0 | 0 | 0 | 0 | 377.8055 | 424.3763 | 605.0351 | 623.3683 | 0 | 0 | 0 | 0 | 0 | -5.4952 | -27.5354 | 2.364 | 0 | 0 | 0 | 0 | -62.9885 | -158.8789 | -129.4793 | -177.366 | 0.38077 | 0.3675 | 0.37018 | 0.37865 | -23.9839 | -58.3876 | -47.9306 | -67.1601
9 | 22 | 17 | 448.8099 | 450.161 | 453.5544 | 456.4822 | 0 | 0 | 0 | 0 | 143.2899 | 199.8598 | 0 | 0 | 0 | 0 | 0 | 0 | 358.1669 | 318.0728 | 420.6913 | 429.82 | 0 | 0 | 0 | 0 | 0 | -6.5233 | -33.4182 | -8.0386 | 0 | 0 | 0 | 0 | -52.647 | -61.2483 | 66.2813 | 34.7008 | 0.38859 | 0.37976 | 0.38475 | 0.37375 | -20.4581 | -23.2595 | 25.5018 | 12.9693
9 | 22 | 18 | 461.7568 | 466.0815 | 472.7963 | 478.6486 | 0 | 0 | 0 | 0 | 166.2213 | 252.8899 | 0 | 0 | 0 | 0 | 0 | 0 | 309.2649 | 199.571 | 275.7484 | 276.1547 | 0 | 0 | 0 | 0 | 0 | -8.9814 | -5.2738 | 0 | 0 | 0 | 0 | 0 | -13.7294 | 22.6019 | 202.3217 | 202.4939 | 0.39913 | 0.39052 | 0.39482 | 0.38967 | -5.4798 | 8.8266 | 79.8815 | 78.9064
9 | 22 | 19 | 499.6048 | 506.9511 | 517.1041 | 525.9338 | 0 | 0 | 0 | 0 | 183.908 | 283.4509 | 0 | 0 | 0 | 0 | 0 | 0 | 303.7496 | 188.0878 | 260.529 | 260.529 | 0 | 0 | 0 | 0 | 0 | 18.9887 | 209.989 | 301.0413 | 0 | 0 | 0 | 0 | 11.9472 | 16.4237 | 46.5862 | -35.6365 | 0.40014 | 0.39646 | 0.4013 | 0.39601 | 4.7805 | 6.5113 | 18.695 | -14.1124
9 | 22 | 20 | 496.3827 | 504.9793 | 516.4128 | 526.2772 | 0 | 0 | 0 | 0 | 181.376 | 279.8673 | 0 | 0 | 0 | 0 | 0 | 0 | 274.512 | 193.8456 | 291.2274 | 291.2274 | 0 | 0 | 0 | 0 | 0 | 5.035 | 29.2043 | 263.6715 | 0 | 0 | 0 | 0 | 40.4947 | 26.2315 | 195.9812 | -28.6216 | 0.39652 | 0.39181 | 0.39756 | 0.39343 | 16.057 | 10.2779 | 77.9139 | -11.2607
9 | 22 | 21 | 479.0352 | 488.1557 | 499.9966 | 510.1102 | 0 | 0 | 0 | 0 | 164.4862 | 285.8874 | 0 | 0 | 0 | 0 | 0 | 0 | 297.3231 | 208.2284 | 293.4649 | 293.4649 | 0 | 0 | 0 | 0 | 0 | 5.6835 | 50.8857 | 205.4782 | 0 | 0 | 0 | 0 | 17.2259 | -11.6436 | 155.6461 | 11.1671 | 0.39092 | 0.38892 | 0.39029 | 0.38929 | 6.7339 | -4.5284 | 60.7473 | 4.3472
9 | 22 | 22 | 451.4246 | 461.2322 | 473.7004 | 484.361 | 0 | 0 | 0 | 0 | 177.319 | 281.482 | 0 | 0 | 0 | 0 | 0 | 0 | 290.8474 | 201.7203 | 279.6969 | 279.6969 | 0 | 0 | 0 | 0 | 0 | 10.1257 | 117.4324 | 312.4258 | 0 | 0 | 0 | 0 | -16.7419 | -32.0958 | 76.5711 | -107.7617 | 0.38531 | 0.3837 | 0.387 | 0.38422 | -6.4508 | -12.3151 | 29.6331 | -41.404
9 | 22 | 23 | 417.9933 | 427.3797 | 439.2266 | 449.3246 | 0 | 0 | 0 | 0 | 171.843 | 295.7463 | 0 | 0 | 0 | 0 | 0 | 0 | 279.4574 | 192.9425 | 267.6735 | 267.6735 | 0 | 0 | 0 | 0 | 0 | 9.5183 | 119.9604 | 123.0123 | 0 | 0 | 0 | 0 | -33.307 | -70.8274 | 51.5928 | 58.6389 | 0.37862 | 0.38317 | 0.38456 | 0.38119 | -12.6109 | -27.1392 | 19.8405 | 22.3528
9 | 22 | 24 | 389.6918 | 396.8973 | 406.174 | 413.9452 | 0 | 0 | 0 | 0 | 168.8774 | 281.2028 | 0 | 0 | 0 | 0 | 0 | 0 | 258.2872 | 177.1449 | 250.4324 | 250.4324 | 0 | 0 | 0 | 0 | 0 | 30.6336 | 187.6175 | 45.0205 | 0 | 0 | 0 | 0 | -37.4729 | -92.0841 | -31.876 | 118.4922 | 0.37097 | 0.3792 | 0.38104 | 0.37743 | -13.9013 | -34.9185 | -12.1461 | 44.7226
9 | 23 | 1 | 371.4812 | 376.5275 | 383.2726 | 388.7177 | 0 | 0 | 0 | 0 | 125.9452 | 235.1679 | 0 | 0 | 0 | 0 | 0 | 0 | 253.8821 | 174.0325 | 241.6612 | 241.6612 | 0 | 0 | 0 | 0 | 0 | 43.563 | 89.7904 | 55.0191 | 0 | 0 | 0 | 0 | -8.3461 | -76.2359 | 51.821 | 92.0374 | 0.37067 | 0.37067 | 0.37608 | 0.37093 | -3.0937 | -28.2583 | 19.4889 | 34.1393
9 | 23 | 2 | 360.1935 | 363.0933 | 367.4366 | 370.7721 | 0 | 0 | 0 | 0 | 103.087 | 252.0167 | 0 | 0 | 0 | 0 | 0 | 0 | 273.0047 | 175.8148 | 237.1354 | 237.1354 | 0 | 0 | 0 | 0 | 0 | 41.446 | 87.538 | 3.9565 | 0 | 0 | 0 | 0 | -15.8982 | -106.1842 | 42.7632 | 129.6802 | 0.36983 | 0.36895 | 0.37442 | 0.36801 | -5.8796 | -39.1763 | 16.0113 | 47.7239
9 | 23 | 3 | 353.9142 | 354.9889 | 357.3165 | 358.8966 | 0 | 0 | 0 | 0 | 90.1388 | 214.4989 | 0 | 0 | 0 | 0 | 0 | 0 | 273.9931 | 172.778 | 236.6569 | 236.6569 | 0 | 0 | 0 | 0 | 0 | 27.353 | 80.5657 | -21.2643 | 0 | 0 | 0 | 0 | -10.2178 | -59.6411 | 40.0939 | 143.504 | 0.37068 | 0.36878 | 0.37239 | 0.3659 | -3.7875 | -21.9947 | 14.9306 | 52.5081
9 | 23 | 4 | 352.6163 | 351.7472 | 351.9198 | 351.5833 | 0 | 0 | 0 | 0 | 97.1754 | 207.6918 | 0 | 0 | 0 | 0 | 0 | 0 | 268.616 | 162.3703 | 223.1593 | 223.1593 | 0 | 0 | 0 | 0 | 0 | 4.7941 | 70.1956 | 0 | 0 | 0 | 0 | 0 | -13.1751 | -23.1091 | 58.5649 | 128.424 | 0.3692 | 0.37208 | 0.37262 | 0.36651 | -4.8643 | -8.5983 | 21.8223 | 47.0681
9 | 23 | 5 | 357.8546 | 354.6021 | 352.1573 | 349.4858 | 0 | 0 | 0 | 0 | 133.8149 | 237.2334 | 0 | 0 | 0 | 0 | 0 | 0 | 259.0932 | 148.1579 | 205.6166 | 205.6166 | 0 | 0 | 0 | 0 | 0 | 30.3823 | 28.872 | -107.4024 | 0 | 0 | 0 | 0 | -35.0535 | -61.1715 | 117.6686 | 251.2716 | 0.36849 | 0.37169 | 0.3739 | 0.36618 | -12.9169 | -22.7365 | 43.996 | 92.0094
9 | 23 | 6 | 367.6873 | 362.7284 | 358.4961 | 354.3011 | 0 | 0 | 0 | 0 | 140.2846 | 221.8664 | 0 | 0 | 0 | 0 | 0 | 0 | 251.3726 | 144.1475 | 202.4467 | 202.4473 | 0 | 0 | 0 | 0 | 0 | 5.7317 | 154.736 | -117 | 0 | 0 | 0 | 0 | -23.9698 | -9.0171 | 1.3135 | 268.8538 | 0.37162 | 0.37651 | 0.37574 | 0.37098 | -8.9077 | -3.395 | 0.49352 | 99.7394
9 | 23 | 7 | 374.4363 | 367.9418 | 362.2565 | 357.0257 | 0 | 0 | 0 | 0 | 125.1432 | 181.4083 | 0 | 0 | 0 | 0 | 0 | 0 | 270.453 | 198.2821 | 350.568 | 351.7252 | 0 | 0 | 0 | 0 | 0 | -16.6579 | -74.9171 | -15.6808 | 0 | 0 | 0 | 0 | -21.1599 | 4.9093 | 86.6056 | 20.9812 | 0.37194 | 0.38123 | 0.37528 | 0.36663 | -7.8702 | 1.8716 | 32.5017 | 7.6923
9 | 23 | 8 | 398.729 | 392.5199 | 387.6616 | 383.6516 | 0 | 0 | 0 | 0 | 106.5505 | 132.0459 | 0 | 0 | 0 | 0 | 0 | 0 | 352.4647 | 389.5588 | 711.9261 | 726.7445 | 0 | 0 | 0 | 0 | 0 | -36.1695 | -144.5577 | -16.0542 | 0 | 0 | 0 | 0 | -60.2862 | -92.9153 | -179.7068 | -327.0387 | 0.36962 | 0.37552 | 0.37235 | 0.38036 | -22.2833 | -34.8918 | -66.9134 | -124.3938
9 | 23 | 9 | 424.0406 | 418.9215 | 415.7643 | 413.7284 | 0 | 0 | 0 | 0 | 83.1316 | 114.5535 | 0 | 0 | 0 | 0 | 0 | 0 | 445.93 | 536.9552 | 902.9693 | 931.6608 | 0 | 0 | 0 | 0 | 0 | -54.8225 | -237.0695 | -177.1238 | 0 | 0 | 0 | 0 | -105.0211 | -177.7646 | -250.1354 | -340.8087 | 0.37229 | 0.38397 | 0.38397 | 0.17588 | -39.0984 | -68.2571 | -96.0457 | -59.9398
9 | 23 | 10 | 441.7636 | 436.9832 | 434.2156 | 432.4521 | 0 | 0 | 0 | 0 | 85.0398 | 117.4233 | 0 | 0 | 0 | 0 | 0 | 0 | 482.2563 | 604.0933 | 1003.0489 | 1041.0533 | 0 | 0 | 0 | 0 | 0 | -72.9604 | -382.474 | -355.6421 | 0 | 0 | 0 | 0 | -125.5326 | -211.573 | -186.3593 | -252.9592 | 0.37171 | 0.38397 | 0.38397 | 0.17588 | -46.662 | -81.2387 | -71.5573 | -44.4893
9 | 23 | 11 | 453.7728 | 449.1293 | 446.2612 | 444.0431 | 0 | 0 | 0 | 0 | 100.0114 | 112.4647 | 0 | 0 | 0 | 0 | 0 | 0 | 455.9509 | 617.2523 | 1023.9916 | 1066.9703 | 0 | 0 | 0 | 0 | 0 | -46.234 | -299.2903 | -351 | 0 | 0 | 0 | 0 | -102.1895 | -234.3538 | -278.4402 | -271.9272 | 0.37104 | 0.38397 | 0.38397 | 0.17588 | -37.9163 | -89.9859 | -106.914 | -47.8253
9 | 23 | 12 | 454.9539 | 450.341 | 447.2946 | 444.6561 | 0 | 0 | 0 | 0 | 112.2981 | 120.8936 | 0 | 0 | 0 | 0 | 0 | 0 | 443.4867 | 623.3011 | 1050.712 | 1096.4006 | 0 | 0 | 0 | 0 | 0 | -32.5177 | -203.3311 | -325.2463 | 0 | 0 | 0 | 0 | -100.8309 | -261.3359 | -400.0864 | -326.4982 | 0.37287 | 0.38397 | 0.38397 | 0.17588 | -37.5966 | -100.3463 | -153.6231 | -57.4229
9 | 23 | 13 | 456.3222 | 452.0913 | 449.3824 | 446.933 | 0 | 0 | 0 | 0 | 136.7894 | 117.0209 | 0 | 0 | 0 | 0 | 0 | 0 | 436.8299 | 590.6235 | 985.637 | 1029.5186 | 0 | 0 | 0 | 0 | 0 | -30.6254 | -190.2288 | -303.3409 | 0 | 0 | 0 | 0 | -117.2971 | -224.9277 | -346.0258 | -279.2447 | 0.37446 | 0.38065 | 0.38397 | 0.16813 | -43.9226 | -85.6198 | -132.8652 | -46.9495
9 | 23 | 14 | 456.1305 | 452.2527 | 449.9577 | 447.9035 | 0 | 0 | 0 | 0 | 137.5669 | 152.0765 | 0 | 0 | 0 | 0 | 0 | 0 | 440.9774 | 574.6722 | 926.1145 | 967.7004 | 0 | 0 | 0 | 0 | 0 | -13.1535 | -159.5164 | -58.125 | 0 | 0 | 0 | 0 | -122.4138 | -261.3426 | -316.6404 | -461.672 | 0.37539 | 0.37471 | 0.37695 | 0.16849 | -45.9524 | -97.9285 | -119.3564 | -77.7876
9 | 23 | 15 | 456.5924 | 453.3224 | 451.6685 | 450.1443 | 0 | 0 | 0 | 0 | 145.5448 | 175.1562 | 0 | 0 | 0 | 0 | 0 | 0 | 463.5832 | 563.6257 | 874.6749 | 912.8059 | 0 | 0 | 0 | 0 | 0 | -3.1681 | -11.9072 | -29.9772 | 0 | 0 | 0 | 0 | -152.5356 | -282.2914 | -411.0992 | -432.6844 | 0.37558 | 0.37413 | 0.37546 | 0.16764 | -57.2889 | -105.6141 | -154.3518 | -72.5333
9 | 23 | 16 | 460.2274 | 459.244 | 460.1327 | 460.8665 | 0 | 0 | 0 | 0 | 134.1162 | 187.5777 | 0 | 0 | 0 | 0 | 0 | 0 | 464.5846 | 525.6997 | 892.4416 | 923.6391 | 0 | 0 | 0 | 0 | 0 | -5.4952 | -27.5354 | 2.364 | 0 | 0 | 0 | 0 | -138.4734 | -248.5382 | -404.7735 | -465.1366 | 0.38077 | 0.3675 | 0.37018 | 0.37865 | -52.7261 | -91.3372 | -149.8389 | -176.1252
9 | 23 | 17 | 465.5428 | 467.4417 | 471.4993 | 475.0016 | 0 | 0 | 0 | 0 | 143.2899 | 199.8598 | 0 | 0 | 0 | 0 | 0 | 0 | 410.474 | 400.936 | 715.4102 | 731.8599 | 0 | 0 | 0 | 0 | 0 | -6.5233 | -33.4182 | -8.0386 | 0 | 0 | 0 | 0 | -88.2211 | -126.8308 | -210.4928 | -248.8197 | 0.38859 | 0.37976 | 0.38475 | 0.37375 | -34.2819 | -48.165 | -80.9872 | -92.9955
9 | 23 | 18 | 474.2295 | 478.9625 | 486.1723 | 492.4529 | 0 | 0 | 0 | 0 | 166.2213 | 252.8899 | 0 | 0 | 0 | 0 | 0 | 0 | 326.1627 | 217.1363 | 369.1136 | 370.1373 | 0 | 0 | 0 | 0 | 0 | -8.9814 | -5.2738 | 0 | 0 | 0 | 0 | 0 | -18.1545 | 17.9177 | 122.3326 | 122.3156 | 0.39913 | 0.39052 | 0.39482 | 0.38967 | -7.246 | 6.9973 | 48.2999 | 47.6631
9 | 23 | 19 | 518.4226 | 526.3848 | 537.2848 | 546.7606 | 0 | 0 | 0 | 0 | 183.908 | 283.4509 | 0 | 0 | 0 | 0 | 0 | 0 | 296.8494 | 152.7031 | 227.2106 | 227.2106 | 0 | 0 | 0 | 0 | 0 | 18.9887 | 209.989 | 301.0413 | 0 | 0 | 0 | 0 | 37.6652 | 71.2421 | 100.0852 | 18.5087 | 0.40014 | 0.39646 | 0.4013 | 0.39601 | 15.0712 | 28.2447 | 40.1642 | 7.3297
9 | 23 | 20 | 513.3695 | 522.5221 | 534.6299 | 545.0776 | 0 | 0 | 0 | 0 | 181.376 | 279.8673 | 0 | 0 | 0 | 0 | 0 | 0 | 293.3293 | 172.3335 | 287.9661 | 287.9661 | 0 | 0 | 0 | 0 | 0 | 5.035 | 29.2043 | 263.6715 | 0 | 0 | 0 | 0 | 38.6642 | 65.2864 | 217.4595 | -6.56 | 0.39652 | 0.39181 | 0.39756 | 0.39343 | 15.3311 | 25.5801 | 86.4528 | -2.5809
9 | 23 | 21 | 491.7435 | 501.2801 | 513.6254 | 524.1753 | 0 | 0 | 0 | 0 | 164.4862 | 285.8874 | 0 | 0 | 0 | 0 | 0 | 0 | 270.1849 | 143.8915 | 248.8614 | 248.8614 | 0 | 0 | 0 | 0 | 0 | 5.6835 | 50.8857 | 205.4782 | 0 | 0 | 0 | 0 | 57.0724 | 65.8177 | 213.8783 | 69.8358 | 0.39092 | 0.38892 | 0.39029 | 0.38929 | 22.3106 | 25.5978 | 83.4748 | 27.1861
9 | 23 | 22 | 448.669 | 458.3864 | 470.7452 | 481.3112 | 0 | 0 | 0 | 0 | 177.319 | 281.482 | 0 | 0 | 0 | 0 | 0 | 0 | 269.0195 | 146.7529 | 219.7969 | 219.7969 | 0 | 0 | 0 | 0 | 0 | 10.1257 | 117.4324 | 312.4258 | 0 | 0 | 0 | 0 | 2.3304 | 20.0258 | 133.5159 | -50.9115 | 0.38531 | 0.3837 | 0.387 | 0.38422 | 0.89794 | 7.6839 | 51.6708 | -19.5611
9 | 23 | 23 | 409.8534 | 418.9733 | 430.4972 | 440.3157 | 0 | 0 | 0 | 0 | 171.843 | 295.7463 | 0 | 0 | 0 | 0 | 0 | 0 | 233.1688 | 129.757 | 193.5525 | 193.5525 | 0 | 0 | 0 | 0 | 0 | 9.5183 | 119.9604 | 123.0123 | 0 | 0 | 0 | 0 | 4.8417 | -16.0483 | 116.9843 | 123.751 | 0.37862 | 0.38317 | 0.38456 | 0.38119 | 1.8332 | -6.1493 | 44.9874 | 47.1731
9 | 23 | 24 | 383.5642 | 390.5691 | 399.6026 | 407.1635 | 0 | 0 | 0 | 0 | 168.8774 | 281.2028 | 0 | 0 | 0 | 0 | 0 | 0 | 172.2186 | 107.5473 | 212.2584 | 212.2584 | 0 | 0 | 0 | 0 | 0 | 30.6336 | 187.6175 | 45.0205 | 0 | 0 | 0 | 0 | 42.4682 | -28.8145 | -0.27325 | 149.8845 | 0.37097 | 0.3792 | 0.38104 | 0.37743 | 15.7544 | -10.9265 | -0.10412 | 56.571
9 | 24 | 1 | 367.8192 | 372.7456 | 379.3454 | 384.6647 | 0 | 0 | 0 | 0 | 125.9452 | 235.1679 | 0 | 0 | 0 | 0 | 0 | 0 | 121.8558 | 84.3111 | 224.4752 | 224.4752 | 0 | 0 | 0 | 0 | 0 | 43.563 | 89.7904 | 55.0191 | 0 | 0 | 0 | 0 | 120.0181 | 9.7037 | 65.0798 | 105.1704 | 0.37067 | 0.37067 | 0.37608 | 0.37093 | 44.4876 | 3.5968 | 24.4753 | 39.0107
9 | 24 | 2 | 360.1391 | 363.0371 | 367.3782 | 370.7119 | 0 | 0 | 0 | 0 | 103.087 | 252.0167 | 0 | 0 | 0 | 0 | 0 | 0 | 91.086 | 76.075 | 237.8981 | 237.8981 | 0 | 0 | 0 | 0 | 0 | 41.446 | 87.538 | 3.9565 | 0 | 0 | 0 | 0 | 165.9662 | -6.5006 | 41.9421 | 128.8573 | 0.36983 | 0.36895 | 0.37442 | 0.36801 | 61.379 | -2.3984 | 15.7038 | 47.421
9 | 24 | 3 | 358.7546 | 359.9877 | 362.5074 | 364.2538 | 0 | 0 | 0 | 0 | 90.1388 | 214.4989 | 0 | 0 | 0 | 0 | 0 | 0 | 78.0072 | 66.6217 | 220.7435 | 220.7435 | 0 | 0 | 0 | 0 | 0 | 27.353 | 80.5657 | -21.2643 | 0 | 0 | 0 | 0 | 190.6086 | 51.5141 | 61.1982 | 164.7746 | 0.37068 | 0.36878 | 0.37239 | 0.3659 | 70.6541 | 18.9976 | 22.7897 | 60.291
9 | 24 | 4 | 369.1136 | 368.7845 | 369.6119 | 369.8419 | 0 | 0 | 0 | 0 | 97.1754 | 207.6918 | 0 | 0 | 0 | 0 | 0 | 0 | 72.801 | 62.9939 | 213.4879 | 213.4879 | 0 | 0 | 0 | 0 | 0 | 4.7941 | 70.1956 | 0 | 0 | 0 | 0 | 0 | 199.1372 | 93.3047 | 85.9284 | 156.354 | 0.3692 | 0.37208 | 0.37262 | 0.36651 | 73.5223 | 34.7164 | 32.0184 | 57.3046
9 | 24 | 5 | 396.6686 | 394.6866 | 393.7823 | 392.4436 | 0 | 0 | 0 | 0 | 133.8149 | 237.2334 | 0 | 0 | 0 | 0 | 0 | 0 | 72.2357 | 71.4578 | 230.0627 | 230.0627 | 0 | 0 | 0 | 0 | 0 | 30.3823 | 28.872 | -107.4024 | 0 | 0 | 0 | 0 | 190.618 | 55.6131 | 134.8476 | 269.7834 | 0.36849 | 0.37169 | 0.3739 | 0.36618 | 70.2407 | 20.6705 | 50.4192 | 98.788
9 | 24 | 6 | 442.3058 | 439.7895 | 438.5189 | 436.8861 | 0 | 0 | 0 | 0 | 140.2846 | 221.8664 | 0 | 0 | 0 | 0 | 0 | 0 | 70.9938 | 81.418 | 240.4339 | 240.4345 | 0 | 0 | 0 | 0 | 0 | 5.7317 | 154.736 | -117 | 0 | 0 | 0 | 0 | 231.0274 | 130.7735 | 43.3491 | 313.4516 | 0.37162 | 0.37651 | 0.37574 | 0.37098 | 85.8544 | 49.2376 | 16.2878 | 116.2843
9 | 24 | 7 | 472.2961 | 469.0049 | 467.2038 | 465.3332 | 0 | 0 | 0 | 0 | 125.1432 | 181.4083 | 0 | 0 | 0 | 0 | 0 | 0 | 100.2567 | 175.4254 | 466.5301 | 467.7199 | 0 | 0 | 0 | 0 | 0 | -16.6579 | -74.9171 | -15.6808 | 0 | 0 | 0 | 0 | 246.8961 | 128.8292 | 75.5908 | 13.2941 | 0.37194 | 0.38123 | 0.37528 | 0.36663 | 91.8298 | 49.1138 | 28.368 | 4.874
9 | 24 | 8 | 496.2443 | 493.2273 | 492.2395 | 491.5779 | 0 | 0 | 0 | 0 | 106.5505 | 132.0459 | 0 | 0 | 0 | 0 | 0 | 0 | 175.974 | 365.4444 | 852.6607 | 869.2444 | 0 | 0 | 0 | 0 | 0 | -36.1695 | -144.5577 | -16.0542 | 0 | 0 | 0 | 0 | 213.7198 | 31.9065 | -215.8635 | -361.6123 | 0.36962 | 0.37552 | 0.37235 | 0.38036 | 78.9961 | 11.9816 | -80.3763 | -137.5443
9 | 24 | 9 | 521.1571 | 519.217 | 519.9145 | 521.2133 | 0 | 0 | 0 | 0 | 83.1316 | 114.5535 | 0 | 0 | 0 | 0 | 0 | 0 | 245.3296 | 504.7045 | 1097.0545 | 1128.6547 | 0 | 0 | 0 | 0 | 0 | -54.8225 | -237.0695 | -177.1238 | 0 | 0 | 0 | 0 | 192.6958 | -45.2185 | -340.0704 | -430.3176 | 0.37229 | 0.38397 | 0.38397 | 0.17588 | 71.7389 | -17.3627 | -130.5785 | -75.6822
9 | 24 | 10 | 540.7654 | 539.2258 | 540.3878 | 542.0237 | 0 | 0 | 0 | 0 | 85.0398 | 117.4233 | 0 | 0 | 0 | 0 | 0 | 0 | 287.5087 | 589.3858 | 1241.0787 | 1283.4699 | 0 | 0 | 0 | 0 | 0 | -72.9604 | -382.474 | -355.6421 | 0 | 0 | 0 | 0 | 168.2169 | -94.623 | -318.2169 | -385.8041 | 0.37171 | 0.38397 | 0.38397 | 0.17588 | 62.5283 | -36.3328 | -122.1873 | -67.8534
9 | 24 | 11 | 558.8478 | 557.6439 | 558.9463 | 560.3363 | 0 | 0 | 0 | 0 | 100.0114 | 112.4647 | 0 | 0 | 0 | 0 | 0 | 0 | 309.7067 | 626.4385 | 1298.1983 | 1346.8076 | 0 | 0 | 0 | 0 | 0 | -46.234 | -299.2903 | -351 | 0 | 0 | 0 | 0 | 149.1297 | -135.0254 | -439.9617 | -435.4713 | 0.37104 | 0.38397 | 0.38397 | 0.17588 | 55.3329 | -51.8463 | -168.9342 | -76.5886
9 | 24 | 12 | 559.1225 | 557.9195 | 559.0076 | 559.9461 | 0 | 0 | 0 | 0 | 112.2981 | 120.8936 | 0 | 0 | 0 | 0 | 0 | 0 | 318.7925 | 640.0416 | 1306.1869 | 1357.7858 | 0 | 0 | 0 | 0 | 0 | -32.5177 | -203.3311 | -325.2463 | 0 | 0 | 0 | 0 | 128.0319 | -170.498 | -543.8481 | -472.5935 | 0.37287 | 0.38397 | 0.38397 | 0.17588 | 47.7389 | -65.4669 | -208.824 | -83.1175
9 | 24 | 13 | 569.1564 | 568.6191 | 570.3887 | 571.8137 | 0 | 0 | 0 | 0 | 136.7894 | 117.0209 | 0 | 0 | 0 | 0 | 0 | 0 | 310.2448 | 621.7714 | 1268.647 | 1319.6969 | 0 | 0 | 0 | 0 | 0 | -30.6254 | -190.2288 | -303.3409 | 0 | 0 | 0 | 0 | 122.1222 | -139.5478 | -508.0295 | -444.5423 | 0.37446 | 0.38065 | 0.38397 | 0.16813 | 45.7294 | -53.1195 | -195.0705 | -74.741
9 | 24 | 14 | 569.5811 | 569.4171 | 571.625 | 573.4664 | 0 | 0 | 0 | 0 | 137.5669 | 152.0765 | 0 | 0 | 0 | 0 | 0 | 0 | 301.9906 | 607.1053 | 1239.4144 | 1288.881 | 0 | 0 | 0 | 0 | 0 | -13.1535 | -159.5164 | -58.125 | 0 | 0 | 0 | 0 | 130.0236 | -176.6113 | -508.273 | -657.2896 | 0.37539 | 0.37471 | 0.37695 | 0.16849 | 48.809 | -66.1786 | -191.5916 | -110.7474
9 | 24 | 15 | 569.9886 | 570.4305 | 573.2775 | 575.647 | 0 | 0 | 0 | 0 | 145.5448 | 175.1562 | 0 | 0 | 0 | 0 | 0 | 0 | 278.328 | 555.0265 | 1159.6341 | 1203.0899 | 0 | 0 | 0 | 0 | 0 | -3.1681 | -11.9072 | -29.9772 | 0 | 0 | 0 | 0 | 146.1158 | -156.5841 | -574.4495 | -597.4657 | 0.37558 | 0.37413 | 0.37546 | 0.16764 | 54.8777 | -58.5831 | -215.6836 | -100.1565
9 | 24 | 16 | 563.399 | 565.7928 | 570.7765 | 575.0529 | 0 | 0 | 0 | 0 | 134.1162 | 187.5777 | 0 | 0 | 0 | 0 | 0 | 0 | 241.8506 | 466.1239 | 1008.0446 | 1041.0983 | 0 | 0 | 0 | 0 | 0 | -5.4952 | -27.5354 | 2.364 | 0 | 0 | 0 | 0 | 187.4322 | -82.4137 | -409.7327 | -468.4095 | 0.38077 | 0.3675 | 0.37018 | 0.37865 | 71.368 | -30.2868 | -151.6747 | -177.3645
9 | 24 | 17 | 560.1756 | 565.1722 | 572.9859 | 579.7377 | 0 | 0 | 0 | 0 | 143.2899 | 199.8598 | 0 | 0 | 0 | 0 | 0 | 0 | 174.4531 | 305.3854 | 711.1528 | 727.8625 | 0 | 0 | 0 | 0 | 0 | -6.5233 | -33.4182 | -8.0386 | 0 | 0 | 0 | 0 | 242.4326 | 66.4503 | -104.7487 | -140.0862 | 0.38859 | 0.37976 | 0.38475 | 0.37375 | 94.207 | 25.235 | -40.3021 | -52.3567
9 | 24 | 18 | 550.8059 | 558.0456 | 568.2949 | 577.2048 | 0 | 0 | 0 | 0 | 166.2213 | 252.8899 | 0 | 0 | 0 | 0 | 0 | 0 | 108.987 | 125.7097 | 352.3371 | 353.3155 | 0 | 0 | 0 | 0 | 0 | -8.9814 | -5.2738 | 0 | 0 | 0 | 0 | 0 | 275.5976 | 188.4273 | 221.2315 | 223.8893 | 0.39913 | 0.39052 | 0.39482 | 0.38967 | 109.9987 | 73.5856 | 87.3476 | 87.2436
9 | 24 | 19 | 586.6416 | 596.837 | 610.4446 | 622.2629 | 0 | 0 | 0 | 0 | 183.908 | 283.4509 | 0 | 0 | 0 | 0 | 0 | 0 | 112.5921 | 79.9765 | 179.443 | 179.443 | 0 | 0 | 0 | 0 | 0 | 18.9887 | 209.989 | 301.0413 | 0 | 0 | 0 | 0 | 290.1415 | 214.4209 | 221.0126 | 141.7786 | 0.40014 | 0.39646 | 0.4013 | 0.39601 | 116.0961 | 85.0095 | 88.6923 | 56.1459
9 | 24 | 20 | 579.3043 | 590.6152 | 605.34 | 618.0517 | 0 | 0 | 0 | 0 | 181.376 | 279.8673 | 0 | 0 | 0 | 0 | 0 | 0 | 129.1097 | 90.7805 | 196.8951 | 196.8951 | 0 | 0 | 0 | 0 | 0 | 5.035 | 29.2043 | 263.6715 | 0 | 0 | 0 | 0 | 268.8186 | 214.9324 | 379.2407 | 157.4852 | 0.39652 | 0.39181 | 0.39756 | 0.39343 | 106.5921 | 84.2135 | 150.7703 | 61.9598
9 | 24 | 21 | 537.664 | 548.7037 | 562.8717 | 574.9984 | 0 | 0 | 0 | 0 | 164.4862 | 285.8874 | 0 | 0 | 0 | 0 | 0 | 0 | 139.9281 | 89.708 | 198.7841 | 198.7841 | 0 | 0 | 0 | 0 | 0 | 5.6835 | 50.8857 | 205.4782 | 0 | 0 | 0 | 0 | 233.2498 | 167.4249 | 313.2019 | 170.7361 | 0.39092 | 0.38892 | 0.39029 | 0.38929 | 91.1815 | 65.1148 | 122.24 | 66.4653
9 | 24 | 22 | 492.8128 | 503.9752 | 518.0862 | 530.168 | 0 | 0 | 0 | 0 | 177.319 | 281.482 | 0 | 0 | 0 | 0 | 0 | 0 | 144.2519 | 78.0932 | 187.2761 | 187.2761 | 0 | 0 | 0 | 0 | 0 | 10.1257 | 117.4324 | 312.4258 | 0 | 0 | 0 | 0 | 171.2418 | 134.2744 | 213.3777 | 30.4661 | 0.38531 | 0.3837 | 0.387 | 0.38422 | 65.9805 | 51.521 | 82.5773 | 11.7056
9 | 24 | 23 | 446.2018 | 456.5116 | 469.4782 | 480.5448 | 0 | 0 | 0 | 0 | 171.843 | 295.7463 | 0 | 0 | 0 | 0 | 0 | 0 | 154.3215 | 76.8636 | 182.7042 | 182.7042 | 0 | 0 | 0 | 0 | 0 | 9.5183 | 119.9604 | 123.0123 | 0 | 0 | 0 | 0 | 120.0374 | 74.3835 | 166.8136 | 174.8284 | 0.37862 | 0.38317 | 0.38456 | 0.38119 | 45.4491 | 28.5018 | 64.1497 | 66.6434
9 | 24 | 24 | 412.6973 | 420.6559 | 430.8457 | 439.4069 | 0 | 0 | 0 | 0 | 168.8774 | 281.2028 | 0 | 0 | 0 | 0 | 0 | 0 | 155.3381 | 66.0314 | 175.7582 | 175.7582 | 0 | 0 | 0 | 0 | 0 | 30.6336 | 187.6175 | 45.0205 | 0 | 0 | 0 | 0 | 88.4818 | 42.788 | 67.4701 | 218.6282 | 0.37097 | 0.3792 | 0.38104 | 0.37743 | 32.824 | 16.2253 | 25.709 | 82.517
9 | 25 | 1 | 392.1482 | 397.871 | 405.4364 | 411.5911 | 0 | 0 | 0 | 0 | 125.9452 | 235.1679 | 0 | 0 | 0 | 0 | 0 | 0 | 153.2183 | 57.6073 | 171.3165 | 171.3165 | 0 | 0 | 0 | 0 | 0 | 43.563 | 89.7904 | 55.0191 | 0 | 0 | 0 | 0 | 112.9847 | 61.5328 | 144.3295 | 185.2555 | 0.37067 | 0.37067 | 0.37608 | 0.37093 | 41.8805 | 22.8083 | 54.2796 | 68.7166
9 | 25 | 2 | 380.7698 | 384.3431 | 389.5031 | 393.5452 | 0 | 0 | 0 | 0 | 103.087 | 252.0167 | 0 | 0 | 0 | 0 | 0 | 0 | 144.7268 | 49.2238 | 164.4895 | 164.4895 | 0 | 0 | 0 | 0 | 0 | 41.446 | 87.538 | 3.9565 | 0 | 0 | 0 | 0 | 132.956 | 41.6566 | 137.4756 | 225.0992 | 0.36983 | 0.36895 | 0.37442 | 0.36801 | 49.1709 | 15.3691 | 51.4732 | 82.8392
9 | 25 | 3 | 376.8835 | 378.7101 | 381.9493 | 384.3182 | 0 | 0 | 0 | 0 | 90.1388 | 214.4989 | 0 | 0 | 0 | 0 | 0 | 0 | 137.3907 | 42.6875 | 157.0329 | 157.0329 | 0 | 0 | 0 | 0 | 0 | 27.353 | 80.5657 | -21.2643 | 0 | 0 | 0 | 0 | 149.3539 | 94.1707 | 144.3508 | 248.5496 | 0.37068 | 0.36878 | 0.37239 | 0.3659 | 55.362 | 34.7287 | 53.7549 | 90.9442
9 | 25 | 4 | 384.5232 | 384.6985 | 386.1375 | 386.8966 | 0 | 0 | 0 | 0 | 97.1754 | 207.6918 | 0 | 0 | 0 | 0 | 0 | 0 | 128.5315 | 35.5769 | 151.0758 | 151.0758 | 0 | 0 | 0 | 0 | 0 | 4.7941 | 70.1956 | 0 | 0 | 0 | 0 | 0 | 158.8162 | 136.6357 | 164.8661 | 235.8208 | 0.3692 | 0.37208 | 0.37262 | 0.36651 | 58.6356 | 50.8388 | 61.432 | 86.4295
9 | 25 | 5 | 413.8366 | 412.4166 | 412.1938 | 411.4446 | 0 | 0 | 0 | 0 | 133.8149 | 237.2334 | 0 | 0 | 0 | 0 | 0 | 0 | 127.6276 | 32.3656 | 145.018 | 145.018 | 0 | 0 | 0 | 0 | 0 | 30.3823 | 28.872 | -107.4024 | 0 | 0 | 0 | 0 | 152.3941 | 112.4353 | 238.3038 | 373.829 | 0.36849 | 0.37169 | 0.3739 | 0.36618 | 56.1556 | 41.7905 | 89.1012 | 136.8869
9 | 25 | 6 | 461.0511 | 459.1484 | 458.6219 | 457.6327 | 0 | 0 | 0 | 0 | 140.2846 | 221.8664 | 0 | 0 | 0 | 0 | 0 | 0 | 131.3252 | 39.0219 | 148.924 | 148.9246 | 0 | 0 | 0 | 0 | 0 | 5.7317 | 154.736 | -117 | 0 | 0 | 0 | 0 | 189.4414 | 192.5285 | 154.9618 | 425.7081 | 0.37162 | 0.37651 | 0.37574 | 0.37098 | 70.4002 | 72.489 | 58.2249 | 157.9292
9 | 25 | 7 | 485.4577 | 482.5973 | 481.3186 | 479.8999 | 0 | 0 | 0 | 0 | 125.1432 | 181.4083 | 0 | 0 | 0 | 0 | 0 | 0 | 167.8242 | 128.3208 | 364.5643 | 365.7433 | 0 | 0 | 0 | 0 | 0 | -16.6579 | -74.9171 | -15.6808 | 0 | 0 | 0 | 0 | 192.4902 | 189.5262 | 191.6715 | 129.8374 | 0.37194 | 0.38123 | 0.37528 | 0.36663 | 71.5942 | 72.2534 | 71.9312 | 47.6017
9 | 25 | 8 | 511.7264 | 509.2161 | 508.8429 | 508.7129 | 0 | 0 | 0 | 0 | 106.5505 | 132.0459 | 0 | 0 | 0 | 0 | 0 | 0 | 232.1041 | 296.0787 | 734.1388 | 750.5674 | 0 | 0 | 0 | 0 | 0 | -36.1695 | -144.5577 | -16.0542 | 0 | 0 | 0 | 0 | 173.0717 | 117.2611 | -80.7382 | -225.8003 | 0.36962 | 0.37552 | 0.37235 | 0.38036 | 63.9715 | 44.0342 | -30.0627 | -85.8863
9 | 25 | 9 | 536.8929 | 535.468 | 536.7901 | 538.6292 | 0 | 0 | 0 | 0 | 83.1316 | 114.5535 | 0 | 0 | 0 | 0 | 0 | 0 | 283.419 | 422.4743 | 954.7728 | 985.8932 | 0 | 0 | 0 | 0 | 0 | -54.8225 | -237.0695 | -177.1238 | 0 | 0 | 0 | 0 | 170.3423 | 53.2627 | -180.9132 | -270.1402 | 0.37229 | 0.38397 | 0.38397 | 0.17588 | 63.4169 | 20.4515 | -69.4661 | -47.511
9 | 25 | 10 | 558.6405 | 557.686 | 559.5575 | 561.8072 | 0 | 0 | 0 | 0 | 85.0398 | 117.4233 | 0 | 0 | 0 | 0 | 0 | 0 | 329.0591 | 510.9166 | 1105.5189 | 1147.4141 | 0 | 0 | 0 | 0 | 0 | -72.9604 | -382.474 | -355.6421 | 0 | 0 | 0 | 0 | 144.5417 | 2.3065 | -163.4874 | -229.9649 | 0.37171 | 0.38397 | 0.38397 | 0.17588 | 53.7279 | 0.88564 | -62.775 | -40.4451
9 | 25 | 11 | 573.9311 | 573.2209 | 575.122 | 577.0299 | 0 | 0 | 0 | 0 | 100.0114 | 112.4647 | 0 | 0 | 0 | 0 | 0 | 0 | 352.8058 | 547.6388 | 1161.3714 | 1209.0942 | 0 | 0 | 0 | 0 | 0 | -46.234 | -299.2903 | -351 | 0 | 0 | 0 | 0 | 121.1139 | -40.6486 | -286.9591 | -281.0643 | 0.37104 | 0.38397 | 0.38397 | 0.17588 | 44.9379 | -15.608 | -110.1851 | -49.4322
9 | 25 | 12 | 578.9374 | 578.3831 | 580.2576 | 581.8764 | 0 | 0 | 0 | 0 | 112.2981 | 120.8936 | 0 | 0 | 0 | 0 | 0 | 0 | 368.1059 | 566.6626 | 1183.3602 | 1234.2945 | 0 | 0 | 0 | 0 | 0 | -32.5177 | -203.3311 | -325.2463 | 0 | 0 | 0 | 0 | 98.5335 | -76.6554 | -399.7715 | -327.1717 | 0.37287 | 0.38397 | 0.38397 | 0.17588 | 36.7399 | -29.4337 | -153.5022 | -57.5414
9 | 25 | 13 | 592.0713 | 592.2841 | 594.9633 | 597.1751 | 0 | 0 | 0 | 0 | 136.7894 | 117.0209 | 0 | 0 | 0 | 0 | 0 | 0 | 371.0891 | 550.258 | 1136.6371 | 1186.4182 | 0 | 0 | 0 | 0 | 0 | -30.6254 | -190.2288 | -303.3409 | 0 | 0 | 0 | 0 | 84.1928 | -44.3694 | -351.445 | -285.9022 | 0.37446 | 0.38065 | 0.38397 | 0.16813 | 31.5265 | -16.8894 | -134.946 | -48.0688
9 | 25 | 14 | 597.2458 | 597.9874 | 601.2933 | 604.0847 | 0 | 0 | 0 | 0 | 137.5669 | 152.0765 | 0 | 0 | 0 | 0 | 0 | 0 | 376.6373 | 542.9032 | 1125.1807 | 1173.6096 | 0 | 0 | 0 | 0 | 0 | -13.1535 | -159.5164 | -58.125 | 0 | 0 | 0 | 0 | 83.0416 | -83.8389 | -364.371 | -511.4 | 0.37539 | 0.37471 | 0.37695 | 0.16849 | 31.1726 | -31.4156 | -137.3483 | -86.1663
9 | 25 | 15 | 598.5416 | 599.9182 | 603.8985 | 607.2484 | 0 | 0 | 0 | 0 | 145.5448 | 175.1562 | 0 | 0 | 0 | 0 | 0 | 0 | 370.4023 | 501.3246 | 1072.5106 | 1115.0627 | 0 | 0 | 0 | 0 | 0 | -3.1681 | -11.9072 | -29.9772 | 0 | 0 | 0 | 0 | 82.5944 | -73.3944 | -456.705 | -477.8371 | 0.37558 | 0.37413 | 0.37546 | 0.16764 | 31.0206 | -27.4592 | -171.4751 | -80.1025
9 | 25 | 16 | 595.469 | 598.9126 | 605.1692 | 610.5468 | 0 | 0 | 0 | 0 | 134.1162 | 187.5777 | 0 | 0 | 0 | 0 | 0 | 0 | 342.4438 | 420.3925 | 942.2291 | 974.7513 | 0 | 0 | 0 | 0 | 0 | -5.4952 | -27.5354 | 2.364 | 0 | 0 | 0 | 0 | 118.909 | -3.5625 | -309.5246 | -366.5685 | 0.38077 | 0.3675 | 0.37018 | 0.37865 | 45.2766 | -1.3092 | -114.5797 | -138.8021
9 | 25 | 17 | 580.9514 | 586.628 | 595.2663 | 602.7315 | 0 | 0 | 0 | 0 | 143.2899 | 199.8598 | 0 | 0 | 0 | 0 | 0 | 0 | 265.19 | 259.6567 | 660.0489 | 676.06 | 0 | 0 | 0 | 0 | 0 | -6.5233 | -33.4182 | -8.0386 | 0 | 0 | 0 | 0 | 172.4714 | 133.6348 | -31.3644 | -65.29 | 0.38859 | 0.37976 | 0.38475 | 0.37375 | 67.0207 | 50.7488 | -12.0675 | -24.4019
9 | 25 | 18 | 570.1313 | 578.0036 | 589.0199 | 598.5935 | 0 | 0 | 0 | 0 | 166.2213 | 252.8899 | 0 | 0 | 0 | 0 | 0 | 0 | 188.514 | 83.5772 | 313.8335 | 314.6042 | 0 | 0 | 0 | 0 | 0 | -8.9814 | -5.2738 | 0 | 0 | 0 | 0 | 0 | 215.396 | 250.5178 | 280.4602 | 283.9893 | 0.39913 | 0.39052 | 0.39482 | 0.38967 | 85.9706 | 97.8335 | 110.7325 | 110.663
9 | 25 | 19 | 601.2535 | 611.9272 | 626.1148 | 638.4348 | 0 | 0 | 0 | 0 | 183.908 | 283.4509 | 0 | 0 | 0 | 0 | 0 | 0 | 164.1429 | 34.0616 | 151.2948 | 151.2948 | 0 | 0 | 0 | 0 | 0 | 18.9887 | 209.989 | 301.0413 | 0 | 0 | 0 | 0 | 253.2027 | 275.4259 | 264.831 | 186.0987 | 0.40014 | 0.39646 | 0.4013 | 0.39601 | 101.3155 | 109.1956 | 106.2767 | 73.6971
9 | 25 | 20 | 591.9401 | 603.6647 | 618.891 | 632.0366 | 0 | 0 | 0 | 0 | 181.376 | 279.8673 | 0 | 0 | 0 | 0 | 0 | 0 | 161.8303 | 32.871 | 147.2527 | 147.2527 | 0 | 0 | 0 | 0 | 0 | 5.035 | 29.2043 | 263.6715 | 0 | 0 | 0 | 0 | 248.7338 | 285.8914 | 442.434 | 221.1125 | 0.39652 | 0.39181 | 0.39756 | 0.39343 | 98.6281 | 112.0162 | 175.8933 | 86.9928
9 | 25 | 21 | 552.0765 | 563.588 | 578.328 | 590.9496 | 0 | 0 | 0 | 0 | 164.4862 | 285.8874 | 0 | 0 | 0 | 0 | 0 | 0 | 149.3345 | 34.1546 | 150.3697 | 150.3697 | 0 | 0 | 0 | 0 | 0 | 5.6835 | 50.8857 | 205.4782 | 0 | 0 | 0 | 0 | 238.2558 | 237.8625 | 377.0726 | 235.1018 | 0.39092 | 0.38892 | 0.39029 | 0.38929 | 93.1384 | 92.5094 | 147.1682 | 91.522
9 | 25 | 22 | 497.6532 | 508.9741 | 523.2772 | 535.5252 | 0 | 0 | 0 | 0 | 177.319 | 281.482 | 0 | 0 | 0 | 0 | 0 | 0 | 130.6048 | 34.4166 | 153.7124 | 153.7124 | 0 | 0 | 0 | 0 | 0 | 10.1257 | 117.4324 | 312.4258 | 0 | 0 | 0 | 0 | 189.7294 | 182.9499 | 252.1324 | 69.387 | 0.38531 | 0.3837 | 0.387 | 0.38422 | 73.1039 | 70.1978 | 97.5754 | 26.6597
9 | 25 | 23 | 453.1996 | 463.7384 | 476.9827 | 488.2897 | 0 | 0 | 0 | 0 | 171.843 | 295.7463 | 0 | 0 | 0 | 0 | 0 | 0 | 122.5139 | 36.0425 | 159.3927 | 159.3927 | 0 | 0 | 0 | 0 | 0 | 9.5183 | 119.9604 | 123.0123 | 0 | 0 | 0 | 0 | 158.8428 | 122.4314 | 197.6296 | 205.8847 | 0.37862 | 0.38317 | 0.38456 | 0.38119 | 60.1418 | 46.9126 | 76.0003 | 78.4819
9 | 25 | 24 | 419.1512 | 427.3211 | 437.767 | 446.5498 | 0 | 0 | 0 | 0 | 168.8774 | 281.2028 | 0 | 0 | 0 | 0 | 0 | 0 | 117.5984 | 36.3388 | 159.3722 | 159.3722 | 0 | 0 | 0 | 0 | 0 | 30.6336 | 187.6175 | 45.0205 | 0 | 0 | 0 | 0 | 132.6754 | 79.1458 | 90.7774 | 242.1571 | 0.37097 | 0.3792 | 0.38104 | 0.37743 | 49.2184 | 30.0123 | 34.5901 | 91.3975
9 | 26 | 1 | 399.2003 | 405.1539 | 412.9993 | 419.3961 | 0 | 0 | 0 | 0 | 125.9452 | 235.1679 | 0 | 0 | 0 | 0 | 0 | 0 | 113.2248 | 35.8479 | 155.6506 | 155.6506 | 0 | 0 | 0 | 0 | 0 | 43.563 | 89.7904 | 55.0191 | 0 | 0 | 0 | 0 | 160.0302 | 90.5752 | 167.5583 | 208.7264 | 0.37067 | 0.37067 | 0.37608 | 0.37093 | 59.319 | 33.5734 | 63.0155 | 77.4227
9 | 26 | 2 | 386.5711 | 390.3343 | 395.7245 | 399.9658 | 0 | 0 | 0 | 0 | 103.087 | 252.0167 | 0 | 0 | 0 | 0 | 0 | 0 | 112.6294 | 32.6453 | 145.772 | 145.772 | 0 | 0 | 0 | 0 | 0 | 41.446 | 87.538 | 3.9565 | 0 | 0 | 0 | 0 | 170.8547 | 64.2263 | 162.4145 | 250.2372 | 0.36983 | 0.36895 | 0.37442 | 0.36801 | 63.1869 | 23.6961 | 60.8107 | 92.0903
9 | 26 | 3 | 380.6181 | 382.5669 | 385.9544 | 388.4515 | 0 | 0 | 0 | 0 | 90.1388 | 214.4989 | 0 | 0 | 0 | 0 | 0 | 0 | 108.1623 | 32.9699 | 147.8222 | 147.8222 | 0 | 0 | 0 | 0 | 0 | 27.353 | 80.5657 | -21.2643 | 0 | 0 | 0 | 0 | 182.317 | 107.745 | 157.5664 | 261.8935 | 0.37068 | 0.36878 | 0.37239 | 0.3659 | 67.5806 | 39.7347 | 58.6763 | 95.8268
9 | 26 | 4 | 387.7864 | 388.0685 | 389.637 | 390.5082 | 0 | 0 | 0 | 0 | 97.1754 | 207.6918 | 0 | 0 | 0 | 0 | 0 | 0 | 112.6454 | 35.8041 | 148.009 | 148.009 | 0 | 0 | 0 | 0 | 0 | 4.7941 | 70.1956 | 0 | 0 | 0 | 0 | 0 | 177.9656 | 139.7785 | 171.4325 | 242.4992 | 0.3692 | 0.37208 | 0.37262 | 0.36651 | 65.7056 | 52.0082 | 63.8787 | 88.8772
9 | 26 | 5 | 414.3805 | 412.9783 | 412.7771 | 412.0465 | 0 | 0 | 0 | 0 | 133.8149 | 237.2334 | 0 | 0 | 0 | 0 | 0 | 0 | 121.2696 | 35.1415 | 138.5684 | 138.5684 | 0 | 0 | 0 | 0 | 0 | 30.3823 | 28.872 | -107.4024 | 0 | 0 | 0 | 0 | 159.296 | 110.2211 | 245.3366 | 380.8805 | 0.36849 | 0.37169 | 0.3739 | 0.36618 | 58.6989 | 40.9675 | 91.7307 | 139.469
9 | 26 | 6 | 463.1722 | 461.3389 | 460.8966 | 459.9802 | 0 | 0 | 0 | 0 | 140.2846 | 221.8664 | 0 | 0 | 0 | 0 | 0 | 0 | 127.1385 | 36.6371 | 132.0377 | 132.0383 | 0 | 0 | 0 | 0 | 0 | 5.7317 | 154.736 | -117 | 0 | 0 | 0 | 0 | 195.7491 | 197.1038 | 174.1228 | 444.942 | 0.37162 | 0.37651 | 0.37574 | 0.37098 | 72.7443 | 74.2117 | 65.4244 | 165.0646
9 | 26 | 7 | 488.884 | 486.1358 | 484.9932 | 483.6921 | 0 | 0 | 0 | 0 | 125.1432 | 181.4083 | 0 | 0 | 0 | 0 | 0 | 0 | 160.086 | 131.006 | 363.587 | 364.7624 | 0 | 0 | 0 | 0 | 0 | -16.6579 | -74.9171 | -15.6808 | 0 | 0 | 0 | 0 | 203.6548 | 190.3795 | 196.3233 | 134.6105 | 0.37194 | 0.38123 | 0.37528 | 0.36663 | 75.7468 | 72.5788 | 73.6769 | 49.3516
9 | 26 | 8 | 515.3522 | 512.9606 | 512.7313 | 512.7258 | 0 | 0 | 0 | 0 | 106.5505 | 132.0459 | 0 | 0 | 0 | 0 | 0 | 0 | 219.7385 | 302.8023 | 736.7801 | 753.1231 | 0 | 0 | 0 | 0 | 0 | -36.1695 | -144.5577 | -16.0542 | 0 | 0 | 0 | 0 | 189.0631 | 114.2819 | -79.4911 | -224.3431 | 0.36962 | 0.37552 | 0.37235 | 0.38036 | 69.8824 | 42.9155 | -29.5983 | -85.3321
9 | 26 | 9 | 543.7457 | 542.545 | 544.1391 | 546.2135 | 0 | 0 | 0 | 0 | 83.1316 | 114.5535 | 0 | 0 | 0 | 0 | 0 | 0 | 258.2844 | 427.0266 | 963.2527 | 994.336 | 0 | 0 | 0 | 0 | 0 | -54.8225 | -237.0695 | -177.1238 | 0 | 0 | 0 | 0 | 202.3296 | 55.7875 | -182.0441 | -270.9987 | 0.37229 | 0.38397 | 0.38397 | 0.17588 | 75.3255 | 21.421 | -69.9003 | -47.662
9 | 26 | 10 | 569.8079 | 569.219 | 571.5337 | 574.1668 | 0 | 0 | 0 | 0 | 85.0398 | 117.4233 | 0 | 0 | 0 | 0 | 0 | 0 | 301.8595 | 513.8874 | 1100.5848 | 1142.244 | 0 | 0 | 0 | 0 | 0 | -72.9604 | -382.474 | -355.6421 | 0 | 0 | 0 | 0 | 182.9087 | 10.8686 | -146.5771 | -212.4351 | 0.37171 | 0.38397 | 0.38397 | 0.17588 | 67.9894 | 4.1733 | -56.2819 | -37.3621
9 | 26 | 11 | 587.564 | 587.3001 | 589.7423 | 592.1183 | 0 | 0 | 0 | 0 | 100.0114 | 112.4647 | 0 | 0 | 0 | 0 | 0 | 0 | 323.117 | 557.6515 | 1167.1092 | 1214.3674 | 0 | 0 | 0 | 0 | 0 | -46.234 | -299.2903 | -351 | 0 | 0 | 0 | 0 | 164.4356 | -36.5821 | -278.0766 | -271.2491 | 0.37104 | 0.38397 | 0.38397 | 0.17588 | 61.012 | -14.0466 | -106.7744 | -47.706
9 | 26 | 12 | 598.0271 | 598.0977 | 600.7299 | 603.0042 | 0 | 0 | 0 | 0 | 112.2981 | 120.8936 | 0 | 0 | 0 | 0 | 0 | 0 | 330.7735 | 577.2266 | 1189.2921 | 1239.0748 | 0 | 0 | 0 | 0 | 0 | -32.5177 | -203.3311 | -325.2463 | 0 | 0 | 0 | 0 | 154.9556 | -67.5048 | -385.2311 | -310.8243 | 0.37287 | 0.38397 | 0.38397 | 0.17588 | 57.7779 | -25.9201 | -147.919 | -54.6663
9 | 26 | 13 | 617.2886 | 618.3268 | 622.007 | 625.0846 | 0 | 0 | 0 | 0 | 136.7894 | 117.0209 | 0 | 0 | 0 | 0 | 0 | 0 | 326.3143 | 565.8012 | 1165.472 | 1214.059 | 0 | 0 | 0 | 0 | 0 | -30.6254 | -190.2288 | -303.3409 | 0 | 0 | 0 | 0 | 154.1849 | -33.8699 | -353.2363 | -285.6335 | 0.37446 | 0.38065 | 0.38397 | 0.16813 | 57.7355 | -12.8927 | -135.6338 | -48.0236
9 | 26 | 14 | 626.3245 | 628.018 | 632.4781 | 636.2679 | 0 | 0 | 0 | 0 | 137.5669 | 152.0765 | 0 | 0 | 0 | 0 | 0 | 0 | 326.5825 | 561.3662 | 1156.2482 | 1203.4063 | 0 | 0 | 0 | 0 | 0 | -13.1535 | -159.5164 | -58.125 | 0 | 0 | 0 | 0 | 162.1751 | -72.2713 | -364.2537 | -509.0134 | 0.37539 | 0.37471 | 0.37695 | 0.16849 | 60.8782 | -27.081 | -137.3041 | -85.7642
9 | 26 | 15 | 626.9677 | 629.2748 | 634.3834 | 638.7094 | 0 | 0 | 0 | 0 | 145.5448 | 175.1562 | 0 | 0 | 0 | 0 | 0 | 0 | 302.104 | 524.9745 | 1115.395 | 1156.8311 | 0 | 0 | 0 | 0 | 0 | -3.1681 | -11.9072 | -29.9772 | 0 | 0 | 0 | 0 | 179.3188 | -67.6878 | -469.1045 | -488.1446 | 0.37558 | 0.37413 | 0.37546 | 0.16764 | 67.348 | -25.3241 | -176.1306 | -81.8304
9 | 26 | 16 | 626.2881 | 630.7405 | 638.2204 | 644.6563 | 0 | 0 | 0 | 0 | 134.1162 | 187.5777 | 0 | 0 | 0 | 0 | 0 | 0 | 259.6339 | 439.8982 | 981.3349 | 1012.7631 | 0 | 0 | 0 | 0 | 0 | -5.4952 | -27.5354 | 2.364 | 0 | 0 | 0 | 0 | 232.538 | 8.7597 | -315.5791 | -370.4709 | 0.38077 | 0.3675 | 0.37018 | 0.37865 | 88.5428 | 3.2192 | -116.821 | -140.2798
9 | 26 | 17 | 610.6827 | 617.3326 | 627.151 | 635.6371 | 0 | 0 | 0 | 0 | 143.2899 | 199.8598 | 0 | 0 | 0 | 0 | 0 | 0 | 180.0287 | 283.554 | 705.5701 | 721.2709 | 0 | 0 | 0 | 0 | 0 | -6.5233 | -33.4182 | -8.0386 | 0 | 0 | 0 | 0 | 287.3641 | 140.4421 | -45.0009 | -77.5952 | 0.38859 | 0.37976 | 0.38475 | 0.37375 | 111.6669 | 53.334 | -17.3141 | -29.0009
9 | 26 | 18 | 592.4299 | 601.0321 | 612.9334 | 623.2727 | 0 | 0 | 0 | 0 | 166.2213 | 252.8899 | 0 | 0 | 0 | 0 | 0 | 0 | 100.2905 | 97.0728 | 324.7794 | 325.484 | 0 | 0 | 0 | 0 | 0 | -8.9814 | -5.2738 | 0 | 0 | 0 | 0 | 0 | 325.918 | 260.0507 | 293.4278 | 297.7887 | 0.39913 | 0.39052 | 0.39482 | 0.38967 | 130.083 | 101.5563 | 115.8524 | 116.0402
9 | 26 | 19 | 617.1344 | 628.3279 | 643.1459 | 656.0112 | 0 | 0 | 0 | 0 | 183.908 | 283.4509 | 0 | 0 | 0 | 0 | 0 | 0 | 81.3179 | 45.3223 | 156.5091 | 156.5091 | 0 | 0 | 0 | 0 | 0 | 18.9887 | 209.989 | 301.0413 | 0 | 0 | 0 | 0 | 351.9085 | 280.566 | 276.6478 | 198.4608 | 0.40014 | 0.39646 | 0.4013 | 0.39601 | 140.8113 | 111.2335 | 111.0187 | 78.5926
9 | 26 | 20 | 607.1865 | 619.4102 | 635.2416 | 648.9108 | 0 | 0 | 0 | 0 | 181.376 | 279.8673 | 0 | 0 | 0 | 0 | 0 | 0 | 75.7216 | 45.6648 | 166.7193 | 166.7193 | 0 | 0 | 0 | 0 | 0 | 5.035 | 29.2043 | 263.6715 | 0 | 0 | 0 | 0 | 350.0889 | 288.8431 | 439.318 | 218.5199 | 0.39652 | 0.39181 | 0.39756 | 0.39343 | 138.8175 | 113.1728 | 174.6545 | 85.9728
9 | 26 | 21 | 570.7674 | 582.8907 | 598.3726 | 611.6359 | 0 | 0 | 0 | 0 | 164.4862 | 285.8874 | 0 | 0 | 0 | 0 | 0 | 0 | 66.1683 | 45.4913 | 171.7006 | 171.7006 | 0 | 0 | 0 | 0 | 0 | 5.6835 | 50.8857 | 205.4782 | 0 | 0 | 0 | 0 | 340.1129 | 245.8285 | 375.7862 | 234.4571 | 0.39092 | 0.38892 | 0.39029 | 0.38929 | 132.9561 | 95.6075 | 146.6661 | 91.271
9 | 26 | 22 | 512.8634 | 524.6821 | 539.589 | 552.3592 | 0 | 0 | 0 | 0 | 177.319 | 281.482 | 0 | 0 | 0 | 0 | 0 | 0 | 51.2525 | 45.9632 | 178.9268 | 178.9268 | 0 | 0 | 0 | 0 | 0 | 10.1257 | 117.4324 | 312.4258 | 0 | 0 | 0 | 0 | 284.2918 | 187.1113 | 243.2298 | 61.0066 | 0.38531 | 0.3837 | 0.387 | 0.38422 | 109.5394 | 71.7945 | 94.1301 | 23.4398
9 | 26 | 23 | 463.9682 | 474.8595 | 488.5312 | 500.2079 | 0 | 0 | 0 | 0 | 171.843 | 295.7463 | 0 | 0 | 0 | 0 | 0 | 0 | 45.9009 | 51.4315 | 190.363 | 190.363 | 0 | 0 | 0 | 0 | 0 | 9.5183 | 119.9604 | 123.0123 | 0 | 0 | 0 | 0 | 246.2243 | 118.1634 | 178.2079 | 186.8327 | 0.37862 | 0.38317 | 0.38456 | 0.38119 | 93.2266 | 45.2772 | 68.5315 | 71.2194
9 | 26 | 24 | 428.7776 | 437.2626 | 448.0907 | 457.204 | 0 | 0 | 0 | 0 | 168.8774 | 281.2028 | 0 | 0 | 0 | 0 | 0 | 0 | 45.5 | 65.2684 | 218.0368 | 218.0368 | 0 | 0 | 0 | 0 | 0 | 30.6336 | 187.6175 | 45.0205 | 0 | 0 | 0 | 0 | 214.4002 | 60.1578 | 42.4364 | 194.1467 | 0.37097 | 0.3792 | 0.38104 | 0.37743 | 79.5357 | 22.812 | 16.1701 | 73.2769
9 | 27 | 1 | 406.9232 | 413.1297 | 421.2815 | 427.9436 | 0 | 0 | 0 | 0 | 125.9452 | 235.1679 | 0 | 0 | 0 | 0 | 0 | 0 | 45.5 | 67.9166 | 223.3331 | 223.3331 | 0 | 0 | 0 | 0 | 0 | 43.563 | 89.7904 | 55.0191 | 0 | 0 | 0 | 0 | 235.478 | 66.4822 | 108.158 | 149.5913 | 0.37067 | 0.37067 | 0.37608 | 0.37093 | 87.2856 | 24.6429 | 40.6762 | 55.4878
9 | 27 | 2 | 392.4448 | 396.4003 | 402.0237 | 406.4667 | 0 | 0 | 0 | 0 | 103.087 | 252.0167 | 0 | 0 | 0 | 0 | 0 | 0 | 45.5 | 62.2966 | 212.0932 | 212.0932 | 0 | 0 | 0 | 0 | 0 | 41.446 | 87.538 | 3.9565 | 0 | 0 | 0 | 0 | 243.8578 | 40.641 | 102.3925 | 190.4169 | 0.36983 | 0.36895 | 0.37442 | 0.36801 | 90.1855 | 14.9944 | 38.3375 | 70.0757
9 | 27 | 3 | 385.4222 | 387.5283 | 391.1065 | 393.7685 | 0 | 0 | 0 | 0 | 90.1388 | 214.4989 | 0 | 0 | 0 | 0 | 0 | 0 | 45.5 | 45.4764 | 178.4527 | 178.4527 | 0 | 0 | 0 | 0 | 0 | 27.353 | 80.5657 | -21.2643 | 0 | 0 | 0 | 0 | 249.7834 | 100.2 | 132.088 | 236.58 | 0.37068 | 0.36878 | 0.37239 | 0.3659 | 92.5889 | 36.9522 | 49.1884 | 86.5646
9 | 27 | 4 | 392.101 | 392.5245 | 394.2642 | 395.2835 | 0 | 0 | 0 | 0 | 97.1754 | 207.6918 | 0 | 0 | 0 | 0 | 0 | 0 | 45.5 | 41.5755 | 170.651 | 170.651 | 0 | 0 | 0 | 0 | 0 | 4.7941 | 70.1956 | 0 | 0 | 0 | 0 | 0 | 249.4256 | 138.463 | 153.4175 | 224.6324 | 0.3692 | 0.37208 | 0.37262 | 0.36651 | 92.089 | 51.5187 | 57.1661 | 82.329
9 | 27 | 5 | 420.9613 | 419.7745 | 419.8345 | 419.3299 | 0 | 0 | 0 | 0 | 133.8149 | 237.2334 | 0 | 0 | 0 | 0 | 0 | 0 | 45.5 | 31.3019 | 150.1038 | 150.1038 | 0 | 0 | 0 | 0 | 0 | 30.3823 | 28.872 | -107.4024 | 0 | 0 | 0 | 0 | 241.6463 | 120.8569 | 240.8586 | 376.6285 | 0.36849 | 0.37169 | 0.3739 | 0.36618 | 89.0441 | 44.9207 | 90.0564 | 137.912
9 | 27 | 6 | 469.6261 | 468.0041 | 467.8179 | 467.1231 | 0 | 0 | 0 | 0 | 140.2846 | 221.8664 | 0 | 0 | 0 | 0 | 0 | 0 | 46.3088 | 25.3718 | 135.4627 | 135.4632 | 0 | 0 | 0 | 0 | 0 | 5.7317 | 154.736 | -117 | 0 | 0 | 0 | 0 | 283.0327 | 215.0342 | 177.6191 | 448.6599 | 0.37162 | 0.37651 | 0.37574 | 0.37098 | 105.1807 | 80.9627 | 66.7381 | 166.4439
9 | 27 | 7 | 492.7999 | 490.1799 | 489.1926 | 488.026 | 0 | 0 | 0 | 0 | 125.1432 | 181.4083 | 0 | 0 | 0 | 0 | 0 | 0 | 78.5773 | 102.7008 | 316.615 | 317.6682 | 0 | 0 | 0 | 0 | 0 | -16.6579 | -74.9171 | -15.6808 | 0 | 0 | 0 | 0 | 289.0794 | 222.7287 | 247.4947 | 186.0386 | 0.37194 | 0.38123 | 0.37528 | 0.36663 | 107.5193 | 84.9113 | 92.8807 | 68.2065
9 | 27 | 8 | 516.7481 | 514.4022 | 514.2283 | 514.2707 | 0 | 0 | 0 | 0 | 106.5505 | 132.0459 | 0 | 0 | 0 | 0 | 0 | 0 | 145.2046 | 258.7816 | 663.4023 | 677.5209 | 0 | 0 | 0 | 0 | 0 | -36.1695 | -144.5577 | -16.0542 | 0 | 0 | 0 | 0 | 264.993 | 159.7442 | -4.6163 | -147.1959 | 0.36962 | 0.37552 | 0.37235 | 0.38036 | 97.9479 | 59.9876 | -1.7189 | -55.988
9 | 27 | 9 | 544.1445 | 542.9569 | 544.5668 | 546.6549 | 0 | 0 | 0 | 0 | 83.1316 | 114.5535 | 0 | 0 | 0 | 0 | 0 | 0 | 196.0228 | 370.4977 | 891.8179 | 918.2894 | 0 | 0 | 0 | 0 | 0 | -54.8225 | -237.0695 | -177.1238 | 0 | 0 | 0 | 0 | 264.9901 | 112.7283 | -110.1815 | -194.5107 | 0.37229 | 0.38397 | 0.38397 | 0.17588 | 98.6534 | 43.2848 | -42.3069 | -34.2096
9 | 27 | 10 | 570.7687 | 570.2112 | 572.5641 | 575.2302 | 0 | 0 | 0 | 0 | 85.0398 | 117.4233 | 0 | 0 | 0 | 0 | 0 | 0 | 227.3662 | 434.6475 | 1009.3149 | 1044.1474 | 0 | 0 | 0 | 0 | 0 | -72.9604 | -382.474 | -355.6421 | 0 | 0 | 0 | 0 | 258.3628 | 91.1008 | -54.2769 | -113.2751 | 0.37171 | 0.38397 | 0.38397 | 0.17588 | 96.0367 | 34.9804 | -20.8409 | -19.9223
9 | 27 | 11 | 584.7178 | 584.3607 | 586.6899 | 588.9682 | 0 | 0 | 0 | 0 | 100.0114 | 112.4647 | 0 | 0 | 0 | 0 | 0 | 0 | 239.2243 | 440.2642 | 1019.2198 | 1057.9428 | 0 | 0 | 0 | 0 | 0 | -46.234 | -299.2903 | -351 | 0 | 0 | 0 | 0 | 245.4821 | 77.8658 | -133.2396 | -117.9746 | 0.37104 | 0.38397 | 0.38397 | 0.17588 | 91.0834 | 29.8985 | -51.1606 | -20.7488
9 | 27 | 12 | 591.12 | 590.9645 | 593.3226 | 595.3597 | 0 | 0 | 0 | 0 | 112.2981 | 120.8936 | 0 | 0 | 0 | 0 | 0 | 0 | 255.4431 | 477.4146 | 1033.749 | 1076.5355 | 0 | 0 | 0 | 0 | 0 | -32.5177 | -203.3311 | -325.2463 | 0 | 0 | 0 | 0 | 223.3788 | 25.174 | -237.0953 | -155.9295 | 0.37287 | 0.38397 | 0.38397 | 0.17588 | 83.2907 | 9.6662 | -91.0386 | -27.4241
9 | 27 | 13 | 607.0639 | 607.7674 | 611.0417 | 613.7683 | 0 | 0 | 0 | 0 | 136.7894 | 117.0209 | 0 | 0 | 0 | 0 | 0 | 0 | 251.2268 | 450.0558 | 932.4576 | 974.5303 | 0 | 0 | 0 | 0 | 0 | -30.6254 | -190.2288 | -303.3409 | 0 | 0 | 0 | 0 | 219.0477 | 71.3161 | -131.1871 | -57.421 | 0.37446 | 0.38065 | 0.38397 | 0.16813 | 82.0238 | 27.1468 | -50.3725 | -9.6542
9 | 27 | 14 | 608.812 | 609.9322 | 613.6973 | 616.8857 | 0 | 0 | 0 | 0 | 137.5669 | 152.0765 | 0 | 0 | 0 | 0 | 0 | 0 | 229.5612 | 409.903 | 798.3364 | 835.4566 | 0 | 0 | 0 | 0 | 0 | -13.1535 | -159.5164 | -58.125 | 0 | 0 | 0 | 0 | 241.6839 | 61.1061 | -25.1228 | -160.4459 | 0.37539 | 0.37471 | 0.37695 | 0.16849 | 90.7247 | 22.8973 | -9.47 | -27.0337
9 | 27 | 15 | 601.7323 | 603.2133 | 607.3203 | 610.7798 | 0 | 0 | 0 | 0 | 145.5448 | 175.1562 | 0 | 0 | 0 | 0 | 0 | 0 | 218.6904 | 369.5042 | 742.3473 | 774.4785 | 0 | 0 | 0 | 0 | 0 | -3.1681 | -11.9072 | -29.9772 | 0 | 0 | 0 | 0 | 237.497 | 61.7211 | -123.1199 | -133.7216 | 0.37558 | 0.37413 | 0.37546 | 0.16764 | 89.1984 | 23.0918 | -46.2268 | -22.4165
9 | 27 | 16 | 597.7351 | 601.2529 | 607.5994 | 613.0548 | 0 | 0 | 0 | 0 | 134.1162 | 187.5777 | 0 | 0 | 0 | 0 | 0 | 0 | 198.8387 | 283.5364 | 564.7534 | 586.5757 | 0 | 0 | 0 | 0 | 0 | -5.4952 | -27.5354 | 2.364 | 0 | 0 | 0 | 0 | 264.7802 | 135.6339 | 70.3814 | 24.1151 | 0.38077 | 0.3675 | 0.37018 | 0.37865 | 100.8195 | 49.8451 | 26.0538 | 9.1312
9 | 27 | 17 | 575.6033 | 581.1049 | 589.531 | 596.8125 | 0 | 0 | 0 | 0 | 143.2899 | 199.8598 | 0 | 0 | 0 | 0 | 0 | 0 | 195.1663 | 207.154 | 507.4678 | 517.7951 | 0 | 0 | 0 | 0 | 0 | -6.5233 | -33.4182 | -8.0386 | 0 | 0 | 0 | 0 | 237.1471 | 180.6145 | 115.4813 | 87.056 | 0.38859 | 0.37976 | 0.38475 | 0.37375 | 92.1531 | 68.5897 | 44.4315 | 32.5369
9 | 27 | 18 | 568.1734 | 575.9816 | 586.9202 | 596.4265 | 0 | 0 | 0 | 0 | 166.2213 | 252.8899 | 0 | 0 | 0 | 0 | 0 | 0 | 200.8111 | 110.2001 | 357.6702 | 358.0399 | 0 | 0 | 0 | 0 | 0 | -8.9814 | -5.2738 | 0 | 0 | 0 | 0 | 0 | 201.141 | 221.873 | 234.5237 | 238.3866 | 0.39913 | 0.39052 | 0.39482 | 0.38967 | 80.281 | 86.6469 | 92.5957 | 92.8928
9 | 27 | 19 | 595.7423 | 606.2356 | 620.2045 | 632.3352 | 0 | 0 | 0 | 0 | 183.908 | 283.4509 | 0 | 0 | 0 | 0 | 0 | 0 | 204.9771 | 87.7608 | 324.815 | 324.815 | 0 | 0 | 0 | 0 | 0 | 18.9887 | 209.989 | 301.0413 | 0 | 0 | 0 | 0 | 206.8573 | 216.0352 | 85.4004 | 6.4789 | 0.40014 | 0.39646 | 0.4013 | 0.39601 | 82.771 | 85.6495 | 34.2712 | 2.5657
9 | 27 | 20 | 587.0272 | 598.5909 | 613.6223 | 626.5992 | 0 | 0 | 0 | 0 | 181.376 | 279.8673 | 0 | 0 | 0 | 0 | 0 | 0 | 184.6338 | 73.8021 | 336.3929 | 336.3929 | 0 | 0 | 0 | 0 | 0 | 5.035 | 29.2043 | 263.6715 | 0 | 0 | 0 | 0 | 221.0174 | 239.8866 | 248.0251 | 26.5348 | 0.39652 | 0.39181 | 0.39756 | 0.39343 | 87.6379 | 93.9909 | 98.6044 | 10.4396
9 | 27 | 21 | 552.5478 | 564.0748 | 578.8335 | 591.4712 | 0 | 0 | 0 | 0 | 164.4862 | 285.8874 | 0 | 0 | 0 | 0 | 0 | 0 | 189.75 | 79.9965 | 349.356 | 349.356 | 0 | 0 | 0 | 0 | 0 | 5.6835 | 50.8857 | 205.4782 | 0 | 0 | 0 | 0 | 198.3117 | 192.5073 | 178.5918 | 36.6371 | 0.39092 | 0.38892 | 0.39029 | 0.38929 | 77.5235 | 74.8699 | 69.7028 | 14.2623
9 | 27 | 22 | 500.572 | 511.9884 | 526.4074 | 538.7555 | 0 | 0 | 0 | 0 | 177.319 | 281.482 | 0 | 0 | 0 | 0 | 0 | 0 | 188.9833 | 85.8691 | 356.6006 | 356.6006 | 0 | 0 | 0 | 0 | 0 | 10.1257 | 117.4324 | 312.4258 | 0 | 0 | 0 | 0 | 134.2697 | 134.5117 | 52.3744 | -130.2708 | 0.38531 | 0.3837 | 0.387 | 0.38422 | 51.7349 | 51.6121 | 20.2689 | -50.0524
9 | 27 | 23 | 454.7587 | 465.3485 | 478.6548 | 490.0152 | 0 | 0 | 0 | 0 | 171.843 | 295.7463 | 0 | 0 | 0 | 0 | 0 | 0 | 197.7267 | 94.2946 | 353.7961 | 353.7961 | 0 | 0 | 0 | 0 | 0 | 9.5183 | 119.9604 | 123.0123 | 0 | 0 | 0 | 0 | 85.189 | 65.7894 | 4.8983 | 13.2068 | 0.37862 | 0.38317 | 0.38456 | 0.38119 | 32.2547 | 25.2088 | 1.8837 | 5.0344
9 | 27 | 24 | 426.9829 | 435.4091 | 446.1659 | 455.2177 | 0 | 0 | 0 | 0 | 168.8774 | 281.2028 | 0 | 0 | 0 | 0 | 0 | 0 | 208.9751 | 100.3586 | 352.4358 | 352.4358 | 0 | 0 | 0 | 0 | 0 | 30.6336 | 187.6175 | 45.0205 | 0 | 0 | 0 | 0 | 49.1304 | 23.2141 | -93.8873 | 57.7613 | 0.37097 | 0.3792 | 0.38104 | 0.37743 | 18.2258 | 8.8028 | -35.7752 | 21.8009
9 | 28 | 1 | 405.2191 | 411.3698 | 419.454 | 426.0575 | 0 | 0 | 0 | 0 | 125.9452 | 235.1679 | 0 | 0 | 0 | 0 | 0 | 0 | 205.7465 | 97.6221 | 346.2764 | 346.2764 | 0 | 0 | 0 | 0 | 0 | 43.563 | 89.7904 | 55.0191 | 0 | 0 | 0 | 0 | 73.5273 | 35.0168 | -16.6128 | 24.762 | 0.37067 | 0.37067 | 0.37608 | 0.37093 | 27.2547 | 12.9796 | -6.2477 | 9.185
9 | 28 | 2 | 393.7864 | 397.7857 | 403.4624 | 407.9514 | 0 | 0 | 0 | 0 | 103.087 | 252.0167 | 0 | 0 | 0 | 0 | 0 | 0 | 227.1392 | 107.0285 | 333.1847 | 333.1847 | 0 | 0 | 0 | 0 | 0 | 41.446 | 87.538 | 3.9565 | 0 | 0 | 0 | 0 | 63.5602 | -2.7055 | -17.2603 | 70.8102 | 0.36983 | 0.36895 | 0.37442 | 0.36801 | 23.5064 | -0.99817 | -6.4625 | 26.059
9 | 28 | 3 | 388.1053 | 390.2992 | 393.9839 | 396.738 | 0 | 0 | 0 | 0 | 90.1388 | 214.4989 | 0 | 0 | 0 | 0 | 0 | 0 | 241.3538 | 117.1956 | 323.3891 | 323.3891 | 0 | 0 | 0 | 0 | 0 | 27.353 | 80.5657 | -21.2643 | 0 | 0 | 0 | 0 | 56.6127 | 31.2517 | -9.971 | 94.6132 | 0.37068 | 0.36878 | 0.37239 | 0.3659 | 20.985 | 11.5251 | -3.7131 | 34.6189
9 | 28 | 4 | 395.0923 | 395.6136 | 397.4721 | 398.5941 | 0 | 0 | 0 | 0 | 97.1754 | 207.6918 | 0 | 0 | 0 | 0 | 0 | 0 | 255.1603 | 121.0426 | 305.5639 | 305.5639 | 0 | 0 | 0 | 0 | 0 | 4.7941 | 70.1956 | 0 | 0 | 0 | 0 | 0 | 42.7566 | 62.085 | 21.7126 | 93.0303 | 0.3692 | 0.37208 | 0.37262 | 0.36651 | 15.7859 | 23.1003 | 8.0905 | 34.0961
9 | 28 | 5 | 420.8888 | 419.6996 | 419.7567 | 419.2496 | 0 | 0 | 0 | 0 | 133.8149 | 237.2334 | 0 | 0 | 0 | 0 | 0 | 0 | 266.4081 | 125.3501 | 298.0127 | 298.0127 | 0 | 0 | 0 | 0 | 0 | 30.3823 | 28.872 | -107.4024 | 0 | 0 | 0 | 0 | 20.6657 | 26.7338 | 92.872 | 228.6393 | 0.36849 | 0.37169 | 0.3739 | 0.36618 | 7.6151 | 9.9366 | 34.7246 | 83.722
9 | 28 | 6 | 461.6494 | 459.7662 | 459.2634 | 458.2948 | 0 | 0 | 0 | 0 | 140.2846 | 221.8664 | 0 | 0 | 0 | 0 | 0 | 0 | 265.6748 | 113.2642 | 282.7704 | 282.7707 | 0 | 0 | 0 | 0 | 0 | 5.7317 | 154.736 | -117 | 0 | 0 | 0 | 0 | 55.69 | 118.904 | 21.7571 | 292.5241 | 0.37162 | 0.37651 | 0.37574 | 0.37098 | 20.6955 | 44.7686 | 8.1749 | 108.5206
9 | 28 | 7 | 490.8601 | 488.1766 | 487.1123 | 485.8791 | 0 | 0 | 0 | 0 | 125.1432 | 181.4083 | 0 | 0 | 0 | 0 | 0 | 0 | 272.7003 | 163.193 | 422.2127 | 422.9374 | 0 | 0 | 0 | 0 | 0 | -16.6579 | -74.9171 | -15.6808 | 0 | 0 | 0 | 0 | 93.0165 | 160.2332 | 139.8167 | 78.6225 | 0.37194 | 0.38123 | 0.37528 | 0.36663 | 34.5963 | 61.086 | 52.4709 | 28.825
9 | 28 | 8 | 510.1129 | 507.5498 | 507.1125 | 506.9272 | 0 | 0 | 0 | 0 | 106.5505 | 132.0459 | 0 | 0 | 0 | 0 | 0 | 0 | 305.5206 | 300.0468 | 671.7113 | 683.5959 | 0 | 0 | 0 | 0 | 0 | -36.1695 | -144.5577 | -16.0542 | 0 | 0 | 0 | 0 | 98.0418 | 111.6266 | -20.041 | -160.6145 | 0.36962 | 0.37552 | 0.37235 | 0.38036 | 36.2386 | 41.9183 | -7.4622 | -61.092
9 | 28 | 9 | 530.3303 | 528.6905 | 529.7521 | 531.3659 | 0 | 0 | 0 | 0 | 83.1316 | 114.5535 | 0 | 0 | 0 | 0 | 0 | 0 | 369.7717 | 404.5969 | 827.0846 | 850.5083 | 0 | 0 | 0 | 0 | 0 | -54.8225 | -237.0695 | -177.1238 | 0 | 0 | 0 | 0 | 77.427 | 64.3626 | -60.2629 | -142.0186 | 0.37229 | 0.38397 | 0.38397 | 0.17588 | 28.8254 | 24.7136 | -23.1394 | -24.9776
9 | 28 | 10 | 543.376 | 541.9218 | 543.1874 | 544.913 | 0 | 0 | 0 | 0 | 85.0398 | 117.4233 | 0 | 0 | 0 | 0 | 0 | 0 | 452.7793 | 518.5142 | 990.2269 | 1022.3353 | 0 | 0 | 0 | 0 | 0 | -72.9604 | -382.474 | -355.6421 | 0 | 0 | 0 | 0 | 5.557 | -21.0553 | -64.5655 | -121.7802 | 0.37171 | 0.38397 | 0.38397 | 0.17588 | 2.0656 | -8.0847 | -24.7915 | -21.4181
9 | 28 | 11 | 545.8857 | 544.2575 | 545.0454 | 545.9903 | 0 | 0 | 0 | 0 | 100.0114 | 112.4647 | 0 | 0 | 0 | 0 | 0 | 0 | 498.0855 | 580.9341 | 1057.6554 | 1094.0013 | 0 | 0 | 0 | 0 | 0 | -46.234 | -299.2903 | -351 | 0 | 0 | 0 | 0 | -52.2112 | -102.9074 | -213.3197 | -197.011 | 0.37104 | 0.38397 | 0.38397 | 0.17588 | -19.3724 | -39.5138 | -81.9094 | -34.6494
9 | 28 | 12 | 539.9603 | 538.13 | 538.4576 | 538.738 | 0 | 0 | 0 | 0 | 112.2981 | 120.8936 | 0 | 0 | 0 | 0 | 0 | 0 | 507.0797 | 611.366 | 1124.1912 | 1162.731 | 0 | 0 | 0 | 0 | 0 | -32.5177 | -203.3311 | -325.2463 | 0 | 0 | 0 | 0 | -79.4175 | -161.6118 | -382.4026 | -298.7467 | 0.37287 | 0.38397 | 0.38397 | 0.17588 | -29.6122 | -62.0548 | -146.8329 | -52.5421
9 | 28 | 13 | 538.8449 | 537.3153 | 537.8819 | 538.2661 | 0 | 0 | 0 | 0 | 136.7894 | 117.0209 | 0 | 0 | 0 | 0 | 0 | 0 | 502.7637 | 595.9862 | 1080.6706 | 1116.5066 | 0 | 0 | 0 | 0 | 0 | -30.6254 | -190.2288 | -303.3409 | 0 | 0 | 0 | 0 | -100.7082 | -145.0663 | -352.5599 | -274.8996 | 0.37446 | 0.38065 | 0.38397 | 0.16813 | -37.7108 | -55.2202 | -135.3741 | -46.219
9 | 28 | 14 | 535.2994 | 534.0132 | 534.8604 | 535.5247 | 0 | 0 | 0 | 0 | 137.5669 | 152.0765 | 0 | 0 | 0 | 0 | 0 | 0 | 517.2104 | 613.0574 | 1144.7118 | 1178.3935 | 0 | 0 | 0 | 0 | 0 | -13.1535 | -159.5164 | -58.125 | 0 | 0 | 0 | 0 | -119.4779 | -217.9673 | -450.3351 | -584.7439 | 0.37539 | 0.37471 | 0.37695 | 0.16849 | -44.8503 | -81.6753 | -169.7521 | -98.5241
9 | 28 | 15 | 525.2646 | 524.2426 | 525.3144 | 526.1482 | 0 | 0 | 0 | 0 | 145.5448 | 175.1562 | 0 | 0 | 0 | 0 | 0 | 0 | 512.9449 | 589.6999 | 1105.6751 | 1134.218 | 0 | 0 | 0 | 0 | 0 | -3.1681 | -11.9072 | -29.9772 | 0 | 0 | 0 | 0 | -133.2251 | -237.4454 | -568.4536 | -578.0926 | 0.37558 | 0.37413 | 0.37546 | 0.16764 | -50.0363 | -88.8358 | -213.4323 | -96.9089
9 | 28 | 16 | 517.8048 | 518.7061 | 521.8802 | 524.591 | 0 | 0 | 0 | 0 | 134.1162 | 187.5777 | 0 | 0 | 0 | 0 | 0 | 0 | 497.0732 | 538.7745 | 1031.7275 | 1053.7394 | 0 | 0 | 0 | 0 | 0 | -5.4952 | -27.5354 | 2.364 | 0 | 0 | 0 | 0 | -113.3846 | -202.1509 | -482.3119 | -531.5125 | 0.38077 | 0.3675 | 0.37018 | 0.37865 | -43.1731 | -74.29 | -178.5421 | -201.2586
9 | 28 | 17 | 507.2755 | 510.5405 | 516.2545 | 521.1898 | 0 | 0 | 0 | 0 | 143.2899 | 199.8598 | 0 | 0 | 0 | 0 | 0 | 0 | 451.1474 | 446.2112 | 884.4097 | 895.1824 | 0 | 0 | 0 | 0 | 0 | -6.5233 | -33.4182 | -8.0386 | 0 | 0 | 0 | 0 | -87.1618 | -129.0072 | -334.7371 | -365.954 | 0.38859 | 0.37976 | 0.38475 | 0.37375 | -33.8702 | -48.9915 | -128.7903 | -136.774
9 | 28 | 18 | 512.4089 | 518.3917 | 527.117 | 534.7085 | 0 | 0 | 0 | 0 | 166.2213 | 252.8899 | 0 | 0 | 0 | 0 | 0 | 0 | 394.9208 | 293.7085 | 543.8139 | 544.1587 | 0 | 0 | 0 | 0 | 0 | -8.9814 | -5.2738 | 0 | 0 | 0 | 0 | 0 | -48.7331 | -19.2254 | -11.4232 | -9.4502 | 0.39913 | 0.39052 | 0.39482 | 0.38967 | -19.4508 | -7.508 | -4.5102 | -3.6825
9 | 28 | 19 | 539.6334 | 548.29 | 560.0318 | 570.2359 | 0 | 0 | 0 | 0 | 183.908 | 283.4509 | 0 | 0 | 0 | 0 | 0 | 0 | 380.6772 | 251.0239 | 431.1982 | 431.1982 | 0 | 0 | 0 | 0 | 0 | 18.9887 | 209.989 | 301.0413 | 0 | 0 | 0 | 0 | -24.9518 | -5.1735 | -81.1554 | -162.0036 | 0.40014 | 0.39646 | 0.4013 | 0.39601 | -9.9841 | -2.0511 | -32.5677 | -64.1552
9 | 28 | 20 | 531.5528 | 541.3006 | 554.1301 | 565.2022 | 0 | 0 | 0 | 0 | 181.376 | 279.8673 | 0 | 0 | 0 | 0 | 0 | 0 | 366.7925 | 233.8214 | 437.674 | 437.674 | 0 | 0 | 0 | 0 | 0 | 5.035 | 29.2043 | 263.6715 | 0 | 0 | 0 | 0 | -16.6158 | 22.5769 | 87.2517 | -136.1434 | 0.39652 | 0.39181 | 0.39756 | 0.39343 | -6.5885 | 8.8459 | 34.6877 | -53.5632
9 | 28 | 21 | 511.4134 | 521.5938 | 534.7198 | 545.9452 | 0 | 0 | 0 | 0 | 164.4862 | 285.8874 | 0 | 0 | 0 | 0 | 0 | 0 | 339.2136 | 216.5391 | 446.1046 | 446.1046 | 0 | 0 | 0 | 0 | 0 | 5.6835 | 50.8857 | 205.4782 | 0 | 0 | 0 | 0 | 7.7136 | 13.4838 | 37.7295 | -105.6376 | 0.39092 | 0.38892 | 0.39029 | 0.38929 | 3.0154 | 5.2441 | 14.7255 | -41.1233
9 | 28 | 22 | 477.222 | 487.874 | 501.3662 | 512.9126 | 0 | 0 | 0 | 0 | 177.319 | 281.482 | 0 | 0 | 0 | 0 | 0 | 0 | 297.1878 | 200.4099 | 429.8733 | 429.8733 | 0 | 0 | 0 | 0 | 0 | 10.1257 | 117.4324 | 312.4258 | 0 | 0 | 0 | 0 | 2.7151 | -4.1435 | -45.9395 | -229.3865 | 0.38531 | 0.3837 | 0.387 | 0.38422 | 1.0462 | -1.5899 | -17.7786 | -88.1344
9 | 28 | 23 | 440.1287 | 450.2396 | 462.9651 | 473.8232 | 0 | 0 | 0 | 0 | 171.843 | 295.7463 | 0 | 0 | 0 | 0 | 0 | 0 | 286.794 | 169.3603 | 314.0363 | 314.0363 | 0 | 0 | 0 | 0 | 0 | 9.5183 | 119.9604 | 123.0123 | 0 | 0 | 0 | 0 | -18.5083 | -24.3852 | 28.9685 | 36.7747 | 0.37862 | 0.38317 | 0.38456 | 0.38119 | -7.0077 | -9.3438 | 11.1401 | 14.0183
9 | 28 | 24 | 407.3856 | 415.1703 | 425.1493 | 433.5281 | 0 | 0 | 0 | 0 | 168.8774 | 281.2028 | 0 | 0 | 0 | 0 | 0 | 0 | 288.9569 | 168.4376 | 273.2785 | 273.2785 | 0 | 0 | 0 | 0 | 0 | 30.6336 | 187.6175 | 45.0205 | 0 | 0 | 0 | 0 | -50.4488 | -65.1037 | -35.7468 | 115.229 | 0.37097 | 0.3792 | 0.38104 | 0.37743 | -18.7149 | -24.6875 | -13.6211 | 43.4909
9 | 29 | 1 | 387.906 | 393.4899 | 400.887 | 406.896 | 0 | 0 | 0 | 0 | 125.9452 | 235.1679 | 0 | 0 | 0 | 0 | 0 | 0 | 308.5549 | 166.5083 | 272.9815 | 272.9815 | 0 | 0 | 0 | 0 | 0 | 43.563 | 89.7904 | 55.0191 | 0 | 0 | 0 | 0 | -46.5942 | -51.7492 | 38.1151 | 78.8954 | 0.37067 | 0.37067 | 0.37608 | 0.37093 | -17.2713 | -19.1818 | 14.3344 | 29.2646
9 | 29 | 2 | 374.6241 | 377.9962 | 382.9123 | 386.7434 | 0 | 0 | 0 | 0 | 103.087 | 252.0167 | 0 | 0 | 0 | 0 | 0 | 0 | 303.081 | 157.6268 | 291.0876 | 291.0876 | 0 | 0 | 0 | 0 | 0 | 41.446 | 87.538 | 3.9565 | 0 | 0 | 0 | 0 | -31.5438 | -73.0933 | 4.2868 | 91.6993 | 0.36983 | 0.36895 | 0.37442 | 0.36801 | -11.6658 | -26.9675 | 1.605 | 33.7464
9 | 29 | 3 | 366.7313 | 368.2256 | 371.0619 | 373.0821 | 0 | 0 | 0 | 0 | 90.1388 | 214.4989 | 0 | 0 | 0 | 0 | 0 | 0 | 286.4905 | 156.8232 | 316.1492 | 316.1492 | 0 | 0 | 0 | 0 | 0 | 27.353 | 80.5657 | -21.2643 | 0 | 0 | 0 | 0 | -9.898 | -30.4495 | -25.653 | 78.1972 | 0.37068 | 0.36878 | 0.37239 | 0.3659 | -3.669 | -11.2293 | -9.5529 | 28.6123
9 | 29 | 4 | 367.1013 | 366.7064 | 367.4538 | 367.6147 | 0 | 0 | 0 | 0 | 97.1754 | 207.6918 | 0 | 0 | 0 | 0 | 0 | 0 | 276.4469 | 154.475 | 306.5995 | 306.5995 | 0 | 0 | 0 | 0 | 0 | 4.7941 | 70.1956 | 0 | 0 | 0 | 0 | 0 | -6.521 | -0.25459 | -9.3413 | 61.0152 | 0.3692 | 0.37208 | 0.37262 | 0.36651 | -2.4076 | -0.094726 | -3.4807 | 22.3624
9 | 29 | 5 | 374.642 | 371.9389 | 370.1605 | 368.0654 | 0 | 0 | 0 | 0 | 133.8149 | 237.2334 | 0 | 0 | 0 | 0 | 0 | 0 | 302.4708 | 167.7465 | 276.1999 | 276.1999 | 0 | 0 | 0 | 0 | 0 | 30.3823 | 28.872 | -107.4024 | 0 | 0 | 0 | 0 | -61.6438 | -63.4232 | 65.0886 | 199.2679 | 0.36849 | 0.37169 | 0.3739 | 0.36618 | -22.7151 | -23.5735 | 24.3364 | 72.967
9 | 29 | 6 | 387.3753 | 383.0609 | 379.61 | 376.091 | 0 | 0 | 0 | 0 | 140.2846 | 221.8664 | 0 | 0 | 0 | 0 | 0 | 0 | 300.9674 | 155.5149 | 245.0156 | 245.0159 | 0 | 0 | 0 | 0 | 0 | 5.7317 | 154.736 | -117 | 0 | 0 | 0 | 0 | -53.8767 | -0.052027 | -20.1416 | 248.0751 | 0.37162 | 0.37651 | 0.37574 | 0.37098 | -20.0217 | -0.019589 | -7.5679 | 92.0309
9 | 29 | 7 | 396.753 | 390.989 | 386.1895 | 381.7249 | 0 | 0 | 0 | 0 | 125.1432 | 181.4083 | 0 | 0 | 0 | 0 | 0 | 0 | 344.5662 | 245.1037 | 403.3855 | 404.397 | 0 | 0 | 0 | 0 | 0 | -16.6579 | -74.9171 | -15.6808 | 0 | 0 | 0 | 0 | -72.9564 | -18.865 | 57.7211 | -6.9913 | 0.37194 | 0.38123 | 0.37528 | 0.36663 | -27.1352 | -7.192 | 21.6618 | -2.5632
9 | 29 | 8 | 424.8165 | 419.4613 | 415.6385 | 412.5243 | 0 | 0 | 0 | 0 | 106.5505 | 132.0459 | 0 | 0 | 0 | 0 | 0 | 0 | 440.4105 | 448.7879 | 793.3813 | 808.5668 | 0 | 0 | 0 | 0 | 0 | -36.1695 | -144.5577 | -16.0542 | 0 | 0 | 0 | 0 | -122.1446 | -125.203 | -233.1851 | -379.9884 | 0.36962 | 0.37552 | 0.37235 | 0.38036 | -45.1476 | -47.0166 | -86.826 | -144.5339
9 | 29 | 9 | 448.8409 | 444.5337 | 442.3608 | 441.1765 | 0 | 0 | 0 | 0 | 83.1316 | 114.5535 | 0 | 0 | 0 | 0 | 0 | 0 | 479.6876 | 583.7772 | 1034.197 | 1064.2379 | 0 | 0 | 0 | 0 | 0 | -54.8225 | -237.0695 | -177.1238 | 0 | 0 | 0 | 0 | -113.9783 | -198.9745 | -354.7666 | -445.9377 | 0.37229 | 0.38397 | 0.38397 | 0.17588 | -42.4331 | -76.4012 | -136.2214 | -78.4294
9 | 29 | 10 | 465.0229 | 461.0039 | 459.1596 | 458.1947 | 0 | 0 | 0 | 0 | 85.0398 | 117.4233 | 0 | 0 | 0 | 0 | 0 | 0 | 423.9262 | 611.917 | 1172.3308 | 1212.795 | 0 | 0 | 0 | 0 | 0 | -72.9604 | -382.474 | -355.6421 | 0 | 0 | 0 | 0 | -43.943 | -195.376 | -330.6973 | -398.9582 | 0.37171 | 0.38397 | 0.38397 | 0.17588 | -16.3342 | -75.0194 | -126.9794 | -70.1669
9 | 29 | 11 | 469.7806 | 465.6611 | 463.4283 | 461.76 | 0 | 0 | 0 | 0 | 100.0114 | 112.4647 | 0 | 0 | 0 | 0 | 0 | 0 | 387.0233 | 630.5389 | 1236.1392 | 1282.8409 | 0 | 0 | 0 | 0 | 0 | -46.234 | -299.2903 | -351 | 0 | 0 | 0 | 0 | -17.2541 | -231.1086 | -473.4205 | -470.0809 | 0.37104 | 0.38397 | 0.38397 | 0.17588 | -6.402 | -88.7398 | -181.7815 | -82.6756
9 | 29 | 12 | 469.6927 | 465.5623 | 463.1008 | 460.9685 | 0 | 0 | 0 | 0 | 112.2981 | 120.8936 | 0 | 0 | 0 | 0 | 0 | 0 | 350.5238 | 639.7779 | 1272.2559 | 1322.5704 | 0 | 0 | 0 | 0 | 0 | -32.5177 | -203.3311 | -325.2463 | 0 | 0 | 0 | 0 | 6.8708 | -262.5915 | -605.824 | -536.3557 | 0.37287 | 0.38397 | 0.38397 | 0.17588 | 2.5619 | -100.8284 | -232.6211 | -94.3317
9 | 29 | 13 | 470.354 | 466.5824 | 464.4305 | 462.4628 | 0 | 0 | 0 | 0 | 136.7894 | 117.0209 | 0 | 0 | 0 | 0 | 0 | 0 | 325.1556 | 616.8389 | 1208.9275 | 1257.7403 | 0 | 0 | 0 | 0 | 0 | -30.6254 | -190.2288 | -303.3409 | 0 | 0 | 0 | 0 | 8.4089 | -236.6521 | -554.2682 | -491.9366 | 0.37446 | 0.38065 | 0.38397 | 0.16813 | 3.1488 | -90.0827 | -212.825 | -82.7094
9 | 29 | 14 | 468.7119 | 465.246 | 463.4504 | 461.8282 | 0 | 0 | 0 | 0 | 137.5669 | 152.0765 | 0 | 0 | 0 | 0 | 0 | 0 | 322.0376 | 643.8527 | 1268.8098 | 1317.3411 | 0 | 0 | 0 | 0 | 0 | -13.1535 | -159.5164 | -58.125 | 0 | 0 | 0 | 0 | 9.1074 | -317.5298 | -645.8431 | -797.3879 | 0.37539 | 0.37471 | 0.37695 | 0.16849 | 3.4188 | -118.9826 | -243.4482 | -134.3527
9 | 29 | 15 | 465.6206 | 462.6461 | 461.3506 | 460.1364 | 0 | 0 | 0 | 0 | 145.5448 | 175.1562 | 0 | 0 | 0 | 0 | 0 | 0 | 297.2537 | 581.3326 | 1178.3658 | 1221.3501 | 0 | 0 | 0 | 0 | 0 | -3.1681 | -11.9072 | -29.9772 | 0 | 0 | 0 | 0 | 22.8221 | -290.6746 | -705.108 | -731.2366 | 0.37558 | 0.37413 | 0.37546 | 0.16764 | 8.5714 | -108.7506 | -264.7408 | -122.5813
9 | 29 | 16 | 466.0468 | 465.2539 | 466.3736 | 467.3072 | 0 | 0 | 0 | 0 | 134.1162 | 187.5777 | 0 | 0 | 0 | 0 | 0 | 0 | 255.2437 | 511.7496 | 1070.4675 | 1102.6496 | 0 | 0 | 0 | 0 | 0 | -5.4952 | -27.5354 | 2.364 | 0 | 0 | 0 | 0 | 76.6869 | -228.5783 | -576.5586 | -637.7065 | 0.38077 | 0.3675 | 0.37018 | 0.37865 | 29.1998 | -84.002 | -213.4303 | -241.4692
9 | 29 | 17 | 463.4218 | 465.2512 | 469.2246 | 472.6541 | 0 | 0 | 0 | 0 | 143.2899 | 199.8598 | 0 | 0 | 0 | 0 | 0 | 0 | 176.5075 | 322.3499 | 738.181 | 753.4064 | 0 | 0 | 0 | 0 | 0 | -6.5233 | -33.4182 | -8.0386 | 0 | 0 | 0 | 0 | 143.6243 | -50.4352 | -235.5383 | -272.7137 | 0.38859 | 0.37976 | 0.38475 | 0.37375 | 55.811 | -19.1531 | -90.6235 | -101.9258
9 | 29 | 18 | 471.8002 | 476.4537 | 483.5671 | 489.7643 | 0 | 0 | 0 | 0 | 166.2213 | 252.8899 | 0 | 0 | 0 | 0 | 0 | 0 | 95.2509 | 138.4295 | 382.3472 | 382.8419 | 0 | 0 | 0 | 0 | 0 | -8.9814 | -5.2738 | 0 | 0 | 0 | 0 | 0 | 210.3281 | 94.1157 | 106.4937 | 106.9224 | 0.39913 | 0.39052 | 0.39482 | 0.38967 | 83.9478 | 36.7545 | 42.0463 | 41.6648
9 | 29 | 19 | 506.0587 | 513.6162 | 524.0254 | 533.0767 | 0 | 0 | 0 | 0 | 183.908 | 283.4509 | 0 | 0 | 0 | 0 | 0 | 0 | 101.7401 | 116.2464 | 284.3667 | 284.3667 | 0 | 0 | 0 | 0 | 0 | 18.9887 | 209.989 | 301.0413 | 0 | 0 | 0 | 0 | 220.4106 | 94.9302 | 29.6698 | -52.3312 | 0.40014 | 0.39646 | 0.4013 | 0.39601 | 88.1942 | 37.6361 | 11.9065 | -20.7237
9 | 29 | 20 | 501.0419 | 509.7909 | 521.4094 | 531.4338 | 0 | 0 | 0 | 0 | 181.376 | 279.8673 | 0 | 0 | 0 | 0 | 0 | 0 | 106.5908 | 104.1396 | 266.9735 | 266.9735 | 0 | 0 | 0 | 0 | 0 | 5.035 | 29.2043 | 263.6715 | 0 | 0 | 0 | 0 | 213.075 | 120.7491 | 225.2316 | 0.78881 | 0.39652 | 0.39181 | 0.39756 | 0.39343 | 84.4886 | 47.3112 | 89.5427 | 0.31034
9 | 29 | 21 | 481.5732 | 490.7768 | 502.7185 | 512.9192 | 0 | 0 | 0 | 0 | 164.4862 | 285.8874 | 0 | 0 | 0 | 0 | 0 | 0 | 93.9864 | 95.5486 | 262.6745 | 262.6745 | 0 | 0 | 0 | 0 | 0 | 5.6835 | 50.8857 | 205.4782 | 0 | 0 | 0 | 0 | 223.1006 | 103.6574 | 189.1582 | 44.7665 | 0.39092 | 0.38892 | 0.39029 | 0.38929 | 87.214 | 40.3144 | 73.8268 | 17.427
9 | 29 | 22 | 453.4731 | 463.3478 | 475.8973 | 486.6283 | 0 | 0 | 0 | 0 | 177.319 | 281.482 | 0 | 0 | 0 | 0 | 0 | 0 | 89.1666 | 90.4095 | 247.8185 | 247.8185 | 0 | 0 | 0 | 0 | 0 | 10.1257 | 117.4324 | 312.4258 | 0 | 0 | 0 | 0 | 186.9875 | 81.3306 | 110.6464 | -73.616 | 0.38531 | 0.3837 | 0.387 | 0.38422 | 72.0474 | 31.2065 | 42.8202 | -28.2846
9 | 29 | 23 | 418.936 | 428.3532 | 440.2376 | 450.368 | 0 | 0 | 0 | 0 | 171.843 | 295.7463 | 0 | 0 | 0 | 0 | 0 | 0 | 92.1955 | 90.9628 | 241.5067 | 241.5067 | 0 | 0 | 0 | 0 | 0 | 9.5183 | 119.9604 | 123.0123 | 0 | 0 | 0 | 0 | 154.8975 | 32.1259 | 78.7705 | 85.849 | 0.37862 | 0.38317 | 0.38456 | 0.38119 | 58.648 | 12.3098 | 30.2919 | 32.7251
9 | 29 | 24 | 393.5895 | 400.9226 | 410.354 | 418.2591 | 0 | 0 | 0 | 0 | 168.8774 | 281.2028 | 0 | 0 | 0 | 0 | 0 | 0 | 91.7848 | 82.9023 | 224.8151 | 224.8151 | 0 | 0 | 0 | 0 | 0 | 30.6336 | 187.6175 | 45.0205 | 0 | 0 | 0 | 0 | 132.9273 | 6.1838 | -2.0786 | 148.4235 | 0.37097 | 0.3792 | 0.38104 | 0.37743 | 49.3118 | 2.3449 | -0.79203 | 56.0195
9 | 30 | 1 | 375.3789 | 380.5528 | 387.4526 | 393.0315 | 0 | 0 | 0 | 0 | 125.9452 | 235.1679 | 0 | 0 | 0 | 0 | 0 | 0 | 87.5963 | 76.745 | 217.9868 | 217.9868 | 0 | 0 | 0 | 0 | 0 | 43.563 | 89.7904 | 55.0191 | 0 | 0 | 0 | 0 | 161.8374 | 25.0769 | 79.6755 | 120.0256 | 0.37067 | 0.37067 | 0.37608 | 0.37093 | 59.9889 | 9.2952 | 29.9644 | 44.521
9 | 30 | 2 | 362.2421 | 365.2089 | 369.6335 | 373.0394 | 0 | 0 | 0 | 0 | 103.087 | 252.0167 | 0 | 0 | 0 | 0 | 0 | 0 | 83.9774 | 64.4775 | 192.8651 | 192.8651 | 0 | 0 | 0 | 0 | 0 | 41.446 | 87.538 | 3.9565 | 0 | 0 | 0 | 0 | 175.1777 | 7.2687 | 89.2305 | 176.2178 | 0.36983 | 0.36895 | 0.37442 | 0.36801 | 64.7856 | 2.6818 | 33.4094 | 64.8503
9 | 30 | 3 | 355.1651 | 356.2807 | 358.6579 | 360.2811 | 0 | 0 | 0 | 0 | 90.1388 | 214.4989 | 0 | 0 | 0 | 0 | 0 | 0 | 72.7623 | 63.6867 | 197.1027 | 197.1027 | 0 | 0 | 0 | 0 | 0 | 27.353 | 80.5657 | -21.2643 | 0 | 0 | 0 | 0 | 192.264 | 50.7421 | 80.9895 | 184.4426 | 0.37068 | 0.36878 | 0.37239 | 0.3659 | 71.2678 | 18.7129 | 30.1597 | 67.4875
9 | 30 | 4 | 353.3415 | 352.4961 | 352.6974 | 352.3858 | 0 | 0 | 0 | 0 | 97.1754 | 207.6918 | 0 | 0 | 0 | 0 | 0 | 0 | 64.8409 | 78.4722 | 229.1544 | 229.1544 | 0 | 0 | 0 | 0 | 0 | 4.7941 | 70.1956 | 0 | 0 | 0 | 0 | 0 | 191.3252 | 61.5379 | 53.3475 | 123.2315 | 0.3692 | 0.37208 | 0.37262 | 0.36651 | 70.6381 | 22.8968 | 19.8782 | 45.165
9 | 30 | 5 | 359.1418 | 355.9313 | 353.5376 | 350.9103 | 0 | 0 | 0 | 0 | 133.8149 | 237.2334 | 0 | 0 | 0 | 0 | 0 | 0 | 55.7305 | 85.6655 | 252.7293 | 252.7293 | 0 | 0 | 0 | 0 | 0 | 30.3823 | 28.872 | -107.4024 | 0 | 0 | 0 | 0 | 169.5963 | 2.6502 | 71.9363 | 205.5834 | 0.36849 | 0.37169 | 0.3739 | 0.36618 | 62.4945 | 0.98504 | 26.8968 | 75.2795
9 | 30 | 6 | 366.8353 | 361.8485 | 357.5824 | 353.3581 | 0 | 0 | 0 | 0 | 140.2846 | 221.8664 | 0 | 0 | 0 | 0 | 0 | 0 | 51.8805 | 94.7081 | 273.6775 | 273.6778 | 0 | 0 | 0 | 0 | 0 | 5.7317 | 154.736 | -117 | 0 | 0 | 0 | 0 | 174.6701 | 39.5423 | -70.8311 | 196.6803 | 0.37162 | 0.37651 | 0.37574 | 0.37098 | 64.9109 | 14.8881 | -26.6139 | 72.9645
9 | 30 | 7 | 372.2246 | 365.6577 | 359.8846 | 354.5778 | 0 | 0 | 0 | 0 | 125.1432 | 181.4083 | 0 | 0 | 0 | 0 | 0 | 0 | 88.1426 | 171.8232 | 460.0842 | 461.2331 | 0 | 0 | 0 | 0 | 0 | -16.6579 | -74.9171 | -15.6808 | 0 | 0 | 0 | 0 | 158.9388 | 29.0841 | -25.2825 | -90.9745 | 0.37194 | 0.38123 | 0.37528 | 0.36663 | 59.1152 | 11.0878 | -9.4881 | -33.3536
9 | 30 | 8 | 393.1272 | 386.7347 | 381.6541 | 377.4517 | 0 | 0 | 0 | 0 | 106.5505 | 132.0459 | 0 | 0 | 0 | 0 | 0 | 0 | 164.5596 | 333.8194 | 808.3918 | 824.8613 | 0 | 0 | 0 | 0 | 0 | -36.1695 | -144.5577 | -16.0542 | 0 | 0 | 0 | 0 | 122.017 | -42.9611 | -282.18 | -431.3554 | 0.36962 | 0.37552 | 0.37235 | 0.38036 | 45.1005 | -16.1329 | -105.0691 | -164.0721
9 | 30 | 9 | 416.4265 | 411.0581 | 407.5988 | 405.3013 | 0 | 0 | 0 | 0 | 83.1316 | 114.5535 | 0 | 0 | 0 | 0 | 0 | 0 | 222.4604 | 464.1989 | 1049.3235 | 1080.4965 | 0 | 0 | 0 | 0 | 0 | -54.8225 | -237.0695 | -177.1238 | 0 | 0 | 0 | 0 | 110.8344 | -112.8717 | -404.6552 | -498.0713 | 0.37229 | 0.38397 | 0.38397 | 0.17588 | 41.2626 | -43.3399 | -155.3774 | -87.5984
9 | 30 | 10 | 436.905 | 431.9656 | 429.0052 | 427.0748 | 0 | 0 | 0 | 0 | 85.0398 | 117.4233 | 0 | 0 | 0 | 0 | 0 | 0 | 261.8494 | 547.1449 | 1182.6312 | 1224.1925 | 0 | 0 | 0 | 0 | 0 | -72.9604 | -382.474 | -355.6421 | 0 | 0 | 0 | 0 | 90.0158 | -159.6423 | -371.152 | -441.4756 | 0.37171 | 0.38397 | 0.38397 | 0.17588 | 33.46 | -61.2986 | -142.513 | -77.6446
9 | 30 | 11 | 450.7453 | 446.0027 | 443.0144 | 440.6924 | 0 | 0 | 0 | 0 | 100.0114 | 112.4647 | 0 | 0 | 0 | 0 | 0 | 0 | 283.3511 | 589.0894 | 1237.9473 | 1285.456 | 0 | 0 | 0 | 0 | 0 | -46.234 | -299.2903 | -351 | 0 | 0 | 0 | 0 | 67.3827 | -209.3174 | -495.6426 | -493.7637 | 0.37104 | 0.38397 | 0.38397 | 0.17588 | 25.0016 | -80.3726 | -190.3143 | -86.8408
9 | 30 | 12 | 460.3744 | 455.939 | 453.1077 | 450.6554 | 0 | 0 | 0 | 0 | 112.2981 | 120.8936 | 0 | 0 | 0 | 0 | 0 | 0 | 295.1705 | 599.9109 | 1252.1918 | 1301.9088 | 0 | 0 | 0 | 0 | 0 | -32.5177 | -203.3311 | -325.2463 | 0 | 0 | 0 | 0 | 52.9059 | -232.3478 | -595.7531 | -526.0072 | 0.37287 | 0.38397 | 0.38397 | 0.17588 | 19.7269 | -89.2156 | -228.7541 | -92.5116
9 | 30 | 13 | 468.958 | 465.1407 | 462.9334 | 460.9179 | 0 | 0 | 0 | 0 | 136.7894 | 117.0209 | 0 | 0 | 0 | 0 | 0 | 0 | 293.9705 | 561.7301 | 1178.9052 | 1225.5516 | 0 | 0 | 0 | 0 | 0 | -30.6254 | -190.2288 | -303.3409 | 0 | 0 | 0 | 0 | 38.1981 | -182.9849 | -525.743 | -461.2928 | 0.37446 | 0.38065 | 0.38397 | 0.16813 | 14.3035 | -69.654 | -201.8721 | -77.5573
9 | 30 | 14 | 477.305 | 474.1204 | 472.6658 | 471.3387 | 0 | 0 | 0 | 0 | 137.5669 | 152.0765 | 0 | 0 | 0 | 0 | 0 | 0 | 317.4455 | 563.7677 | 1183.8405 | 1230.1458 | 0 | 0 | 0 | 0 | 0 | -13.1535 | -159.5164 | -58.125 | 0 | 0 | 0 | 0 | 22.2927 | -228.5704 | -551.6584 | -700.6821 | 0.37539 | 0.37471 | 0.37695 | 0.16849 | 8.3684 | -85.6484 | -207.9456 | -118.0587
9 | 30 | 15 | 484.8735 | 482.5292 | 481.9979 | 481.4447 | 0 | 0 | 0 | 0 | 145.5448 | 175.1562 | 0 | 0 | 0 | 0 | 0 | 0 | 327.299 | 523.316 | 1113.9888 | 1154.6812 | 0 | 0 | 0 | 0 | 0 | -3.1681 | -11.9072 | -29.9772 | 0 | 0 | 0 | 0 | 12.0296 | -212.7749 | -620.0838 | -643.2593 | 0.37558 | 0.37413 | 0.37546 | 0.16764 | 4.518 | -79.6058 | -232.8175 | -107.8332
9 | 30 | 16 | 490.4121 | 490.4167 | 492.5035 | 494.2737 | 0 | 0 | 0 | 0 | 134.1162 | 187.5777 | 0 | 0 | 0 | 0 | 0 | 0 | 313.9897 | 437.648 | 976.9821 | 1007.4871 | 0 | 0 | 0 | 0 | 0 | -5.4952 | -27.5354 | 2.364 | 0 | 0 | 0 | 0 | 42.3061 | -129.3139 | -456.9433 | -515.5774 | 0.38077 | 0.3675 | 0.37018 | 0.37865 | 16.1088 | -47.5226 | -169.1511 | -195.2247
9 | 30 | 17 | 493.7876 | 496.6111 | 501.7897 | 506.2619 | 0 | 0 | 0 | 0 | 143.2899 | 199.8598 | 0 | 0 | 0 | 0 | 0 | 0 | 221.9607 | 271.0791 | 692.9594 | 706.6885 | 0 | 0 | 0 | 0 | 0 | -6.5233 | -33.4182 | -8.0386 | 0 | 0 | 0 | 0 | 128.5371 | 32.1955 | -157.7515 | -192.388 | 0.38859 | 0.37976 | 0.38475 | 0.37375 | 49.9483 | 12.2265 | -60.695 | -71.9043
9 | 30 | 18 | 501.9848 | 507.6264 | 515.9379 | 523.1715 | 0 | 0 | 0 | 0 | 166.2213 | 252.8899 | 0 | 0 | 0 | 0 | 0 | 0 | 157.8144 | 114.4731 | 390.0921 | 390.471 | 0 | 0 | 0 | 0 | 0 | -8.9814 | -5.2738 | 0 | 0 | 0 | 0 | 0 | 177.9491 | 149.2448 | 131.1195 | 132.7005 | 0.39913 | 0.39052 | 0.39482 | 0.38967 | 71.0245 | 58.2838 | 51.7692 | 51.7098
9 | 30 | 19 | 537.4942 | 546.0807 | 557.7377 | 567.8683 | 0 | 0 | 0 | 0 | 183.908 | 283.4509 | 0 | 0 | 0 | 0 | 0 | 0 | 139.146 | 69.3957 | 278.4751 | 278.4751 | 0 | 0 | 0 | 0 | 0 | 18.9887 | 209.989 | 301.0413 | 0 | 0 | 0 | 0 | 214.4402 | 174.2454 | 69.2736 | -11.648 | 0.40014 | 0.39646 | 0.4013 | 0.39601 | 85.8052 | 69.0815 | 27.7995 | -4.6127
9 | 30 | 20 | 528.9966 | 538.6608 | 551.3888 | 562.3731 | 0 | 0 | 0 | 0 | 181.376 | 279.8673 | 0 | 0 | 0 | 0 | 0 | 0 | 148.2339 | 48.8631 | 277.647 | 277.647 | 0 | 0 | 0 | 0 | 0 | 5.035 | 29.2043 | 263.6715 | 0 | 0 | 0 | 0 | 199.3867 | 204.8954 | 244.5375 | 21.0546 | 0.39652 | 0.39181 | 0.39756 | 0.39343 | 79.061 | 80.2809 | 97.2179 | 8.2836
9 | 30 | 21 | 497.2728 | 506.9904 | 519.5552 | 530.2949 | 0 | 0 | 0 | 0 | 164.4862 | 285.8874 | 0 | 0 | 0 | 0 | 0 | 0 | 135.879 | 50.0135 | 259.1518 | 259.1518 | 0 | 0 | 0 | 0 | 0 | 5.6835 | 50.8857 | 205.4782 | 0 | 0 | 0 | 0 | 196.9076 | 165.406 | 209.5177 | 65.665 | 0.39092 | 0.38892 | 0.39029 | 0.38929 | 76.9747 | 64.3296 | 81.7729 | 25.5625
9 | 30 | 22 | 456.6276 | 466.6055 | 479.2802 | 490.1195 | 0 | 0 | 0 | 0 | 177.319 | 281.482 | 0 | 0 | 0 | 0 | 0 | 0 | 138.5045 | 55.5301 | 234.1614 | 234.1614 | 0 | 0 | 0 | 0 | 0 | 10.1257 | 117.4324 | 312.4258 | 0 | 0 | 0 | 0 | 140.804 | 119.4678 | 127.6865 | -56.4677 | 0.38531 | 0.3837 | 0.387 | 0.38422 | 54.2527 | 45.8397 | 49.4148 | -21.6959
9 | 30 | 23 | 418.0295 | 427.4171 | 439.2655 | 449.3648 | 0 | 0 | 0 | 0 | 171.843 | 295.7463 | 0 | 0 | 0 | 0 | 0 | 0 | 166.7179 | 72.6715 | 228.7704 | 228.7704 | 0 | 0 | 0 | 0 | 0 | 9.5183 | 119.9604 | 123.0123 | 0 | 0 | 0 | 0 | 79.4687 | 49.481 | 90.5347 | 97.5821 | 0.37862 | 0.38317 | 0.38456 | 0.38119 | 30.0888 | 18.9599 | 34.816 | 37.1977
9 | 30 | 24 | 389.4017 | 396.5977 | 405.8629 | 413.6242 | 0 | 0 | 0 | 0 | 168.8774 | 281.2028 | 0 | 0 | 0 | 0 | 0 | 0 | 174.8308 | 80.8381 | 238.2306 | 238.2306 | 0 | 0 | 0 | 0 | 0 | 30.6336 | 187.6175 | 45.0205 | 0 | 0 | 0 | 0 | 45.6935 | 3.9232 | -19.9852 | 130.373 | 0.37097 | 0.3792 | 0.38104 | 0.37743 | 16.9508 | 1.4877 | -7.6152 | 49.2068
10 | 1 | 1 | 372.8644 | 378.5781 | 386.0789 | 392.2113 | 0 | 0 | 0 | 0 | 108.337 | 201.8002 | 0 | 0 | 0 | 0 | 0 | 0 | 175.9206 | 76.9808 | 234.8263 | 234.8263 | 0 | 0 | 0 | 0 | 0 | 23.7996 | 201.6787 | -3.4936 | 0 | 0 | 0 | 0 | 88.6069 | 75.9975 | -50.4261 | 160.8786 | 0.37115 | 0.38254 | 0.37827 | 0.36417 | 32.8861 | 29.0722 | -19.0749 | 58.5875
10 | 1 | 2 | 363.2878 | 367.0394 | 372.3551 | 376.5773 | 0 | 0 | 0 | 0 | 88.7149 | 204.1451 | 0 | 0 | 0 | 0 | 0 | 0 | 162.5436 | 63.9205 | 224.6869 | 224.6869 | 0 | 0 | 0 | 0 | 0 | 12.5487 | 42.9418 | -36.0431 | 0 | 0 | 0 | 0 | 112.0292 | 86.4251 | 104.7264 | 187.9335 | 0.37051 | 0.38125 | 0.37759 | 0.36407 | 41.508 | 32.9492 | 39.544 | 68.4205
10 | 1 | 3 | 360.5868 | 362.615 | 366.034 | 368.5962 | 0 | 0 | 0 | 0 | 84.3139 | 214.6343 | 0 | 0 | 0 | 0 | 0 | 0 | 165.053 | 65.4018 | 220.3051 | 220.3051 | 0 | 0 | 0 | 0 | 0 | 43.8653 | 98.9978 | -70.924 | 0 | 0 | 0 | 0 | 111.2199 | 38.7136 | 46.7311 | 219.215 | 0.36947 | 0.37677 | 0.37471 | 0.36399 | 41.0921 | 14.5863 | 17.5108 | 79.7913
10 | 1 | 4 | 370.7768 | 371.344 | 373.181 | 374.3241 | 0 | 0 | 0 | 0 | 120.0279 | 204.4336 | 0 | 0 | 0 | 0 | 0 | 0 | 155.7831 | 67.5391 | 216.4684 | 216.4684 | 0 | 0 | 0 | 0 | 0 | 2.0625 | 44.4652 | -75.6567 | 0 | 0 | 0 | 0 | 94.9658 | 97.3087 | 112.2473 | 233.5124 | 0.36665 | 0.38012 | 0.37574 | 0.364 | 34.8188 | 36.9894 | 42.176 | 84.9991
10 | 1 | 5 | 398.4235 | 397.6899 | 398.1834 | 398.1017 | 0 | 0 | 0 | 0 | 147.3424 | 204.9059 | 0 | 0 | 0 | 0 | 0 | 0 | 140.7631 | 60.6971 | 211.5235 | 211.5235 | 0 | 0 | 0 | 0 | 0 | 13.9966 | 11.8671 | -27.1172 | 0 | 0 | 0 | 0 | 110.3181 | 118.0903 | 174.7928 | 213.6954 | 0.36507 | 0.38413 | 0.37673 | 0.36411 | 40.2738 | 45.3624 | 65.85 | 77.8087
10 | 1 | 6 | 439.2514 | 437.4784 | 437.0209 | 436.1179 | 0 | 0 | 0 | 0 | 160.2538 | 225.4228 | 0 | 0 | 0 | 0 | 0 | 0 | 144.8007 | 55.7826 | 212.0566 | 212.0568 | 0 | 0 | 0 | 0 | 0 | 42.6639 | 94.8029 | -15.5359 | 0 | 0 | 0 | 0 | 134.1969 | 113.6092 | 130.1614 | 239.5971 | 0.37565 | 0.38754 | 0.38116 | 0.36427 | 50.4108 | 44.028 | 49.6128 | 87.2769
10 | 1 | 7 | 471.5608 | 469.4589 | 468.9615 | 468.2427 | 0 | 0 | 0 | 0 | 153.3059 | 201.6107 | 0 | 0 | 0 | 0 | 0 | 0 | 201.1457 | 127.0485 | 372.8658 | 373.6454 | 0 | 0 | 0 | 0 | 0 | -1.7459 | -85.1288 | -18.5842 | 0 | 0 | 0 | 0 | 117.1092 | 142.5456 | 181.2245 | 113.1815 | 0.37409 | 0.38456 | 0.38293 | 0.3729 | 43.8089 | 54.8169 | 69.3964 | 42.2059
10 | 1 | 8 | 494.2954 | 492.5735 | 492.978 | 493.5194 | 0 | 0 | 0 | 0 | 117.4074 | 144.1809 | 0 | 0 | 0 | 0 | 0 | 0 | 290.7894 | 290.9241 | 727.9579 | 740.674 | 0 | 0 | 0 | 0 | 0 | -13.6444 | -35.9344 | 8.345 | 0 | 0 | 0 | 0 | 86.0985 | 71.1129 | -199.0455 | -255.4997 | 0.36583 | 0.38953 | 0.37971 | 0.39001 | 31.4976 | 27.7007 | -75.5798 | -99.6472
10 | 1 | 9 | 518.2488 | 517.6835 | 519.8296 | 522.3491 | 0 | 0 | 0 | 0 | 91.8622 | 141.9612 | 0 | 0 | 0 | 0 | 0 | 0 | 361.3423 | 424.2094 | 938.0616 | 964.417 | 0 | 0 | 0 | 0 | 0 | -22.3513 | -155.7705 | -63.6428 | 0 | 0 | 0 | 0 | 65.0443 | -26.1358 | -262.4615 | -378.4251 | 0.37083 | 0.014884 | 0.38398 | 0.014047 | 24.1203 | -0.389 | -100.7792 | -5.3158
10 | 1 | 10 | 540.5733 | 540.5149 | 543.2604 | 546.2436 | 0 | 0 | 0 | 0 | 81.0478 | 113.5914 | 0 | 0 | 0 | 0 | 0 | 0 | 427.7642 | 534.2548 | 1089.4821 | 1125.6684 | 0 | 0 | 0 | 0 | 0 | -53.7537 | -334.1854 | -351.6536 | 0 | 0 | 0 | 0 | 31.7612 | -53.5776 | -212.0362 | -227.7712 | 0.38038 | 0.014884 | 0.38398 | 0.014884 | 12.0813 | -0.79743 | -81.4171 | -3.3901
10 | 1 | 11 | 554.5512 | 554.861 | 557.7983 | 560.621 | 0 | 0 | 0 | 0 | 83.893 | 113.5914 | 0 | 0 | 0 | 0 | 0 | 0 | 486.6932 | 585.3284 | 1117.0879 | 1159.9549 | 0 | 0 | 0 | 0 | 0 | -52.2639 | -328.9501 | -351 | 0 | 0 | 0 | 0 | -16.035 | -91.795 | -230.3396 | -248.3339 | 0.3836 | 0.014884 | 0.38398 | 0.014884 | -6.151 | -1.3662 | -88.4452 | -3.6961
10 | 1 | 12 | 560.3957 | 561.1679 | 564.4406 | 567.3198 | 0 | 0 | 0 | 0 | 82.2909 | 113.5914 | 0 | 0 | 0 | 0 | 0 | 0 | 547.2139 | 645.0322 | 1180.2591 | 1228.0913 | 0 | 0 | 0 | 0 | 0 | -55.9075 | -328.6673 | -367.5252 | 0 | 0 | 0 | 0 | -69.1092 | -141.5482 | -287.1513 | -293.2463 | 0.38344 | 0.014884 | 0.38398 | 0.014884 | -26.4991 | -2.1068 | -110.2596 | -4.3646
10 | 1 | 13 | 570.3763 | 572.4085 | 577.037 | 581.0238 | 0 | 0 | 0 | 0 | 82.56 | 113.5914 | 0 | 0 | 0 | 0 | 0 | 0 | 569.3862 | 666.191 | 1221.7265 | 1269.0621 | 0 | 0 | 0 | 0 | 0 | -66.7284 | -327.4348 | -348.4619 | 0 | 0 | 0 | 0 | -81.5699 | -140.6455 | -317.2547 | -339.5764 | 0.38056 | 0.014884 | 0.38398 | 0.014884 | -31.0421 | -2.0933 | -121.8186 | -5.0541
10 | 1 | 14 | 574.5467 | 577.5674 | 583.3297 | 588.3514 | 0 | 0 | 0 | 0 | 87.8482 | 113.5914 | 0 | 0 | 0 | 0 | 0 | 0 | 595.879 | 669.5302 | 1199.9204 | 1244.6865 | 0 | 0 | 0 | 0 | 0 | -26.8214 | -190.7497 | -247.9271 | 0 | 0 | 0 | 0 | -109.1806 | -178.7328 | -425.841 | -408.408 | 0.37634 | 0.014773 | 0.38398 | 0.013952 | -41.0893 | -2.6404 | -163.5133 | -5.698
10 | 1 | 15 | 573.0497 | 576.7492 | 583.2284 | 588.8546 | 0 | 0 | 0 | 0 | 91.433 | 141.3905 | 0 | 0 | 0 | 0 | 0 | 0 | 599.76 | 656.9729 | 1150.0651 | 1190.7396 | 0 | 0 | 0 | 0 | 0 | -35.6217 | -20.114 | 42.7366 | 0 | 0 | 0 | 0 | -118.1432 | -185.9925 | -546.7227 | -644.6216 | 0.3716 | 0.014335 | 0.38347 | 0.014454 | -43.9024 | -2.6661 | -209.6503 | -9.3173
10 | 1 | 16 | 567.3773 | 573.0536 | 581.7034 | 589.2695 | 0 | 0 | 0 | 0 | 109.4115 | 150.6836 | 0 | 0 | 0 | 0 | 0 | 0 | 552.6681 | 562.443 | 978.6533 | 1008.6307 | 0 | 0 | 0 | 0 | 0 | -3.7405 | -16.8697 | 112.0065 | 0 | 0 | 0 | 0 | -94.7023 | -136.3325 | -380.0802 | -531.3677 | 0.36606 | 0.39562 | 0.37317 | 0.38507 | -34.6668 | -53.9364 | -141.8358 | -204.6154
10 | 1 | 17 | 555.5028 | 562.7732 | 573.1052 | 582.1303 | 0 | 0 | 0 | 0 | 126.6279 | 193.7742 | 0 | 0 | 0 | 0 | 0 | 0 | 471.4838 | 394.9833 | 670.4752 | 684.083 | 0 | 0 | 0 | 0 | 0 | -19.4929 | -0.93168 | 0 | 0 | 0 | 0 | 0 | -42.6088 | -6.4914 | -96.4383 | -101.9527 | 0.3796 | 0.40231 | 0.39727 | 0.39167 | -16.1745 | -2.6116 | -38.312 | -39.9316
10 | 1 | 18 | 554.2791 | 562.9696 | 574.8481 | 585.2223 | 0 | 0 | 0 | 0 | 159.1205 | 228.9213 | 0 | 0 | 0 | 0 | 0 | 0 | 377.1767 | 203.6303 | 265.0175 | 265.3524 | 0 | 0 | 0 | 0 | 0 | -3.2945 | 35.5289 | 186.952 | 0 | 0 | 0 | 0 | 17.9819 | 133.7125 | 274.3016 | 132.9179 | 0.38763 | 0.39764 | 0.3935 | 0.37855 | 6.9703 | 53.1692 | 107.9381 | 50.3166
10 | 1 | 19 | 587.7903 | 599.7415 | 615.3164 | 628.9134 | 0 | 0 | 0 | 0 | 160.857 | 247.574 | 0 | 0 | 0 | 0 | 0 | 0 | 351.8896 | 191.1529 | 223.1271 | 223.1271 | 0 | 0 | 0 | 0 | 0 | -0.52159 | 71.6977 | 316.4569 | 0 | 0 | 0 | 0 | 75.0437 | 161.5361 | 320.4916 | 89.3294 | 0.39128 | 0.40086 | 0.39698 | 0.38389 | 29.3632 | 64.7538 | 127.2299 | 34.2928
10 | 1 | 20 | 573.5652 | 586.0022 | 601.9776 | 615.8408 | 0 | 0 | 0 | 0 | 151.6606 | 249.8537 | 0 | 0 | 0 | 0 | 0 | 0 | 304.4531 | 157.4225 | 236.2866 | 236.2866 | 0 | 0 | 0 | 0 | 0 | 30.1974 | 78.9981 | 214.7213 | 0 | 0 | 0 | 0 | 117.4515 | 148.5286 | 286.6929 | 164.8329 | 0.39034 | 0.40015 | 0.39617 | 0.38289 | 45.8465 | 59.4343 | 113.5802 | 63.1126
10 | 1 | 21 | 539.2214 | 551.5157 | 567.1124 | 580.5546 | 0 | 0 | 0 | 0 | 149.0397 | 238.0144 | 0 | 0 | 0 | 0 | 0 | 0 | 316.8413 | 160.8222 | 244.0072 | 244.0072 | 0 | 0 | 0 | 0 | 0 | 35.4285 | 66.6583 | 229.217 | 0 | 0 | 0 | 0 | 73.3405 | 117.2507 | 256.447 | 107.3304 | 0.38547 | 0.3963 | 0.39241 | 0.3776 | 28.2703 | 46.4668 | 100.6329 | 40.5276
10 | 1 | 22 | 490.2367 | 502.1153 | 517.0428 | 529.8953 | 0 | 0 | 0 | 0 | 172.1219 | 228.7522 | 0 | 0 | 0 | 0 | 0 | 0 | 311.4947 | 139.3096 | 218.2737 | 218.2737 | 0 | 0 | 0 | 0 | 0 | 45.2117 | 102.1798 | 291.9182 | 0 | 0 | 0 | 0 | 6.6202 | 88.8418 | 196.5894 | 19.7035 | 0.37586 | 0.38944 | 0.38588 | 0.36712 | 2.4883 | 34.5984 | 75.8591 | 7.2335
10 | 1 | 23 | 442.3908 | 453.3363 | 467.0228 | 478.7713 | 0 | 0 | 0 | 0 | 150.0125 | 215.718 | 0 | 0 | 0 | 0 | 0 | 0 | 278.5777 | 128.3217 | 220.2553 | 220.2553 | 0 | 0 | 0 | 0 | 0 | 0.64951 | 262.0778 | 13.0936 | 0 | 0 | 0 | 0 | 13.8005 | 108.6471 | -15.3103 | 245.4225 | 0.36524 | 0.38446 | 0.37959 | 0.36444 | 5.0406 | 41.7701 | -5.8116 | 89.4418
10 | 1 | 24 | 411.3075 | 420.2022 | 431.4537 | 441.0001 | 0 | 0 | 0 | 0 | 110.6382 | 205.3225 | 0 | 0 | 0 | 0 | 0 | 0 | 255.9042 | 127.7698 | 221.6972 | 221.6972 | 0 | 0 | 0 | 0 | 0 | 14.2029 | 156.6925 | -48.9035 | 0 | 0 | 0 | 0 | 44.7651 | 72.907 | 53.064 | 268.2064 | 0.36532 | 0.37062 | 0.37486 | 0.36426 | 16.3534 | 27.0207 | 19.8918 | 97.697
10 | 2 | 1 | 391.1202 | 397.4315 | 405.6569 | 412.4161 | 0 | 0 | 0 | 0 | 108.337 | 201.8002 | 0 | 0 | 0 | 0 | 0 | 0 | 232.4986 | 125.5482 | 217.5145 | 217.5145 | 0 | 0 | 0 | 0 | 0 | 23.7996 | 201.6787 | -3.4936 | 0 | 0 | 0 | 0 | 50.2847 | 46.2835 | -13.5364 | 198.3952 | 0.37115 | 0.38254 | 0.37827 | 0.36417 | 18.663 | 17.7054 | -5.1205 | 72.25
10 | 2 | 2 | 379.9301 | 384.2265 | 390.2027 | 394.9964 | 0 | 0 | 0 | 0 | 88.7149 | 204.1451 | 0 | 0 | 0 | 0 | 0 | 0 | 219.7172 | 133.171 | 248.8058 | 248.8058 | 0 | 0 | 0 | 0 | 0 | 12.5487 | 42.9418 | -36.0431 | 0 | 0 | 0 | 0 | 71.498 | 34.3618 | 98.4551 | 182.2337 | 0.37051 | 0.38125 | 0.37759 | 0.36407 | 26.4908 | 13.1003 | 37.176 | 66.3454
10 | 2 | 3 | 374.7817 | 377.2746 | 381.257 | 384.3066 | 0 | 0 | 0 | 0 | 84.3139 | 214.6343 | 0 | 0 | 0 | 0 | 0 | 0 | 220.0872 | 136.6414 | 273.9538 | 273.9538 | 0 | 0 | 0 | 0 | 0 | 43.8653 | 98.9978 | -70.924 | 0 | 0 | 0 | 0 | 70.3806 | -17.8664 | 8.3053 | 181.2767 | 0.36947 | 0.37677 | 0.37471 | 0.36399 | 26.0033 | -6.7316 | 3.1121 | 65.9823
10 | 2 | 4 | 380.9471 | 381.8472 | 384.0879 | 385.5803 | 0 | 0 | 0 | 0 | 120.0279 | 204.4336 | 0 | 0 | 0 | 0 | 0 | 0 | 218.102 | 130.5753 | 270.3704 | 270.3704 | 0 | 0 | 0 | 0 | 0 | 2.0625 | 44.4652 | -75.6567 | 0 | 0 | 0 | 0 | 42.8173 | 44.7757 | 69.2522 | 190.8665 | 0.36665 | 0.38012 | 0.37574 | 0.364 | 15.6988 | 17.0203 | 26.021 | 69.4759
10 | 2 | 5 | 407.1435 | 406.6953 | 407.535 | 407.7527 | 0 | 0 | 0 | 0 | 147.3424 | 204.9059 | 0 | 0 | 0 | 0 | 0 | 0 | 206.9842 | 125.7086 | 267.282 | 267.282 | 0 | 0 | 0 | 0 | 0 | 13.9966 | 11.8671 | -27.1172 | 0 | 0 | 0 | 0 | 52.8169 | 62.0842 | 128.3859 | 167.588 | 0.36507 | 0.38413 | 0.37673 | 0.36411 | 19.2819 | 23.8486 | 48.367 | 61.0205
10 | 2 | 6 | 452.4855 | 451.1457 | 451.2135 | 450.7649 | 0 | 0 | 0 | 0 | 160.2538 | 225.4228 | 0 | 0 | 0 | 0 | 0 | 0 | 190.7615 | 124.2442 | 275.668 | 275.6683 | 0 | 0 | 0 | 0 | 0 | 42.6639 | 94.8029 | -15.5359 | 0 | 0 | 0 | 0 | 101.4702 | 58.8149 | 80.7425 | 190.6326 | 0.37565 | 0.38754 | 0.38116 | 0.36427 | 38.1171 | 22.7931 | 30.7761 | 69.4409
10 | 2 | 7 | 474.2076 | 472.1924 | 471.8 | 471.1721 | 0 | 0 | 0 | 0 | 153.3059 | 201.6107 | 0 | 0 | 0 | 0 | 0 | 0 | 195.4241 | 197.938 | 478.9366 | 480.1625 | 0 | 0 | 0 | 0 | 0 | -1.7459 | -85.1288 | -18.5842 | 0 | 0 | 0 | 0 | 125.4776 | 74.3896 | 77.9922 | 9.5937 | 0.37409 | 0.38456 | 0.38293 | 0.3729 | 46.9394 | 28.607 | 29.8656 | 3.5775
10 | 2 | 8 | 496.9059 | 495.2696 | 495.7776 | 496.4086 | 0 | 0 | 0 | 0 | 117.4074 | 144.1809 | 0 | 0 | 0 | 0 | 0 | 0 | 250.8199 | 372.5175 | 867.7971 | 884.9805 | 0 | 0 | 0 | 0 | 0 | -13.6444 | -35.9344 | 8.345 | 0 | 0 | 0 | 0 | 128.6787 | -7.7845 | -336.085 | -396.9169 | 0.36583 | 0.38953 | 0.37971 | 0.39001 | 47.0748 | -3.0323 | -127.6153 | -154.8011
10 | 2 | 9 | 523.7781 | 523.3938 | 525.7594 | 528.4687 | 0 | 0 | 0 | 0 | 91.8622 | 141.9612 | 0 | 0 | 0 | 0 | 0 | 0 | 307.6976 | 499.1035 | 1103.436 | 1136.1482 | 0 | 0 | 0 | 0 | 0 | -22.3513 | -155.7705 | -63.6428 | 0 | 0 | 0 | 0 | 124.2183 | -95.3197 | -421.9062 | -544.0367 | 0.37083 | 0.014884 | 0.38398 | 0.014047 | 46.0638 | -1.4187 | -162.0024 | -7.6422
10 | 2 | 10 | 546.8822 | 547.0303 | 550.0262 | 553.226 | 0 | 0 | 0 | 0 | 81.0478 | 113.5914 | 0 | 0 | 0 | 0 | 0 | 0 | 360.2689 | 577.8326 | 1231.7047 | 1275.2886 | 0 | 0 | 0 | 0 | 0 | -53.7537 | -334.1854 | -351.6536 | 0 | 0 | 0 | 0 | 105.5654 | -90.6401 | -347.493 | -370.409 | 0.38038 | 0.014884 | 0.38398 | 0.014884 | 40.1549 | -1.3491 | -133.4294 | -5.513
10 | 2 | 11 | 565.6823 | 566.3565 | 569.7356 | 572.9405 | 0 | 0 | 0 | 0 | 83.893 | 113.5914 | 0 | 0 | 0 | 0 | 0 | 0 | 404.7765 | 616.6012 | 1286.9933 | 1336.8435 | 0 | 0 | 0 | 0 | 0 | -52.2639 | -328.9501 | -351 | 0 | 0 | 0 | 0 | 77.0129 | -111.5722 | -388.3076 | -412.903 | 0.3836 | 0.014884 | 0.38398 | 0.014884 | 29.5422 | -1.6606 | -149.1013 | -6.1455
10 | 2 | 12 | 576.5485 | 577.8495 | 581.7633 | 585.1971 | 0 | 0 | 0 | 0 | 82.2909 | 113.5914 | 0 | 0 | 0 | 0 | 0 | 0 | 427.4255 | 625.2813 | 1293.4779 | 1345.7397 | 0 | 0 | 0 | 0 | 0 | -55.9075 | -328.6673 | -367.5252 | 0 | 0 | 0 | 0 | 66.8322 | -105.1157 | -383.0474 | -393.0174 | 0.38344 | 0.014884 | 0.38398 | 0.014884 | 25.626 | -1.5645 | -147.0815 | -5.8495
10 | 2 | 13 | 590.4268 | 593.1154 | 598.5397 | 603.215 | 0 | 0 | 0 | 0 | 82.56 | 113.5914 | 0 | 0 | 0 | 0 | 0 | 0 | 420.6576 | 606.4712 | 1252.2488 | 1303.1198 | 0 | 0 | 0 | 0 | 0 | -66.7284 | -327.4348 | -348.4619 | 0 | 0 | 0 | 0 | 87.2093 | -60.2188 | -326.2744 | -351.4429 | 0.38056 | 0.014884 | 0.38398 | 0.014884 | 33.1882 | -0.89628 | -125.2819 | -5.2308
10 | 2 | 14 | 597.516 | 601.2886 | 607.9626 | 613.773 | 0 | 0 | 0 | 0 | 87.8482 | 113.5914 | 0 | 0 | 0 | 0 | 0 | 0 | 407.9681 | 597.9228 | 1252.6768 | 1301.8467 | 0 | 0 | 0 | 0 | 0 | -26.8214 | -190.7497 | -247.9271 | 0 | 0 | 0 | 0 | 101.6997 | -83.4041 | -453.9645 | -440.1466 | 0.37634 | 0.014773 | 0.38398 | 0.013952 | 38.2739 | -1.2321 | -174.3121 | -6.1408
10 | 2 | 15 | 602.6723 | 607.3415 | 614.9965 | 621.6398 | 0 | 0 | 0 | 0 | 91.433 | 141.3905 | 0 | 0 | 0 | 0 | 0 | 0 | 379.9678 | 545.1808 | 1170.8933 | 1213.865 | 0 | 0 | 0 | 0 | 0 | -35.6217 | -20.114 | 42.7366 | 0 | 0 | 0 | 0 | 131.2716 | -43.6081 | -535.7829 | -634.9619 | 0.3716 | 0.014335 | 0.38347 | 0.014454 | 48.781 | -0.62511 | -205.4553 | -9.1776
10 | 2 | 16 | 599.3386 | 606.0611 | 615.9794 | 624.643 | 0 | 0 | 0 | 0 | 109.4115 | 150.6836 | 0 | 0 | 0 | 0 | 0 | 0 | 342.1435 | 445.2491 | 1000.8957 | 1032.1817 | 0 | 0 | 0 | 0 | 0 | -3.7405 | -16.8697 | 112.0065 | 0 | 0 | 0 | 0 | 147.7836 | 13.8688 | -368.0465 | -519.5452 | 0.36606 | 0.39562 | 0.37317 | 0.38507 | 54.0978 | 5.4868 | -137.3452 | -200.0628
10 | 2 | 17 | 585.0892 | 593.3281 | 604.8344 | 614.8754 | 0 | 0 | 0 | 0 | 126.6279 | 193.7742 | 0 | 0 | 0 | 0 | 0 | 0 | 264.8662 | 263.756 | 663.2371 | 676.6686 | 0 | 0 | 0 | 0 | 0 | -19.4929 | -0.93168 | 0 | 0 | 0 | 0 | 0 | 193.5951 | 155.2908 | -57.4711 | -61.7932 | 0.3796 | 0.40231 | 0.39727 | 0.39167 | 73.4894 | 62.4757 | -22.8315 | -24.2024
10 | 2 | 18 | 578.7894 | 588.2821 | 601.1335 | 612.3493 | 0 | 0 | 0 | 0 | 159.1205 | 228.9213 | 0 | 0 | 0 | 0 | 0 | 0 | 175.8742 | 82.3659 | 286.5542 | 286.8097 | 0 | 0 | 0 | 0 | 0 | -3.2945 | 35.5289 | 186.952 | 0 | 0 | 0 | 0 | 243.7946 | 280.2895 | 279.0503 | 138.5876 | 0.38763 | 0.39764 | 0.3935 | 0.37855 | 94.5021 | 111.4538 | 109.8067 | 52.4629
10 | 2 | 19 | 605.3753 | 617.9021 | 634.175 | 648.3758 | 0 | 0 | 0 | 0 | 160.857 | 247.574 | 0 | 0 | 0 | 0 | 0 | 0 | 135.908 | 64.3236 | 270.3247 | 270.3247 | 0 | 0 | 0 | 0 | 0 | -0.52159 | 71.6977 | 316.4569 | 0 | 0 | 0 | 0 | 308.6104 | 306.5261 | 292.1525 | 61.5942 | 0.39128 | 0.40086 | 0.39698 | 0.38389 | 120.7537 | 122.8749 | 115.9798 | 23.6455
10 | 2 | 20 | 586.0741 | 598.9206 | 615.3925 | 629.6853 | 0 | 0 | 0 | 0 | 151.6606 | 249.8537 | 0 | 0 | 0 | 0 | 0 | 0 | 112.6576 | 63.7782 | 290.6875 | 290.6875 | 0 | 0 | 0 | 0 | 0 | 30.1974 | 78.9981 | 214.7213 | 0 | 0 | 0 | 0 | 321.7559 | 255.0912 | 245.7068 | 124.2764 | 0.39034 | 0.40015 | 0.39617 | 0.38289 | 125.5956 | 102.0758 | 97.3426 | 47.584
10 | 2 | 21 | 546.6905 | 559.2293 | 575.1225 | 588.8211 | 0 | 0 | 0 | 0 | 149.0397 | 238.0144 | 0 | 0 | 0 | 0 | 0 | 0 | 121.6011 | 58.5477 | 287.5826 | 287.5826 | 0 | 0 | 0 | 0 | 0 | 35.4285 | 66.6583 | 229.217 | 0 | 0 | 0 | 0 | 276.0498 | 227.2387 | 220.8816 | 72.0216 | 0.38547 | 0.3963 | 0.39241 | 0.3776 | 106.4079 | 90.0554 | 86.6767 | 27.1951
10 | 2 | 22 | 496.0199 | 508.0877 | 523.2448 | 536.2959 | 0 | 0 | 0 | 0 | 172.1219 | 228.7522 | 0 | 0 | 0 | 0 | 0 | 0 | 131.0986 | 50.6511 | 271.6703 | 271.6703 | 0 | 0 | 0 | 0 | 0 | 45.2117 | 102.1798 | 291.9182 | 0 | 0 | 0 | 0 | 192.7994 | 183.4728 | 149.3947 | -27.2926 | 0.37586 | 0.38944 | 0.38588 | 0.36712 | 72.4656 | 71.4514 | 57.6478 | -10.0196
10 | 2 | 23 | 450.1318 | 461.3307 | 475.3245 | 487.3388 | 0 | 0 | 0 | 0 | 150.0125 | 215.718 | 0 | 0 | 0 | 0 | 0 | 0 | 133.0082 | 44.9345 | 255.2491 | 255.2491 | 0 | 0 | 0 | 0 | 0 | 0.64951 | 262.0778 | 13.0936 | 0 | 0 | 0 | 0 | 167.1112 | 200.0288 | -42.0024 | 218.9961 | 0.36524 | 0.38446 | 0.37959 | 0.36444 | 61.0363 | 76.9024 | -15.9435 | 79.811
10 | 2 | 24 | 416.8368 | 425.9125 | 437.3835 | 447.1197 | 0 | 0 | 0 | 0 | 110.6382 | 205.3225 | 0 | 0 | 0 | 0 | 0 | 0 | 154.468 | 48.174 | 259.5837 | 259.5837 | 0 | 0 | 0 | 0 | 0 | 14.2029 | 156.6925 | -48.9035 | 0 | 0 | 0 | 0 | 151.7306 | 158.2131 | 21.1073 | 236.4396 | 0.36532 | 0.37062 | 0.37486 | 0.36426 | 55.4297 | 58.6367 | 7.9124 | 86.1256
10 | 3 | 1 | 395.1267 | 401.5691 | 409.9535 | 416.8503 | 0 | 0 | 0 | 0 | 108.337 | 201.8002 | 0 | 0 | 0 | 0 | 0 | 0 | 152.3643 | 49.3486 | 252.0085 | 252.0085 | 0 | 0 | 0 | 0 | 0 | 23.7996 | 201.6787 | -3.4936 | 0 | 0 | 0 | 0 | 134.4255 | 126.6207 | -43.7336 | 168.3355 | 0.37115 | 0.38254 | 0.37827 | 0.36417 | 49.8915 | 48.4377 | -16.5433 | 61.3031
10 | 3 | 2 | 383.2839 | 387.6901 | 393.7995 | 398.7083 | 0 | 0 | 0 | 0 | 88.7149 | 204.1451 | 0 | 0 | 0 | 0 | 0 | 0 | 175.7823 | 53.0237 | 233.2192 | 233.2192 | 0 | 0 | 0 | 0 | 0 | 12.5487 | 42.9418 | -36.0431 | 0 | 0 | 0 | 0 | 118.7867 | 117.9726 | 117.6384 | 201.5321 | 0.37051 | 0.38125 | 0.37759 | 0.36407 | 44.0118 | 44.9765 | 44.4195 | 73.3714
10 | 3 | 3 | 377.7367 | 380.3263 | 384.426 | 387.5771 | 0 | 0 | 0 | 0 | 84.3139 | 214.6343 | 0 | 0 | 0 | 0 | 0 | 0 | 220.1082 | 61.4235 | 211.6122 | 211.6122 | 0 | 0 | 0 | 0 | 0 | 43.8653 | 98.9978 | -70.924 | 0 | 0 | 0 | 0 | 73.3146 | 60.4033 | 73.816 | 246.8889 | 0.36947 | 0.37677 | 0.37471 | 0.36399 | 27.0873 | 22.7584 | 27.6599 | 89.8642
10 | 3 | 4 | 383.1951 | 384.1688 | 386.4987 | 388.0682 | 0 | 0 | 0 | 0 | 120.0279 | 204.4336 | 0 | 0 | 0 | 0 | 0 | 0 | 218.6774 | 51.1807 | 192.6151 | 192.6151 | 0 | 0 | 0 | 0 | 0 | 2.0625 | 44.4652 | -75.6567 | 0 | 0 | 0 | 0 | 44.4898 | 126.4919 | 149.4183 | 271.1098 | 0.36665 | 0.38012 | 0.37574 | 0.364 | 16.312 | 48.0826 | 56.1427 | 98.6846
10 | 3 | 5 | 409.6453 | 409.279 | 410.218 | 410.5216 | 0 | 0 | 0 | 0 | 147.3424 | 204.9059 | 0 | 0 | 0 | 0 | 0 | 0 | 199.5013 | 40.9475 | 183.6787 | 183.6787 | 0 | 0 | 0 | 0 | 0 | 13.9966 | 11.8671 | -27.1172 | 0 | 0 | 0 | 0 | 62.8017 | 149.4291 | 214.6722 | 253.9601 | 0.36507 | 0.38413 | 0.37673 | 0.36411 | 22.927 | 57.4006 | 80.8737 | 92.4695
10 | 3 | 6 | 454.8423 | 453.5796 | 453.741 | 453.3733 | 0 | 0 | 0 | 0 | 160.2538 | 225.4228 | 0 | 0 | 0 | 0 | 0 | 0 | 194.4325 | 35.8311 | 186.0563 | 186.0565 | 0 | 0 | 0 | 0 | 0 | 42.6639 | 94.8029 | -15.5359 | 0 | 0 | 0 | 0 | 100.156 | 149.6619 | 172.8817 | 282.8527 | 0.37565 | 0.38754 | 0.38116 | 0.36427 | 37.6234 | 57.9998 | 65.8962 | 103.0335
10 | 3 | 7 | 478.3229 | 476.4424 | 476.2133 | 475.7267 | 0 | 0 | 0 | 0 | 153.3059 | 201.6107 | 0 | 0 | 0 | 0 | 0 | 0 | 230.8601 | 116.4262 | 382.9225 | 384.0601 | 0 | 0 | 0 | 0 | 0 | -1.7459 | -85.1288 | -18.5842 | 0 | 0 | 0 | 0 | 94.1569 | 160.1513 | 178.4196 | 110.2508 | 0.37409 | 0.38456 | 0.38293 | 0.3729 | 35.2228 | 61.5873 | 68.3223 | 41.113
10 | 3 | 8 | 497.3229 | 495.7002 | 496.2248 | 496.8701 | 0 | 0 | 0 | 0 | 117.4074 | 144.1809 | 0 | 0 | 0 | 0 | 0 | 0 | 284.3191 | 300.2417 | 765.1426 | 781.7807 | 0 | 0 | 0 | 0 | 0 | -13.6444 | -35.9344 | 8.345 | 0 | 0 | 0 | 0 | 95.5964 | 64.922 | -232.9834 | -293.2557 | 0.36583 | 0.38953 | 0.37971 | 0.39001 | 34.9722 | 25.2891 | -88.4664 | -114.3723
10 | 3 | 9 | 524.2676 | 523.8993 | 526.2843 | 529.0105 | 0 | 0 | 0 | 0 | 91.8622 | 141.9612 | 0 | 0 | 0 | 0 | 0 | 0 | 331.431 | 432.5924 | 973.6378 | 1005.3517 | 0 | 0 | 0 | 0 | 0 | -22.3513 | -155.7705 | -63.6428 | 0 | 0 | 0 | 0 | 100.9744 | -28.3031 | -291.583 | -412.6984 | 0.37083 | 0.014884 | 0.38398 | 0.014047 | 37.4443 | -0.42125 | -111.9612 | -5.7973
10 | 3 | 10 | 548.3506 | 548.5468 | 551.601 | 554.8513 | 0 | 0 | 0 | 0 | 81.0478 | 113.5914 | 0 | 0 | 0 | 0 | 0 | 0 | 395.4406 | 538.7798 | 1099.7702 | 1142.1719 | 0 | 0 | 0 | 0 | 0 | -53.7537 | -334.1854 | -351.6536 | 0 | 0 | 0 | 0 | 71.8621 | -50.0707 | -213.9837 | -235.6671 | 0.38038 | 0.014884 | 0.38398 | 0.014884 | 27.3349 | -0.74524 | -82.1649 | -3.5076
10 | 3 | 11 | 566.1537 | 566.8432 | 570.2411 | 573.4622 | 0 | 0 | 0 | 0 | 83.893 | 113.5914 | 0 | 0 | 0 | 0 | 0 | 0 | 450.868 | 608.7498 | 1176.1217 | 1224.5851 | 0 | 0 | 0 | 0 | 0 | -52.2639 | -328.9501 | -351 | 0 | 0 | 0 | 0 | 31.3927 | -103.234 | -276.9305 | -300.1229 | 0.3836 | 0.014884 | 0.38398 | 0.014884 | 12.0423 | -1.5365 | -106.335 | -4.4669
10 | 3 | 12 | 573.0496 | 574.2361 | 578.011 | 581.3247 | 0 | 0 | 0 | 0 | 82.2909 | 113.5914 | 0 | 0 | 0 | 0 | 0 | 0 | 481.9085 | 656.5739 | 1212.3106 | 1263.1722 | 0 | 0 | 0 | 0 | 0 | -55.9075 | -328.6673 | -367.5252 | 0 | 0 | 0 | 0 | 8.8503 | -140.0217 | -305.6324 | -314.3223 | 0.38344 | 0.014884 | 0.38398 | 0.014884 | 3.3935 | -2.084 | -117.3559 | -4.6783
10 | 3 | 13 | 585.4414 | 587.9668 | 593.1932 | 597.6973 | 0 | 0 | 0 | 0 | 82.56 | 113.5914 | 0 | 0 | 0 | 0 | 0 | 0 | 496.0628 | 661.6115 | 1186.5301 | 1235.1064 | 0 | 0 | 0 | 0 | 0 | -66.7284 | -327.4348 | -348.4619 | 0 | 0 | 0 | 0 | 6.8186 | -120.5077 | -265.9022 | -288.9472 | 0.38056 | 0.014884 | 0.38398 | 0.014884 | 2.5949 | -1.7936 | -102.1004 | -4.3006
10 | 3 | 14 | 593.6183 | 597.2633 | 603.7826 | 609.4592 | 0 | 0 | 0 | 0 | 87.8482 | 113.5914 | 0 | 0 | 0 | 0 | 0 | 0 | 527.9691 | 684.1271 | 1232.4227 | 1280.3438 | 0 | 0 | 0 | 0 | 0 | -26.8214 | -190.7497 | -247.9271 | 0 | 0 | 0 | 0 | -22.199 | -173.6337 | -437.8904 | -422.9575 | 0.37634 | 0.014773 | 0.38398 | 0.013952 | -8.3544 | -2.5651 | -168.14 | -5.901
10 | 3 | 15 | 594.043 | 598.4297 | 605.7421 | 612.0892 | 0 | 0 | 0 | 0 | 91.433 | 141.3905 | 0 | 0 | 0 | 0 | 0 | 0 | 559.9881 | 651.7542 | 1199.1025 | 1240.515 | 0 | 0 | 0 | 0 | 0 | -35.6217 | -20.114 | 42.7366 | 0 | 0 | 0 | 0 | -57.3781 | -159.0933 | -573.2465 | -671.1625 | 0.3716 | 0.014335 | 0.38347 | 0.014454 | -21.3219 | -2.2805 | -219.8213 | -9.7009
10 | 3 | 16 | 587.5185 | 593.8541 | 603.3033 | 611.561 | 0 | 0 | 0 | 0 | 109.4115 | 150.6836 | 0 | 0 | 0 | 0 | 0 | 0 | 540.5668 | 571.6857 | 1075.4375 | 1105.5483 | 0 | 0 | 0 | 0 | 0 | -3.7405 | -16.8697 | 112.0065 | 0 | 0 | 0 | 0 | -62.4598 | -124.7747 | -455.2645 | -605.9938 | 0.36606 | 0.39562 | 0.37317 | 0.38507 | -22.8641 | -49.3639 | -169.8926 | -233.3519
10 | 3 | 17 | 570.7492 | 578.5187 | 589.4558 | 599.0045 | 0 | 0 | 0 | 0 | 126.6279 | 193.7742 | 0 | 0 | 0 | 0 | 0 | 0 | 447.2696 | 400.817 | 770.4005 | 783.3678 | 0 | 0 | 0 | 0 | 0 | -19.4929 | -0.93168 | 0 | 0 | 0 | 0 | 0 | -3.1483 | 3.4203 | -180.013 | -184.3633 | 0.3796 | 0.40231 | 0.39727 | 0.39167 | -1.1951 | 1.3761 | -71.5137 | -72.2093
10 | 3 | 18 | 561.857 | 570.7955 | 582.9748 | 593.6092 | 0 | 0 | 0 | 0 | 159.1205 | 228.9213 | 0 | 0 | 0 | 0 | 0 | 0 | 364.4378 | 239.6208 | 424.1884 | 424.4215 | 0 | 0 | 0 | 0 | 0 | -3.2945 | 35.5289 | 186.952 | 0 | 0 | 0 | 0 | 38.2987 | 105.5479 | 123.2574 | -17.7644 | 0.38763 | 0.39764 | 0.3935 | 0.37855 | 14.8457 | 41.9699 | 48.502 | -6.7248
10 | 3 | 19 | 591.8693 | 603.954 | 619.6908 | 633.4279 | 0 | 0 | 0 | 0 | 160.857 | 247.574 | 0 | 0 | 0 | 0 | 0 | 0 | 319.9601 | 208.9791 | 376.9571 | 376.9571 | 0 | 0 | 0 | 0 | 0 | -0.52159 | 71.6977 | 316.4569 | 0 | 0 | 0 | 0 | 111.0523 | 147.9224 | 171.036 | -59.9861 | 0.39128 | 0.40086 | 0.39698 | 0.38389 | 43.4527 | 59.2966 | 67.8985 | -23.0282
10 | 3 | 20 | 575.5412 | 588.0429 | 604.0967 | 618.0279 | 0 | 0 | 0 | 0 | 151.6606 | 249.8537 | 0 | 0 | 0 | 0 | 0 | 0 | 281.3114 | 194.6284 | 364.7544 | 364.7544 | 0 | 0 | 0 | 0 | 0 | 30.1974 | 78.9981 | 214.7213 | 0 | 0 | 0 | 0 | 142.5692 | 113.3634 | 160.3442 | 38.5522 | 0.39034 | 0.40015 | 0.39617 | 0.38289 | 55.6511 | 45.3628 | 63.5242 | 14.7612
10 | 3 | 21 | 541.7595 | 554.1368 | 569.8343 | 583.3636 | 0 | 0 | 0 | 0 | 149.0397 | 238.0144 | 0 | 0 | 0 | 0 | 0 | 0 | 257.6294 | 185.2786 | 367.4708 | 367.4708 | 0 | 0 | 0 | 0 | 0 | 35.4285 | 66.6583 | 229.217 | 0 | 0 | 0 | 0 | 135.0904 | 95.4153 | 135.7053 | -13.3241 | 0.38547 | 0.3963 | 0.39241 | 0.3776 | 52.0728 | 37.8134 | 53.2524 | -5.0311
10 | 3 | 22 | 492.5572 | 504.5118 | 519.5314 | 532.4636 | 0 | 0 | 0 | 0 | 172.1219 | 228.7522 | 0 | 0 | 0 | 0 | 0 | 0 | 251.4937 | 186.8209 | 370.858 | 370.858 | 0 | 0 | 0 | 0 | 0 | 45.2117 | 102.1798 | 291.9182 | 0 | 0 | 0 | 0 | 68.9416 | 43.727 | 46.4937 | -130.3126 | 0.37586 | 0.38944 | 0.38588 | 0.36712 | 25.9124 | 17.029 | 17.9408 | -47.8401
10 | 3 | 23 | 448.5002 | 459.6457 | 473.5747 | 485.533 | 0 | 0 | 0 | 0 | 150.0125 | 215.718 | 0 | 0 | 0 | 0 | 0 | 0 | 243.8082 | 192.9881 | 381.1397 | 381.1397 | 0 | 0 | 0 | 0 | 0 | 0.64951 | 262.0778 | 13.0936 | 0 | 0 | 0 | 0 | 54.6795 | 50.2901 | -169.6429 | 91.2997 | 0.36524 | 0.38446 | 0.37959 | 0.36444 | 19.9713 | 19.3344 | -64.394 | 33.2733
10 | 3 | 24 | 415.7672 | 424.8079 | 436.2364 | 445.9359 | 0 | 0 | 0 | 0 | 110.6382 | 205.3225 | 0 | 0 | 0 | 0 | 0 | 0 | 214.8506 | 177.3745 | 393.8846 | 393.8846 | 0 | 0 | 0 | 0 | 0 | 14.2029 | 156.6925 | -48.9035 | 0 | 0 | 0 | 0 | 90.2784 | 27.908 | -114.3407 | 100.9549 | 0.36532 | 0.37062 | 0.37486 | 0.36426 | 32.9802 | 10.3432 | -42.8622 | 36.7739
10 | 4 | 1 | 395.9244 | 402.3929 | 410.809 | 417.7332 | 0 | 0 | 0 | 0 | 108.337 | 201.8002 | 0 | 0 | 0 | 0 | 0 | 0 | 218.0494 | 179.007 | 408.4776 | 408.4776 | 0 | 0 | 0 | 0 | 0 | 23.7996 | 201.6787 | -3.4936 | 0 | 0 | 0 | 0 | 69.538 | -2.2139 | -199.3474 | 12.7492 | 0.37115 | 0.38254 | 0.37827 | 0.36417 | 25.8088 | -0.84691 | -75.408 | 4.6429
10 | 4 | 2 | 382.8851 | 387.2782 | 393.3718 | 398.2669 | 0 | 0 | 0 | 0 | 88.7149 | 204.1451 | 0 | 0 | 0 | 0 | 0 | 0 | 219.6245 | 179.2314 | 414.5849 | 414.5849 | 0 | 0 | 0 | 0 | 0 | 12.5487 | 42.9418 | -36.0431 | 0 | 0 | 0 | 0 | 74.5457 | -8.6469 | -64.1549 | 19.7251 | 0.37051 | 0.38125 | 0.37759 | 0.36407 | 27.62 | -3.2966 | -24.2244 | 7.1813
10 | 4 | 3 | 377.2654 | 379.8395 | 383.9205 | 387.0554 | 0 | 0 | 0 | 0 | 84.3139 | 214.6343 | 0 | 0 | 0 | 0 | 0 | 0 | 201.5142 | 183.0465 | 412.4288 | 412.4288 | 0 | 0 | 0 | 0 | 0 | 43.8653 | 98.9978 | -70.924 | 0 | 0 | 0 | 0 | 91.4373 | -61.7065 | -127.5061 | 45.5505 | 0.36947 | 0.37677 | 0.37471 | 0.36399 | 33.7831 | -23.2494 | -47.7783 | 16.5798
10 | 4 | 4 | 383.4126 | 384.3934 | 386.732 | 388.309 | 0 | 0 | 0 | 0 | 120.0279 | 204.4336 | 0 | 0 | 0 | 0 | 0 | 0 | 196.1674 | 193.4328 | 407.2624 | 407.2624 | 0 | 0 | 0 | 0 | 0 | 2.0625 | 44.4652 | -75.6567 | 0 | 0 | 0 | 0 | 67.2174 | -15.5355 | -64.9956 | 56.7033 | 0.36665 | 0.38012 | 0.37574 | 0.364 | 24.645 | -5.9054 | -24.4216 | 20.6402
10 | 4 | 5 | 409.464 | 409.0918 | 410.0235 | 410.3209 | 0 | 0 | 0 | 0 | 147.3424 | 204.9059 | 0 | 0 | 0 | 0 | 0 | 0 | 215.6208 | 207.5311 | 404.26 | 404.26 | 0 | 0 | 0 | 0 | 0 | 13.9966 | 11.8671 | -27.1172 | 0 | 0 | 0 | 0 | 46.5009 | -17.3417 | -6.1035 | 33.1782 | 0.36507 | 0.38413 | 0.37673 | 0.36411 | 16.9761 | -6.6615 | -2.2994 | 12.0805
10 | 4 | 6 | 450.1106 | 448.6931 | 448.6666 | 448.1365 | 0 | 0 | 0 | 0 | 160.2538 | 225.4228 | 0 | 0 | 0 | 0 | 0 | 0 | 211.6307 | 200.216 | 395.4194 | 395.4195 | 0 | 0 | 0 | 0 | 0 | 42.6639 | 94.8029 | -15.5359 | 0 | 0 | 0 | 0 | 78.2261 | -19.6095 | -41.5557 | 68.2529 | 0.37565 | 0.38754 | 0.38116 | 0.36427 | 29.3855 | -7.5995 | -15.8395 | 24.8622
10 | 4 | 7 | 477.6521 | 475.7496 | 475.494 | 474.9843 | 0 | 0 | 0 | 0 | 153.3059 | 201.6107 | 0 | 0 | 0 | 0 | 0 | 0 | 255.6032 | 280.6278 | 539.0948 | 540.3166 | 0 | 0 | 0 | 0 | 0 | -1.7459 | -85.1288 | -18.5842 | 0 | 0 | 0 | 0 | 68.7431 | -4.743 | 21.5279 | -46.7481 | 0.37409 | 0.38456 | 0.38293 | 0.3729 | 25.7158 | -1.824 | 8.2437 | -17.4326
10 | 4 | 8 | 495.7457 | 494.0713 | 494.5333 | 495.1245 | 0 | 0 | 0 | 0 | 117.4074 | 144.1809 | 0 | 0 | 0 | 0 | 0 | 0 | 346.1836 | 459.3344 | 885.7434 | 902.2245 | 0 | 0 | 0 | 0 | 0 | -13.6444 | -35.9344 | 8.345 | 0 | 0 | 0 | 0 | 32.1546 | -95.7996 | -355.2757 | -415.4451 | 0.36583 | 0.38953 | 0.37971 | 0.39001 | 11.7632 | -37.3169 | -134.9022 | -162.0273
10 | 4 | 9 | 517.8862 | 517.309 | 519.4408 | 521.9478 | 0 | 0 | 0 | 0 | 91.8622 | 141.9612 | 0 | 0 | 0 | 0 | 0 | 0 | 427.3905 | 619.7621 | 1124.67 | 1156.6812 | 0 | 0 | 0 | 0 | 0 | -22.3513 | -155.7705 | -63.6428 | 0 | 0 | 0 | 0 | -1.3664 | -222.063 | -449.4588 | -571.0905 | 0.37083 | 0.014884 | 0.38398 | 0.014047 | -0.50671 | -3.3051 | -172.5819 | -8.0222
10 | 4 | 10 | 534.2101 | 533.9434 | 536.4363 | 539.201 | 0 | 0 | 0 | 0 | 81.0478 | 113.5914 | 0 | 0 | 0 | 0 | 0 | 0 | 483.7548 | 713.1209 | 1259.878 | 1302.5093 | 0 | 0 | 0 | 0 | 0 | -53.7537 | -334.1854 | -351.6536 | 0 | 0 | 0 | 0 | -30.5925 | -239.0153 | -389.2562 | -411.6547 | 0.38038 | 0.014884 | 0.38398 | 0.014884 | -11.6368 | -3.5574 | -149.4655 | -6.1269
10 | 4 | 11 | 543.6557 | 543.6088 | 546.1137 | 548.5623 | 0 | 0 | 0 | 0 | 83.893 | 113.5914 | 0 | 0 | 0 | 0 | 0 | 0 | 518.9246 | 759.9188 | 1340.8657 | 1389.3917 | 0 | 0 | 0 | 0 | 0 | -52.2639 | -328.9501 | -351 | 0 | 0 | 0 | 0 | -59.1618 | -277.6375 | -465.8019 | -489.8294 | 0.3836 | 0.014884 | 0.38398 | 0.014884 | -22.6945 | -4.1323 | -178.8574 | -7.2905
10 | 4 | 12 | 545.6206 | 545.9092 | 548.5954 | 550.9673 | 0 | 0 | 0 | 0 | 82.2909 | 113.5914 | 0 | 0 | 0 | 0 | 0 | 0 | 525.4986 | 773.4356 | 1385.9713 | 1436.7057 | 0 | 0 | 0 | 0 | 0 | -55.9075 | -328.6673 | -367.5252 | 0 | 0 | 0 | 0 | -62.1689 | -285.2103 | -508.7086 | -518.2132 | 0.38344 | 0.014884 | 0.38398 | 0.014884 | -23.8379 | -4.245 | -195.3325 | -7.7129
10 | 4 | 13 | 551.7217 | 553.1432 | 557.0313 | 560.3776 | 0 | 0 | 0 | 0 | 82.56 | 113.5914 | 0 | 0 | 0 | 0 | 0 | 0 | 522.8927 | 744.4342 | 1345.5176 | 1393.0725 | 0 | 0 | 0 | 0 | 0 | -66.7284 | -327.4348 | -348.4619 | 0 | 0 | 0 | 0 | -53.7311 | -238.154 | -461.0516 | -484.233 | 0.38056 | 0.014884 | 0.38398 | 0.014884 | -20.4478 | -3.5446 | -177.0333 | -7.2072
10 | 4 | 14 | 552.9189 | 555.2317 | 560.1356 | 564.4146 | 0 | 0 | 0 | 0 | 87.8482 | 113.5914 | 0 | 0 | 0 | 0 | 0 | 0 | 522.7289 | 735.992 | 1355.112 | 1401.2174 | 0 | 0 | 0 | 0 | 0 | -26.8214 | -190.7497 | -247.9271 | 0 | 0 | 0 | 0 | -57.6582 | -267.5303 | -604.2268 | -588.8757 | 0.37634 | 0.014773 | 0.38398 | 0.013952 | -21.6992 | -3.9522 | -232.0094 | -8.2158
10 | 4 | 15 | 548.7389 | 551.6426 | 557.1569 | 561.9483 | 0 | 0 | 0 | 0 | 91.433 | 141.3905 | 0 | 0 | 0 | 0 | 0 | 0 | 498.9882 | 684.1089 | 1304.4455 | 1344.628 | 0 | 0 | 0 | 0 | 0 | -35.6217 | -20.114 | 42.7366 | 0 | 0 | 0 | 0 | -41.6822 | -238.2351 | -727.1747 | -825.4163 | 0.3716 | 0.014335 | 0.38347 | 0.014454 | -15.4893 | -3.415 | -278.8478 | -11.9304
10 | 4 | 16 | 538.4799 | 543.2102 | 550.713 | 557.2868 | 0 | 0 | 0 | 0 | 109.4115 | 150.6836 | 0 | 0 | 0 | 0 | 0 | 0 | 450.5761 | 572.3217 | 1123.0608 | 1151.4036 | 0 | 0 | 0 | 0 | 0 | -3.7405 | -16.8697 | 112.0065 | 0 | 0 | 0 | 0 | -21.5077 | -176.0546 | -555.4781 | -706.1233 | 0.36606 | 0.39562 | 0.37317 | 0.38507 | -7.8731 | -69.6515 | -207.2897 | -271.909
10 | 4 | 17 | 523.5778 | 529.8032 | 538.868 | 546.797 | 0 | 0 | 0 | 0 | 126.6279 | 193.7742 | 0 | 0 | 0 | 0 | 0 | 0 | 371.0458 | 387.56 | 742.4268 | 753.9163 | 0 | 0 | 0 | 0 | 0 | -19.4929 | -0.93168 | 0 | 0 | 0 | 0 | 0 | 25.9041 | -32.0381 | -202.6271 | -207.1193 | 0.3796 | 0.40231 | 0.39727 | 0.39167 | 9.8333 | -12.8894 | -80.4976 | -81.1221
10 | 4 | 18 | 535.0806 | 543.1426 | 554.2591 | 563.9741 | 0 | 0 | 0 | 0 | 159.1205 | 228.9213 | 0 | 0 | 0 | 0 | 0 | 0 | 304.1468 | 221.5377 | 357.9529 | 358.0744 | 0 | 0 | 0 | 0 | 0 | -3.2945 | 35.5289 | 186.952 | 0 | 0 | 0 | 0 | 71.8133 | 95.9781 | 160.7773 | 18.9477 | 0.38763 | 0.39764 | 0.3935 | 0.37855 | 27.837 | 38.1646 | 63.2661 | 7.1727
10 | 4 | 19 | 565.3468 | 576.5632 | 591.2473 | 604.0737 | 0 | 0 | 0 | 0 | 160.857 | 247.574 | 0 | 0 | 0 | 0 | 0 | 0 | 316.5751 | 225.8732 | 344.1654 | 344.1654 | 0 | 0 | 0 | 0 | 0 | -0.52159 | 71.6977 | 316.4569 | 0 | 0 | 0 | 0 | 87.9146 | 103.6376 | 175.3842 | -56.5486 | 0.39128 | 0.40086 | 0.39698 | 0.38389 | 34.3994 | 41.5445 | 69.6247 | -21.7085
10 | 4 | 20 | 553.1883 | 564.9583 | 580.1249 | 593.2885 | 0 | 0 | 0 | 0 | 151.6606 | 249.8537 | 0 | 0 | 0 | 0 | 0 | 0 | 323.4574 | 232.2143 | 366.2094 | 366.2094 | 0 | 0 | 0 | 0 | 0 | 30.1974 | 78.9981 | 214.7213 | 0 | 0 | 0 | 0 | 78.0703 | 52.6929 | 134.9174 | 12.3578 | 0.39034 | 0.40015 | 0.39617 | 0.38289 | 30.4743 | 21.0853 | 53.4507 | 4.7316
10 | 4 | 21 | 523.1955 | 534.9651 | 549.9258 | 562.8177 | 0 | 0 | 0 | 0 | 149.0397 | 238.0144 | 0 | 0 | 0 | 0 | 0 | 0 | 311.0615 | 233.6004 | 351.8 | 351.8 | 0 | 0 | 0 | 0 | 0 | 35.4285 | 66.6583 | 229.217 | 0 | 0 | 0 | 0 | 63.0943 | 27.9218 | 131.4676 | -18.1992 | 0.38547 | 0.3963 | 0.39241 | 0.3776 | 24.3208 | 11.0655 | 51.5895 | -6.872
10 | 4 | 22 | 481.2629 | 492.8478 | 507.4191 | 519.9635 | 0 | 0 | 0 | 0 | 172.1219 | 228.7522 | 0 | 0 | 0 | 0 | 0 | 0 | 287.5072 | 226.3382 | 335.4963 | 335.4963 | 0 | 0 | 0 | 0 | 0 | 45.2117 | 102.1798 | 291.9182 | 0 | 0 | 0 | 0 | 21.6338 | -7.4543 | 69.743 | -107.451 | 0.37586 | 0.38944 | 0.38588 | 0.36712 | 8.1313 | -2.903 | 26.9122 | -39.4472
10 | 4 | 23 | 440.8498 | 451.7449 | 465.3702 | 477.0659 | 0 | 0 | 0 | 0 | 150.0125 | 215.718 | 0 | 0 | 0 | 0 | 0 | 0 | 282.3558 | 225.6581 | 334.5789 | 334.5789 | 0 | 0 | 0 | 0 | 0 | 0.64951 | 262.0778 | 13.0936 | 0 | 0 | 0 | 0 | 8.4815 | 9.7193 | -131.2864 | 129.3934 | 0.36524 | 0.38446 | 0.37959 | 0.36444 | 3.0978 | 3.7366 | -49.8344 | 47.1562
10 | 4 | 24 | 409.8753 | 418.7231 | 429.9178 | 439.415 | 0 | 0 | 0 | 0 | 110.6382 | 205.3225 | 0 | 0 | 0 | 0 | 0 | 0 | 299.0895 | 237.2187 | 337.0511 | 337.0511 | 0 | 0 | 0 | 0 | 0 | 14.2029 | 156.6925 | -48.9035 | 0 | 0 | 0 | 0 | 0.14762 | -38.021 | -63.8258 | 151.2675 | 0.36532 | 0.37062 | 0.37486 | 0.36426 | 0.053928 | -14.0913 | -23.926 | 55.1008
10 | 5 | 1 | 392.4799 | 398.8356 | 407.115 | 413.9209 | 0 | 0 | 0 | 0 | 108.337 | 201.8002 | 0 | 0 | 0 | 0 | 0 | 0 | 291.932 | 232.3206 | 327.696 | 327.696 | 0 | 0 | 0 | 0 | 0 | 23.7996 | 201.6787 | -3.4936 | 0 | 0 | 0 | 0 | -7.7891 | -59.0847 | -122.2597 | 89.7186 | 0.37115 | 0.38254 | 0.37827 | 0.36417 | -2.8909 | -22.6024 | -46.2477 | 32.673
10 | 5 | 2 | 379.9482 | 384.2452 | 390.2222 | 395.0165 | 0 | 0 | 0 | 0 | 88.7149 | 204.1451 | 0 | 0 | 0 | 0 | 0 | 0 | 291.7713 | 237.059 | 343.5597 | 343.5597 | 0 | 0 | 0 | 0 | 0 | 12.5487 | 42.9418 | -36.0431 | 0 | 0 | 0 | 0 | -0.53803 | -69.5076 | 3.7207 | 87.4999 | 0.37051 | 0.38125 | 0.37759 | 0.36407 | -0.19934 | -26.4994 | 1.4049 | 31.8559
10 | 5 | 3 | 374.5823 | 377.0686 | 381.0431 | 384.0859 | 0 | 0 | 0 | 0 | 84.3139 | 214.6343 | 0 | 0 | 0 | 0 | 0 | 0 | 281.506 | 238.8074 | 356.1104 | 356.1104 | 0 | 0 | 0 | 0 | 0 | 43.8653 | 98.9978 | -70.924 | 0 | 0 | 0 | 0 | 8.7624 | -120.2384 | -74.065 | 98.8995 | 0.36947 | 0.37677 | 0.37471 | 0.36399 | 3.2374 | -45.3027 | -27.7532 | 35.9981
10 | 5 | 4 | 381.491 | 382.4089 | 384.6711 | 386.1822 | 0 | 0 | 0 | 0 | 120.0279 | 204.4336 | 0 | 0 | 0 | 0 | 0 | 0 | 264.2373 | 235.7577 | 353.157 | 353.157 | 0 | 0 | 0 | 0 | 0 | 2.0625 | 44.4652 | -75.6567 | 0 | 0 | 0 | 0 | -2.7742 | -59.845 | -12.9511 | 108.6819 | 0.36665 | 0.38012 | 0.37574 | 0.364 | -1.0171 | -22.7485 | -4.8663 | 39.5605
10 | 5 | 5 | 406.781 | 406.3209 | 407.1461 | 407.3514 | 0 | 0 | 0 | 0 | 147.3424 | 204.9059 | 0 | 0 | 0 | 0 | 0 | 0 | 249.1736 | 226.0542 | 327.066 | 327.066 | 0 | 0 | 0 | 0 | 0 | 13.9966 | 11.8671 | -27.1172 | 0 | 0 | 0 | 0 | 10.265 | -38.6357 | 68.2131 | 107.4027 | 0.36507 | 0.38413 | 0.37673 | 0.36411 | 3.7474 | -14.8413 | 25.698 | 39.1064
10 | 5 | 6 | 447.065 | 445.5477 | 445.4004 | 444.7657 | 0 | 0 | 0 | 0 | 160.2538 | 225.4228 | 0 | 0 | 0 | 0 | 0 | 0 | 243.8931 | 214.4518 | 277.3746 | 277.3747 | 0 | 0 | 0 | 0 | 0 | 42.6639 | 94.8029 | -15.5359 | 0 | 0 | 0 | 0 | 42.9181 | -36.9907 | 73.2228 | 182.9269 | 0.37565 | 0.38754 | 0.38116 | 0.36427 | 16.1221 | -14.3353 | 27.9099 | 66.6339
10 | 5 | 7 | 474.9872 | 472.9975 | 472.636 | 472.0349 | 0 | 0 | 0 | 0 | 153.3059 | 201.6107 | 0 | 0 | 0 | 0 | 0 | 0 | 270.0557 | 251.4117 | 322.1648 | 323.0738 | 0 | 0 | 0 | 0 | 0 | -1.7459 | -85.1288 | -18.5842 | 0 | 0 | 0 | 0 | 51.6256 | 21.7209 | 235.6 | 167.5452 | 0.37409 | 0.38456 | 0.38293 | 0.3729 | 19.3124 | 8.3529 | 90.2185 | 62.4783
10 | 5 | 8 | 488.8567 | 486.9568 | 487.1454 | 487.5 | 0 | 0 | 0 | 0 | 117.4074 | 144.1809 | 0 | 0 | 0 | 0 | 0 | 0 | 333.0322 | 402.1868 | 632.4267 | 645.561 | 0 | 0 | 0 | 0 | 0 | -13.6444 | -35.9344 | 8.345 | 0 | 0 | 0 | 0 | 38.4171 | -45.7665 | -109.3469 | -166.406 | 0.36583 | 0.38953 | 0.37971 | 0.39001 | 14.0542 | -17.8275 | -41.5203 | -64.8998
10 | 5 | 9 | 506.465 | 505.514 | 507.1924 | 509.3072 | 0 | 0 | 0 | 0 | 91.8622 | 141.9612 | 0 | 0 | 0 | 0 | 0 | 0 | 397.9611 | 541.5421 | 883.1899 | 910.1159 | 0 | 0 | 0 | 0 | 0 | -22.3513 | -155.7705 | -63.6428 | 0 | 0 | 0 | 0 | 16.6418 | -155.6381 | -220.227 | -337.1659 | 0.37083 | 0.014884 | 0.38398 | 0.014047 | 6.1713 | -2.3165 | -84.5622 | -4.7362
10 | 5 | 10 | 518.6192 | 517.8422 | 519.7163 | 521.9457 | 0 | 0 | 0 | 0 | 81.0478 | 113.5914 | 0 | 0 | 0 | 0 | 0 | 0 | 435.8619 | 617.6021 | 945.4481 | 981.9832 | 0 | 0 | 0 | 0 | 0 | -53.7537 | -334.1854 | -351.6536 | 0 | 0 | 0 | 0 | 1.7095 | -159.5977 | -91.5463 | -108.3839 | 0.38038 | 0.014884 | 0.38398 | 0.014884 | 0.65026 | -2.3754 | -35.1517 | -1.6132
10 | 5 | 11 | 521.194 | 520.4119 | 522.0252 | 523.7025 | 0 | 0 | 0 | 0 | 83.893 | 113.5914 | 0 | 0 | 0 | 0 | 0 | 0 | 465.343 | 661.0039 | 995.8611 | 1037.3345 | 0 | 0 | 0 | 0 | 0 | -52.2639 | -328.9501 | -351 | 0 | 0 | 0 | 0 | -28.042 | -201.9196 | -144.8858 | -162.632 | 0.3836 | 0.014884 | 0.38398 | 0.014884 | -10.7569 | -3.0053 | -55.6329 | -2.4206
10 | 5 | 12 | 520.1133 | 519.5669 | 521.2407 | 522.7367 | 0 | 0 | 0 | 0 | 82.2909 | 113.5914 | 0 | 0 | 0 | 0 | 0 | 0 | 469.5363 | 673.8477 | 1065.1342 | 1107.6018 | 0 | 0 | 0 | 0 | 0 | -55.9075 | -328.6673 | -367.5252 | 0 | 0 | 0 | 0 | -31.7139 | -211.9648 | -215.2263 | -217.3399 | 0.38344 | 0.014884 | 0.38398 | 0.014884 | -12.1603 | -3.1548 | -82.642 | -3.2348
10 | 5 | 13 | 514.9563 | 515.1743 | 517.6031 | 519.687 | 0 | 0 | 0 | 0 | 82.56 | 113.5914 | 0 | 0 | 0 | 0 | 0 | 0 | 453.5853 | 628.1539 | 973.3394 | 1010.7363 | 0 | 0 | 0 | 0 | 0 | -66.7284 | -327.4348 | -348.4619 | 0 | 0 | 0 | 0 | -21.189 | -159.8425 | -128.3015 | -142.5874 | 0.38056 | 0.014884 | 0.38398 | 0.014884 | -8.0637 | -2.379 | -49.2648 | -2.1222
10 | 5 | 14 | 510.7692 | 511.7023 | 514.9332 | 517.7649 | 0 | 0 | 0 | 0 | 87.8482 | 113.5914 | 0 | 0 | 0 | 0 | 0 | 0 | 461.7722 | 650.7966 | 1043.4 | 1082.1365 | 0 | 0 | 0 | 0 | 0 | -26.8214 | -190.7497 | -247.9271 | 0 | 0 | 0 | 0 | -38.8511 | -225.8642 | -337.7171 | -316.4444 | 0.37634 | 0.014773 | 0.38398 | 0.013952 | -14.6213 | -3.3367 | -129.6757 | -4.4149
10 | 5 | 15 | 501.5675 | 502.9271 | 506.5691 | 509.7407 | 0 | 0 | 0 | 0 | 91.433 | 141.3905 | 0 | 0 | 0 | 0 | 0 | 0 | 441.2425 | 594.5634 | 912.5559 | 945.0637 | 0 | 0 | 0 | 0 | 0 | -35.6217 | -20.114 | 42.7366 | 0 | 0 | 0 | 0 | -31.1079 | -197.4051 | -385.8728 | -478.0596 | 0.3716 | 0.014335 | 0.38347 | 0.014454 | -11.5598 | -2.8297 | -147.9697 | -6.9098
10 | 5 | 16 | 492.6863 | 495.9176 | 501.6028 | 506.6042 | 0 | 0 | 0 | 0 | 109.4115 | 150.6836 | 0 | 0 | 0 | 0 | 0 | 0 | 415.5676 | 527.6926 | 839.4326 | 863.6656 | 0 | 0 | 0 | 0 | 0 | -3.7405 | -16.8697 | 112.0065 | 0 | 0 | 0 | 0 | -32.2929 | -178.7181 | -320.9601 | -469.0679 | 0.36606 | 0.39562 | 0.37317 | 0.38507 | -11.8212 | -70.7052 | -119.7738 | -180.6254
10 | 5 | 17 | 482.534 | 487.4159 | 494.8516 | 501.3712 | 0 | 0 | 0 | 0 | 126.6279 | 193.7742 | 0 | 0 | 0 | 0 | 0 | 0 | 364.6417 | 377.4635 | 544.7924 | 554.6811 | 0 | 0 | 0 | 0 | 0 | -19.4929 | -0.93168 | 0 | 0 | 0 | 0 | 0 | -8.7355 | -64.3289 | -49.0091 | -53.3099 | 0.3796 | 0.40231 | 0.39727 | 0.39167 | -3.316 | -25.8805 | -19.4698 | -20.8798
10 | 5 | 18 | 497.4994 | 504.3312 | 513.9561 | 522.3806 | 0 | 0 | 0 | 0 | 159.1205 | 228.9213 | 0 | 0 | 0 | 0 | 0 | 0 | 343.4889 | 238.423 | 319.6117 | 319.6918 | 0 | 0 | 0 | 0 | 0 | -3.2945 | 35.5289 | 186.952 | 0 | 0 | 0 | 0 | -5.11 | 40.2814 | 158.8154 | 15.7368 | 0.38763 | 0.39764 | 0.3935 | 0.37855 | -1.9808 | 16.0174 | 62.4941 | 5.9572
10 | 5 | 19 | 527.3305 | 537.3025 | 550.4777 | 561.9987 | 0 | 0 | 0 | 0 | 160.857 | 247.574 | 0 | 0 | 0 | 0 | 0 | 0 | 357.6044 | 241.8503 | 355.9673 | 355.9673 | 0 | 0 | 0 | 0 | 0 | -0.52159 | 71.6977 | 316.4569 | 0 | 0 | 0 | 0 | 8.8691 | 48.3997 | 122.8127 | -110.4255 | 0.39128 | 0.40086 | 0.39698 | 0.38389 | 3.4703 | 19.4016 | 48.7546 | -42.3914
10 | 5 | 20 | 517.2024 | 527.7945 | 541.5327 | 553.4607 | 0 | 0 | 0 | 0 | 151.6606 | 249.8537 | 0 | 0 | 0 | 0 | 0 | 0 | 321.5467 | 225.4876 | 333.8226 | 333.8226 | 0 | 0 | 0 | 0 | 0 | 30.1974 | 78.9981 | 214.7213 | 0 | 0 | 0 | 0 | 43.9951 | 22.2558 | 128.712 | 4.9167 | 0.39034 | 0.40015 | 0.39617 | 0.38289 | 17.1733 | 8.9057 | 50.9923 | 1.8825
10 | 5 | 21 | 495.1863 | 506.0391 | 519.8881 | 531.8182 | 0 | 0 | 0 | 0 | 149.0397 | 238.0144 | 0 | 0 | 0 | 0 | 0 | 0 | 309.3861 | 228.8897 | 299.8354 | 299.8354 | 0 | 0 | 0 | 0 | 0 | 35.4285 | 66.6583 | 229.217 | 0 | 0 | 0 | 0 | 36.7605 | 3.7066 | 153.3944 | 2.7658 | 0.38547 | 0.3963 | 0.39241 | 0.3776 | 14.17 | 1.4689 | 60.1938 | 1.0444
10 | 5 | 22 | 466.3972 | 477.4955 | 491.4767 | 503.5107 | 0 | 0 | 0 | 0 | 172.1219 | 228.7522 | 0 | 0 | 0 | 0 | 0 | 0 | 302.816 | 218.989 | 254.2598 | 254.2598 | 0 | 0 | 0 | 0 | 0 | 45.2117 | 102.1798 | 291.9182 | 0 | 0 | 0 | 0 | -8.5406 | -15.4574 | 135.0372 | -42.6673 | 0.37586 | 0.38944 | 0.38588 | 0.36712 | -3.2101 | -6.0197 | 52.1076 | -15.664
10 | 5 | 23 | 429.9543 | 440.4928 | 453.6857 | 465.0072 | 0 | 0 | 0 | 0 | 150.0125 | 215.718 | 0 | 0 | 0 | 0 | 0 | 0 | 310.3787 | 214.904 | 242.1004 | 242.1004 | 0 | 0 | 0 | 0 | 0 | 0.64951 | 262.0778 | 13.0936 | 0 | 0 | 0 | 0 | -30.4369 | 9.2213 | -50.4925 | 209.8132 | 0.36524 | 0.38446 | 0.37959 | 0.36444 | -11.1169 | 3.5452 | -19.1662 | 76.4644
10 | 5 | 24 | 401.0103 | 409.5679 | 420.4107 | 429.6035 | 0 | 0 | 0 | 0 | 110.6382 | 205.3225 | 0 | 0 | 0 | 0 | 0 | 0 | 320.312 | 220.0309 | 254.3644 | 254.3644 | 0 | 0 | 0 | 0 | 0 | 14.2029 | 156.6925 | -48.9035 | 0 | 0 | 0 | 0 | -29.94 | -29.9884 | 9.3538 | 224.1426 | 0.36532 | 0.37062 | 0.37486 | 0.36426 | -10.9376 | -11.1143 | 3.5064 | 81.6463
10 | 6 | 1 | 380.7324 | 386.7036 | 394.5167 | 400.9192 | 0 | 0 | 0 | 0 | 108.337 | 201.8002 | 0 | 0 | 0 | 0 | 0 | 0 | 330.1135 | 219.8785 | 265.4888 | 265.4888 | 0 | 0 | 0 | 0 | 0 | 23.7996 | 201.6787 | -3.4936 | 0 | 0 | 0 | 0 | -57.7181 | -58.7747 | -72.6508 | 138.924 | 0.37115 | 0.38254 | 0.37827 | 0.36417 | -21.4218 | -22.4838 | -27.4819 | 50.5923
10 | 6 | 2 | 369.1071 | 373.0493 | 378.5959 | 383.018 | 0 | 0 | 0 | 0 | 88.7149 | 204.1451 | 0 | 0 | 0 | 0 | 0 | 0 | 307.1138 | 207.2007 | 279.8721 | 279.8721 | 0 | 0 | 0 | 0 | 0 | 12.5487 | 42.9418 | -36.0431 | 0 | 0 | 0 | 0 | -26.7216 | -50.8452 | 55.782 | 139.189 | 0.37051 | 0.38125 | 0.37759 | 0.36407 | -9.9006 | -19.3845 | 21.0629 | 50.6742
10 | 6 | 3 | 362.581 | 364.6744 | 368.1726 | 370.8032 | 0 | 0 | 0 | 0 | 84.3139 | 214.6343 | 0 | 0 | 0 | 0 | 0 | 0 | 268.0473 | 180.0982 | 282.0086 | 282.0086 | 0 | 0 | 0 | 0 | 0 | 43.8653 | 98.9978 | -70.924 | 0 | 0 | 0 | 0 | 10.2198 | -73.9233 | -12.8338 | 159.7187 | 0.36947 | 0.37677 | 0.37471 | 0.36399 | 3.7759 | -27.8524 | -4.809 | 58.1354
10 | 6 | 4 | 363.5796 | 363.9112 | 365.4625 | 366.3586 | 0 | 0 | 0 | 0 | 120.0279 | 204.4336 | 0 | 0 | 0 | 0 | 0 | 0 | 243.6468 | 163.8454 | 285.8596 | 285.8596 | 0 | 0 | 0 | 0 | 0 | 2.0625 | 44.4652 | -75.6567 | 0 | 0 | 0 | 0 | -0.095045 | -6.4304 | 35.1377 | 156.1557 | 0.36665 | 0.38012 | 0.37574 | 0.364 | -0.034848 | -2.4443 | 13.2027 | 56.8411
10 | 6 | 5 | 371.5203 | 369.906 | 369.3317 | 368.3262 | 0 | 0 | 0 | 0 | 147.3424 | 204.9059 | 0 | 0 | 0 | 0 | 0 | 0 | 212.7583 | 137.9872 | 285.6611 | 285.6611 | 0 | 0 | 0 | 0 | 0 | 13.9966 | 11.8671 | -27.1172 | 0 | 0 | 0 | 0 | 11.4196 | 13.0163 | 71.8035 | 109.7823 | 0.36507 | 0.38413 | 0.37673 | 0.36411 | 4.169 | 5 | 27.0506 | 39.9729
10 | 6 | 6 | 377.867 | 374.0846 | 371.1907 | 368.1799 | 0 | 0 | 0 | 0 | 160.2538 | 225.4228 | 0 | 0 | 0 | 0 | 0 | 0 | 176.8224 | 116.6548 | 294.9717 | 294.9719 | 0 | 0 | 0 | 0 | 0 | 42.6639 | 94.8029 | -15.5359 | 0 | 0 | 0 | 0 | 40.7908 | -10.6568 | -18.584 | 88.744 | 0.37565 | 0.38754 | 0.38116 | 0.36427 | 15.323 | -4.1299 | -7.0835 | 32.3264
10 | 6 | 7 | 389.1831 | 384.3847 | 380.6176 | 377.0701 | 0 | 0 | 0 | 0 | 153.3059 | 201.6107 | 0 | 0 | 0 | 0 | 0 | 0 | 178.7716 | 167.8905 | 474.5693 | 475.7625 | 0 | 0 | 0 | 0 | 0 | -1.7459 | -85.1288 | -18.5842 | 0 | 0 | 0 | 0 | 57.1056 | 16.6293 | -8.8229 | -80.1082 | 0.37409 | 0.38456 | 0.38293 | 0.3729 | 21.3624 | 6.3949 | -3.3786 | -29.8727
10 | 6 | 8 | 411.2651 | 406.8253 | 403.9341 | 401.6245 | 0 | 0 | 0 | 0 | 117.4074 | 144.1809 | 0 | 0 | 0 | 0 | 0 | 0 | 252.3014 | 348.6736 | 873.1698 | 890.1499 | 0 | 0 | 0 | 0 | 0 | -13.6444 | -35.9344 | 8.345 | 0 | 0 | 0 | 0 | 41.5562 | -72.3848 | -433.3012 | -496.8705 | 0.36583 | 0.38953 | 0.37971 | 0.39001 | 15.2026 | -28.1961 | -164.5294 | -193.7839
10 | 6 | 9 | 433.2606 | 429.9132 | 428.686 | 428.2873 | 0 | 0 | 0 | 0 | 91.8622 | 141.9612 | 0 | 0 | 0 | 0 | 0 | 0 | 319.4381 | 503.1547 | 1128.884 | 1162.1977 | 0 | 0 | 0 | 0 | 0 | -22.3513 | -155.7705 | -63.6428 | 0 | 0 | 0 | 0 | 21.9603 | -192.8515 | -544.4275 | -670.2676 | 0.37083 | 0.014884 | 0.38398 | 0.014047 | 8.1435 | -2.8703 | -209.0478 | -9.4154
10 | 6 | 10 | 445.9949 | 442.8405 | 441.8321 | 441.5677 | 0 | 0 | 0 | 0 | 81.0478 | 113.5914 | 0 | 0 | 0 | 0 | 0 | 0 | 369.0287 | 604.611 | 1282.6682 | 1327.9737 | 0 | 0 | 0 | 0 | 0 | -53.7537 | -334.1854 | -351.6536 | 0 | 0 | 0 | 0 | -4.0816 | -221.6083 | -506.6507 | -534.7524 | 0.38038 | 0.014884 | 0.38398 | 0.014884 | -1.5526 | -3.2983 | -194.5423 | -7.9591
10 | 6 | 11 | 450.8721 | 447.788 | 446.6101 | 445.8728 | 0 | 0 | 0 | 0 | 83.893 | 113.5914 | 0 | 0 | 0 | 0 | 0 | 0 | 403.8537 | 659.9947 | 1342.6049 | 1394.7195 | 0 | 0 | 0 | 0 | 0 | -52.2639 | -328.9501 | -351 | 0 | 0 | 0 | 0 | -36.8746 | -273.5342 | -567.0447 | -597.8467 | 0.3836 | 0.014884 | 0.38398 | 0.014884 | -14.1451 | -4.0712 | -217.7323 | -8.8982
10 | 6 | 12 | 448.6854 | 445.8009 | 444.6397 | 443.683 | 0 | 0 | 0 | 0 | 82.2909 | 113.5914 | 0 | 0 | 0 | 0 | 0 | 0 | 416.143 | 674.88 | 1356.359 | 1411.4075 | 0 | 0 | 0 | 0 | 0 | -55.9075 | -328.6673 | -367.5252 | 0 | 0 | 0 | 0 | -49.7485 | -286.7631 | -583.0521 | -600.1993 | 0.38344 | 0.014884 | 0.38398 | 0.014884 | -19.0755 | -4.2681 | -223.8788 | -8.9332
10 | 6 | 13 | 445.7945 | 443.7487 | 443.4323 | 443.1414 | 0 | 0 | 0 | 0 | 82.56 | 113.5914 | 0 | 0 | 0 | 0 | 0 | 0 | 417.5171 | 674.4938 | 1366.9154 | 1422.2867 | 0 | 0 | 0 | 0 | 0 | -66.7284 | -327.4348 | -348.4619 | 0 | 0 | 0 | 0 | -54.2825 | -277.6082 | -596.0482 | -630.6834 | 0.38056 | 0.014884 | 0.38398 | 0.014884 | -20.6577 | -4.1318 | -228.869 | -9.3869
10 | 6 | 14 | 442.3508 | 441.0442 | 441.5595 | 442.042 | 0 | 0 | 0 | 0 | 87.8482 | 113.5914 | 0 | 0 | 0 | 0 | 0 | 0 | 398.7205 | 642.5307 | 1318.2364 | 1369.7737 | 0 | 0 | 0 | 0 | 0 | -26.8214 | -190.7497 | -247.9271 | 0 | 0 | 0 | 0 | -44.2179 | -288.2565 | -685.9273 | -679.8046 | 0.37634 | 0.014773 | 0.38398 | 0.013952 | -16.6411 | -4.2584 | -263.3805 | -9.4844
10 | 6 | 15 | 440.6544 | 440.02 | 441.2443 | 442.3244 | 0 | 0 | 0 | 0 | 91.433 | 141.3905 | 0 | 0 | 0 | 0 | 0 | 0 | 383.6357 | 591.4733 | 1238.7016 | 1283.1486 | 0 | 0 | 0 | 0 | 0 | -35.6217 | -20.114 | 42.7366 | 0 | 0 | 0 | 0 | -34.4142 | -257.2221 | -777.3433 | -883.5608 | 0.3716 | 0.014335 | 0.38347 | 0.014454 | -12.7884 | -3.6872 | -298.0858 | -12.7709
10 | 6 | 16 | 440.747 | 442.2781 | 445.9018 | 449.1197 | 0 | 0 | 0 | 0 | 109.4115 | 150.6836 | 0 | 0 | 0 | 0 | 0 | 0 | 348.8787 | 496.8059 | 1067.5443 | 1099.0519 | 0 | 0 | 0 | 0 | 0 | -3.7405 | -16.8697 | 112.0065 | 0 | 0 | 0 | 0 | -17.5432 | -201.4709 | -604.7728 | -761.9386 | 0.36606 | 0.39562 | 0.37317 | 0.38507 | -6.4219 | -79.7067 | -225.6851 | -293.402
10 | 6 | 17 | 443.847 | 447.4624 | 453.3626 | 458.5538 | 0 | 0 | 0 | 0 | 126.6279 | 193.7742 | 0 | 0 | 0 | 0 | 0 | 0 | 264.9075 | 294.4116 | 668.0691 | 680.1731 | 0 | 0 | 0 | 0 | 0 | -19.4929 | -0.93168 | 0 | 0 | 0 | 0 | 0 | 52.3116 | -21.2305 | -213.7748 | -221.6193 | 0.3796 | 0.40231 | 0.39727 | 0.39167 | 19.8577 | -8.5413 | -84.9262 | -86.8012
10 | 6 | 18 | 463.0001 | 468.7026 | 476.9582 | 484.1981 | 0 | 0 | 0 | 0 | 159.1205 | 228.9213 | 0 | 0 | 0 | 0 | 0 | 0 | 199.461 | 116.9443 | 256.1701 | 256.2806 | 0 | 0 | 0 | 0 | 0 | -3.2945 | 35.5289 | 186.952 | 0 | 0 | 0 | 0 | 104.4186 | 126.1316 | 185.2591 | 40.9655 | 0.38763 | 0.39764 | 0.3935 | 0.37855 | 40.4758 | 50.1547 | 72.8997 | 15.5076
10 | 6 | 19 | 496.5657 | 505.5307 | 517.4848 | 527.9494 | 0 | 0 | 0 | 0 | 160.857 | 247.574 | 0 | 0 | 0 | 0 | 0 | 0 | 196.8975 | 112.2741 | 262.5151 | 262.5151 | 0 | 0 | 0 | 0 | 0 | -0.52159 | 71.6977 | 316.4569 | 0 | 0 | 0 | 0 | 138.8113 | 146.2041 | 183.2719 | -51.0226 | 0.39128 | 0.40086 | 0.39698 | 0.38389 | 54.3143 | 58.6078 | 72.756 | -19.5872
10 | 6 | 20 | 487.0903 | 496.6967 | 509.2398 | 520.1337 | 0 | 0 | 0 | 0 | 151.6606 | 249.8537 | 0 | 0 | 0 | 0 | 0 | 0 | 195.7318 | 118.1312 | 267.879 | 267.879 | 0 | 0 | 0 | 0 | 0 | 30.1974 | 78.9981 | 214.7213 | 0 | 0 | 0 | 0 | 139.698 | 98.5143 | 162.3626 | 37.5334 | 0.39034 | 0.40015 | 0.39617 | 0.38289 | 54.5303 | 39.4209 | 64.3238 | 14.3711
10 | 6 | 21 | 469.5702 | 479.5845 | 492.4167 | 503.4673 | 0 | 0 | 0 | 0 | 149.0397 | 238.0144 | 0 | 0 | 0 | 0 | 0 | 0 | 190.2645 | 109.6455 | 231.575 | 231.575 | 0 | 0 | 0 | 0 | 0 | 35.4285 | 66.6583 | 229.217 | 0 | 0 | 0 | 0 | 130.2661 | 96.4961 | 194.1834 | 42.6753 | 0.38547 | 0.3963 | 0.39241 | 0.3776 | 50.2132 | 38.2417 | 76.2 | 16.114
10 | 6 | 22 | 442.2133 | 452.5199 | 465.5413 | 476.7448 | 0 | 0 | 0 | 0 | 172.1219 | 228.7522 | 0 | 0 | 0 | 0 | 0 | 0 | 178.5861 | 93.7823 | 209.0432 | 209.0432 | 0 | 0 | 0 | 0 | 0 | 45.2117 | 102.1798 | 291.9182 | 0 | 0 | 0 | 0 | 91.5053 | 84.7737 | 154.3183 | -24.2166 | 0.37586 | 0.38944 | 0.38588 | 0.36712 | 34.3932 | 33.0142 | 59.5477 | -8.8904
10 | 6 | 23 | 414.3635 | 424.3916 | 436.9656 | 447.7518 | 0 | 0 | 0 | 0 | 150.0125 | 215.718 | 0 | 0 | 0 | 0 | 0 | 0 | 179.9754 | 105.7539 | 226.2325 | 226.2325 | 0 | 0 | 0 | 0 | 0 | 0.64951 | 262.0778 | 13.0936 | 0 | 0 | 0 | 0 | 84.3756 | 102.2702 | -51.3446 | 208.4257 | 0.36524 | 0.38446 | 0.37959 | 0.36444 | 30.8176 | 39.3185 | -19.4897 | 75.9587
10 | 6 | 24 | 386.906 | 395.002 | 405.2849 | 413.9934 | 0 | 0 | 0 | 0 | 110.6382 | 205.3225 | 0 | 0 | 0 | 0 | 0 | 0 | 183.6745 | 111.8509 | 231.1297 | 231.1297 | 0 | 0 | 0 | 0 | 0 | 14.2029 | 156.6925 | -48.9035 | 0 | 0 | 0 | 0 | 92.5933 | 63.6257 | 17.4627 | 231.7672 | 0.36532 | 0.37062 | 0.37486 | 0.36426 | 33.8258 | 23.5808 | 6.5461 | 84.4236
10 | 7 | 1 | 367.2263 | 372.7554 | 380.0325 | 385.9713 | 0 | 0 | 0 | 0 | 108.337 | 201.8002 | 0 | 0 | 0 | 0 | 0 | 0 | 173.436 | 104.6899 | 227.8449 | 227.8449 | 0 | 0 | 0 | 0 | 0 | 23.7996 | 201.6787 | -3.4936 | 0 | 0 | 0 | 0 | 85.4534 | 42.4657 | -49.4911 | 161.62 | 0.37115 | 0.38254 | 0.37827 | 0.36417 | 31.7157 | 16.2449 | -18.7212 | 58.8575
10 | 7 | 2 | 355.7643 | 359.2696 | 364.2867 | 368.2506 | 0 | 0 | 0 | 0 | 88.7149 | 204.1451 | 0 | 0 | 0 | 0 | 0 | 0 | 157.7445 | 96.9619 | 224.0003 | 224.0003 | 0 | 0 | 0 | 0 | 0 | 12.5487 | 42.9418 | -36.0431 | 0 | 0 | 0 | 0 | 109.3049 | 45.614 | 97.3446 | 180.2933 | 0.37051 | 0.38125 | 0.37759 | 0.36407 | 40.4986 | 17.3901 | 36.7566 | 65.639
10 | 7 | 3 | 350.3077 | 351.9994 | 355.0104 | 357.2197 | 0 | 0 | 0 | 0 | 84.3139 | 214.6343 | 0 | 0 | 0 | 0 | 0 | 0 | 131.8812 | 88.6031 | 223.6745 | 223.6745 | 0 | 0 | 0 | 0 | 0 | 43.8653 | 98.9978 | -70.924 | 0 | 0 | 0 | 0 | 134.1126 | 4.8968 | 32.3381 | 204.4691 | 0.36947 | 0.37677 | 0.37471 | 0.36399 | 49.5502 | 1.845 | 12.1175 | 74.424
10 | 7 | 4 | 349.2941 | 349.158 | 350.1423 | 350.5478 | 0 | 0 | 0 | 0 | 120.0279 | 204.4336 | 0 | 0 | 0 | 0 | 0 | 0 | 112.0302 | 82.6102 | 223.3838 | 223.3838 | 0 | 0 | 0 | 0 | 0 | 2.0625 | 44.4652 | -75.6567 | 0 | 0 | 0 | 0 | 117.236 | 60.0517 | 82.2933 | 202.8208 | 0.36665 | 0.38012 | 0.37574 | 0.364 | 42.9841 | 22.8271 | 30.9211 | 73.8273
10 | 7 | 5 | 354.189 | 352.0074 | 350.7452 | 349.1446 | 0 | 0 | 0 | 0 | 147.3424 | 204.9059 | 0 | 0 | 0 | 0 | 0 | 0 | 96.3558 | 73.6782 | 208.0346 | 208.0346 | 0 | 0 | 0 | 0 | 0 | 13.9966 | 11.8671 | -27.1172 | 0 | 0 | 0 | 0 | 110.4909 | 59.4268 | 130.8436 | 168.2273 | 0.36507 | 0.38413 | 0.37673 | 0.36411 | 40.3369 | 22.8278 | 49.2929 | 61.2533
10 | 7 | 6 | 360.9709 | 356.6354 | 353.0709 | 349.4799 | 0 | 0 | 0 | 0 | 160.2538 | 225.4228 | 0 | 0 | 0 | 0 | 0 | 0 | 88.2605 | 67.7053 | 201.2149 | 201.215 | 0 | 0 | 0 | 0 | 0 | 42.6639 | 94.8029 | -15.5359 | 0 | 0 | 0 | 0 | 112.4565 | 20.8434 | 57.0531 | 163.8009 | 0.37565 | 0.38754 | 0.38116 | 0.36427 | 42.2441 | 8.0776 | 21.7466 | 59.667
10 | 7 | 7 | 361.3009 | 355.5897 | 350.716 | 346.2111 | 0 | 0 | 0 | 0 | 153.3059 | 201.6107 | 0 | 0 | 0 | 0 | 0 | 0 | 121.0888 | 150.2792 | 380.9653 | 382.1534 | 0 | 0 | 0 | 0 | 0 | -1.7459 | -85.1288 | -18.5842 | 0 | 0 | 0 | 0 | 86.9063 | 5.4457 | 54.8794 | -17.3581 | 0.37409 | 0.38456 | 0.38293 | 0.3729 | 32.5104 | 2.0942 | 21.015 | -6.4729
10 | 7 | 8 | 385.7396 | 380.4642 | 376.56 | 373.3738 | 0 | 0 | 0 | 0 | 117.4074 | 144.1809 | 0 | 0 | 0 | 0 | 0 | 0 | 208.9934 | 346.5896 | 796.0047 | 813.6133 | 0 | 0 | 0 | 0 | 0 | -13.6444 | -35.9344 | 8.345 | 0 | 0 | 0 | 0 | 59.3387 | -96.6619 | -383.5103 | -448.5845 | 0.36583 | 0.38953 | 0.37971 | 0.39001 | 21.708 | -37.6528 | -145.6232 | -174.952
10 | 7 | 9 | 403.4204 | 399.0962 | 396.6847 | 395.2613 | 0 | 0 | 0 | 0 | 91.8622 | 141.9612 | 0 | 0 | 0 | 0 | 0 | 0 | 275.0882 | 489.1721 | 1055.74 | 1089.1699 | 0 | 0 | 0 | 0 | 0 | -22.3513 | -155.7705 | -63.6428 | 0 | 0 | 0 | 0 | 36.47 | -209.6858 | -503.2848 | -630.2657 | 0.37083 | 0.014884 | 0.38398 | 0.014047 | 13.5242 | -3.1209 | -193.2499 | -8.8535
10 | 7 | 10 | 419.8168 | 415.8055 | 413.758 | 412.5948 | 0 | 0 | 0 | 0 | 81.0478 | 113.5914 | 0 | 0 | 0 | 0 | 0 | 0 | 323.4874 | 583.3791 | 1206.061 | 1250.6732 | 0 | 0 | 0 | 0 | 0 | -53.7537 | -334.1854 | -351.6536 | 0 | 0 | 0 | 0 | 15.2815 | -227.4114 | -458.1175 | -486.4248 | 0.38038 | 0.014884 | 0.38398 | 0.014884 | 5.8128 | -3.3847 | -175.9067 | -7.2398
10 | 7 | 11 | 429.77 | 425.9952 | 423.9798 | 422.5179 | 0 | 0 | 0 | 0 | 83.893 | 113.5914 | 0 | 0 | 0 | 0 | 0 | 0 | 354.6163 | 639.5805 | 1293.4975 | 1344.474 | 0 | 0 | 0 | 0 | 0 | -52.2639 | -328.9501 | -351 | 0 | 0 | 0 | 0 | -8.7392 | -274.9128 | -540.5676 | -570.9562 | 0.3836 | 0.014884 | 0.38398 | 0.014884 | -3.3524 | -4.0917 | -207.5657 | -8.4979
10 | 7 | 12 | 434.418 | 431.0664 | 429.3389 | 427.8924 | 0 | 0 | 0 | 0 | 82.2909 | 113.5914 | 0 | 0 | 0 | 0 | 0 | 0 | 361.2565 | 660.2258 | 1320.9277 | 1374.7637 | 0 | 0 | 0 | 0 | 0 | -55.9075 | -328.6673 | -367.5252 | 0 | 0 | 0 | 0 | -9.1294 | -286.8433 | -562.9216 | -579.3461 | 0.38344 | 0.014884 | 0.38398 | 0.014884 | -3.5005 | -4.2693 | -216.1491 | -8.6228
10 | 7 | 13 | 438.3073 | 436.0163 | 435.4028 | 434.8548 | 0 | 0 | 0 | 0 | 82.56 | 113.5914 | 0 | 0 | 0 | 0 | 0 | 0 | 358.0839 | 661.6836 | 1330.5862 | 1384.6548 | 0 | 0 | 0 | 0 | 0 | -66.7284 | -327.4348 | -348.4619 | 0 | 0 | 0 | 0 | -2.3366 | -272.5302 | -567.7486 | -601.3382 | 0.38056 | 0.014884 | 0.38398 | 0.014884 | -0.88922 | -4.0562 | -218.0025 | -8.9501
10 | 7 | 14 | 441.5894 | 440.2579 | 440.7429 | 441.1992 | 0 | 0 | 0 | 0 | 87.8482 | 113.5914 | 0 | 0 | 0 | 0 | 0 | 0 | 345.8386 | 631.8641 | 1288.2192 | 1338.6004 | 0 | 0 | 0 | 0 | 0 | -26.8214 | -190.7497 | -247.9271 | 0 | 0 | 0 | 0 | 7.9026 | -278.3762 | -656.7266 | -649.474 | 0.37634 | 0.014773 | 0.38398 | 0.013952 | 2.9741 | -4.1124 | -252.1681 | -9.0612
10 | 7 | 15 | 445.5311 | 445.0564 | 446.4742 | 447.7217 | 0 | 0 | 0 | 0 | 91.433 | 141.3905 | 0 | 0 | 0 | 0 | 0 | 0 | 326.9679 | 573.8361 | 1206.0077 | 1249.1059 | 0 | 0 | 0 | 0 | 0 | -35.6217 | -20.114 | 42.7366 | 0 | 0 | 0 | 0 | 27.1303 | -234.5485 | -739.4196 | -844.1208 | 0.3716 | 0.014335 | 0.38347 | 0.014454 | 10.0817 | -3.3622 | -283.5433 | -12.2008
10 | 7 | 16 | 451.6425 | 453.5302 | 457.5864 | 461.1784 | 0 | 0 | 0 | 0 | 109.4115 | 150.6836 | 0 | 0 | 0 | 0 | 0 | 0 | 291.1357 | 465.8294 | 1024.5845 | 1055.1242 | 0 | 0 | 0 | 0 | 0 | -3.7405 | -16.8697 | 112.0065 | 0 | 0 | 0 | 0 | 51.0953 | -159.2423 | -550.1284 | -705.9523 | 0.36606 | 0.39562 | 0.37317 | 0.38507 | 18.704 | -63.0001 | -205.2933 | -271.8432
10 | 7 | 17 | 457.498 | 461.5603 | 468.0024 | 473.6623 | 0 | 0 | 0 | 0 | 126.6279 | 193.7742 | 0 | 0 | 0 | 0 | 0 | 0 | 200.2984 | 245.2655 | 624.1373 | 634.8838 | 0 | 0 | 0 | 0 | 0 | -19.4929 | -0.93168 | 0 | 0 | 0 | 0 | 0 | 130.5718 | 42.0135 | -155.2032 | -161.2215 | 0.3796 | 0.40231 | 0.39727 | 0.39167 | 49.5656 | 16.9026 | -61.6575 | -63.1453
10 | 7 | 18 | 479.9144 | 486.1706 | 495.0974 | 502.9182 | 0 | 0 | 0 | 0 | 159.1205 | 228.9213 | 0 | 0 | 0 | 0 | 0 | 0 | 139.4492 | 89.5866 | 241.9021 | 241.9918 | 0 | 0 | 0 | 0 | 0 | -3.2945 | 35.5289 | 186.952 | 0 | 0 | 0 | 0 | 181.3447 | 170.9572 | 217.6664 | 73.9744 | 0.38763 | 0.39764 | 0.3935 | 0.37855 | 70.2946 | 67.9791 | 85.652 | 28.0033
10 | 7 | 19 | 515.166 | 524.7398 | 537.4322 | 548.5354 | 0 | 0 | 0 | 0 | 160.857 | 247.574 | 0 | 0 | 0 | 0 | 0 | 0 | 132.9094 | 81.4875 | 204.6967 | 204.6967 | 0 | 0 | 0 | 0 | 0 | -0.52159 | 71.6977 | 316.4569 | 0 | 0 | 0 | 0 | 221.3996 | 196.1999 | 261.0377 | 27.3818 | 0.39128 | 0.40086 | 0.39698 | 0.38389 | 86.6297 | 78.6493 | 103.6277 | 10.5117
10 | 7 | 20 | 504.2221 | 514.3893 | 527.6123 | 539.0946 | 0 | 0 | 0 | 0 | 151.6606 | 249.8537 | 0 | 0 | 0 | 0 | 0 | 0 | 129.0367 | 84.8785 | 211.7129 | 211.7129 | 0 | 0 | 0 | 0 | 0 | 30.1974 | 78.9981 | 214.7213 | 0 | 0 | 0 | 0 | 223.5248 | 149.4597 | 236.9014 | 112.6604 | 0.39034 | 0.40015 | 0.39617 | 0.38289 | 87.2517 | 59.8069 | 93.8541 | 43.1363
10 | 7 | 21 | 475.8247 | 486.0437 | 499.1242 | 510.3895 | 0 | 0 | 0 | 0 | 149.0397 | 238.0144 | 0 | 0 | 0 | 0 | 0 | 0 | 127.0575 | 97.543 | 246.4907 | 246.4907 | 0 | 0 | 0 | 0 | 0 | 35.4285 | 66.6583 | 229.217 | 0 | 0 | 0 | 0 | 199.7275 | 115.0578 | 185.9752 | 34.6818 | 0.38547 | 0.3963 | 0.39241 | 0.3776 | 76.9883 | 45.5977 | 72.979 | 13.0957
10 | 7 | 22 | 439.8747 | 450.1047 | 463.0333 | 474.1565 | 0 | 0 | 0 | 0 | 172.1219 | 228.7522 | 0 | 0 | 0 | 0 | 0 | 0 | 118.1399 | 88.4373 | 239.6974 | 239.6974 | 0 | 0 | 0 | 0 | 0 | 45.2117 | 102.1798 | 291.9182 | 0 | 0 | 0 | 0 | 149.613 | 87.7035 | 121.1561 | -57.4591 | 0.37586 | 0.38944 | 0.38588 | 0.36712 | 56.2336 | 34.1552 | 46.7512 | -21.0943
10 | 7 | 23 | 407.3839 | 417.1835 | 429.4805 | 440.027 | 0 | 0 | 0 | 0 | 150.0125 | 215.718 | 0 | 0 | 0 | 0 | 0 | 0 | 110.585 | 66.9458 | 203.6769 | 203.6769 | 0 | 0 | 0 | 0 | 0 | 0.64951 | 262.0778 | 13.0936 | 0 | 0 | 0 | 0 | 146.7864 | 133.8702 | -36.2742 | 223.2565 | 0.36524 | 0.38446 | 0.37959 | 0.36444 | 53.6128 | 51.4673 | -13.7692 | 81.3637
10 | 7 | 24 | 380.5065 | 388.393 | 398.4219 | 406.9107 | 0 | 0 | 0 | 0 | 110.6382 | 205.3225 | 0 | 0 | 0 | 0 | 0 | 0 | 105.0878 | 53.8453 | 182.6605 | 182.6605 | 0 | 0 | 0 | 0 | 0 | 14.2029 | 156.6925 | -48.9035 | 0 | 0 | 0 | 0 | 164.7805 | 115.0223 | 59.0689 | 273.1537 | 0.36532 | 0.37062 | 0.37486 | 0.36426 | 60.197 | 42.6294 | 22.1428 | 99.4991
10 | 8 | 1 | 364.0719 | 369.4978 | 376.6496 | 382.4801 | 0 | 0 | 0 | 0 | 108.337 | 201.8002 | 0 | 0 | 0 | 0 | 0 | 0 | 108.7306 | 44.1081 | 159.7843 | 159.7843 | 0 | 0 | 0 | 0 | 0 | 23.7996 | 201.6787 | -3.4936 | 0 | 0 | 0 | 0 | 147.0044 | 99.7899 | 15.1866 | 226.1894 | 0.37115 | 0.38254 | 0.37827 | 0.36417 | 54.5601 | 38.1738 | 5.7447 | 82.3719
10 | 8 | 2 | 357.4684 | 361.0295 | 366.1142 | 370.1366 | 0 | 0 | 0 | 0 | 88.7149 | 204.1451 | 0 | 0 | 0 | 0 | 0 | 0 | 109.3759 | 36.4274 | 141.4445 | 141.4445 | 0 | 0 | 0 | 0 | 0 | 12.5487 | 42.9418 | -36.0431 | 0 | 0 | 0 | 0 | 159.3775 | 107.9084 | 181.728 | 264.7352 | 0.37051 | 0.38125 | 0.37759 | 0.36407 | 59.0511 | 41.1396 | 68.6192 | 96.3816
10 | 8 | 3 | 354.5861 | 356.4179 | 359.5987 | 361.9549 | 0 | 0 | 0 | 0 | 84.3139 | 214.6343 | 0 | 0 | 0 | 0 | 0 | 0 | 106.0499 | 30.6889 | 125.8206 | 125.8206 | 0 | 0 | 0 | 0 | 0 | 43.8653 | 98.9978 | -70.924 | 0 | 0 | 0 | 0 | 164.2223 | 67.2294 | 134.7803 | 307.0582 | 0.36947 | 0.37677 | 0.37471 | 0.36399 | 60.6747 | 25.3303 | 50.504 | 111.7651
10 | 8 | 4 | 363.8334 | 364.1733 | 365.7347 | 366.6395 | 0 | 0 | 0 | 0 | 120.0279 | 204.4336 | 0 | 0 | 0 | 0 | 0 | 0 | 98.9619 | 30.6734 | 126.463 | 126.463 | 0 | 0 | 0 | 0 | 0 | 2.0625 | 44.4652 | -75.6567 | 0 | 0 | 0 | 0 | 144.8436 | 127.0038 | 194.8065 | 315.8331 | 0.36665 | 0.38012 | 0.37574 | 0.364 | 53.1063 | 48.2772 | 73.197 | 114.964
10 | 8 | 5 | 392.0784 | 391.1371 | 391.3788 | 391.0792 | 0 | 0 | 0 | 0 | 147.3424 | 204.9059 | 0 | 0 | 0 | 0 | 0 | 0 | 98.9876 | 37.4548 | 144.3253 | 144.3253 | 0 | 0 | 0 | 0 | 0 | 13.9966 | 11.8671 | -27.1172 | 0 | 0 | 0 | 0 | 145.7484 | 134.7798 | 235.1865 | 273.8712 | 0.36507 | 0.38413 | 0.37673 | 0.36411 | 53.2084 | 51.7734 | 88.6021 | 99.7193
10 | 8 | 6 | 432.2718 | 430.2703 | 429.5358 | 428.3931 | 0 | 0 | 0 | 0 | 160.2538 | 225.4228 | 0 | 0 | 0 | 0 | 0 | 0 | 88.3361 | 58.0857 | 194.7363 | 194.7364 | 0 | 0 | 0 | 0 | 0 | 42.6639 | 94.8029 | -15.5359 | 0 | 0 | 0 | 0 | 183.6819 | 104.098 | 139.9965 | 249.1926 | 0.37565 | 0.38754 | 0.38116 | 0.36427 | 68.9997 | 40.342 | 53.3616 | 90.7723
10 | 8 | 7 | 459.9402 | 457.4579 | 456.4993 | 455.3814 | 0 | 0 | 0 | 0 | 153.3059 | 201.6107 | 0 | 0 | 0 | 0 | 0 | 0 | 108.3334 | 114.9992 | 328.819 | 329.9565 | 0 | 0 | 0 | 0 | 0 | -1.7459 | -85.1288 | -18.5842 | 0 | 0 | 0 | 0 | 198.3009 | 142.5939 | 212.809 | 144.0091 | 0.37409 | 0.38456 | 0.38293 | 0.3729 | 74.1815 | 54.8355 | 81.4911 | 53.7016
10 | 8 | 8 | 480.1548 | 477.9701 | 477.8133 | 477.8691 | 0 | 0 | 0 | 0 | 117.4074 | 144.1809 | 0 | 0 | 0 | 0 | 0 | 0 | 184.8643 | 301.0656 | 724.6944 | 741.8965 | 0 | 0 | 0 | 0 | 0 | -13.6444 | -35.9344 | 8.345 | 0 | 0 | 0 | 0 | 177.8831 | 46.368 | -210.9467 | -272.3724 | 0.36583 | 0.38953 | 0.37971 | 0.39001 | 65.0753 | 18.0618 | -80.0988 | -106.2277
10 | 8 | 9 | 500.9901 | 499.8598 | 501.3209 | 503.2478 | 0 | 0 | 0 | 0 | 91.8622 | 141.9612 | 0 | 0 | 0 | 0 | 0 | 0 | 241.2714 | 440.575 | 981.0663 | 1013.6925 | 0 | 0 | 0 | 0 | 0 | -22.3513 | -155.7705 | -63.6428 | 0 | 0 | 0 | 0 | 167.8565 | -60.3251 | -323.9749 | -446.8018 | 0.37083 | 0.014884 | 0.38398 | 0.014047 | 62.2461 | -0.89786 | -124.399 | -6.2763
10 | 8 | 10 | 517.0058 | 516.1759 | 517.986 | 520.1599 | 0 | 0 | 0 | 0 | 81.0478 | 113.5914 | 0 | 0 | 0 | 0 | 0 | 0 | 277.7939 | 524.039 | 1121.4415 | 1164.6579 | 0 | 0 | 0 | 0 | 0 | -53.7537 | -334.1854 | -351.6536 | 0 | 0 | 0 | 0 | 158.1641 | -67.7008 | -269.27 | -292.8443 | 0.38038 | 0.014884 | 0.38398 | 0.014884 | 60.1623 | -1.0076 | -103.3936 | -4.3586
10 | 8 | 11 | 528.5544 | 528.0131 | 529.9186 | 531.8487 | 0 | 0 | 0 | 0 | 83.893 | 113.5914 | 0 | 0 | 0 | 0 | 0 | 0 | 297.8763 | 570.6333 | 1194.8044 | 1244.0572 | 0 | 0 | 0 | 0 | 0 | -52.2639 | -328.9501 | -351 | 0 | 0 | 0 | 0 | 146.7851 | -103.9477 | -335.9357 | -361.2085 | 0.3836 | 0.014884 | 0.38398 | 0.014884 | 56.3069 | -1.5471 | -128.9917 | -5.3761
10 | 8 | 12 | 541.5235 | 541.6779 | 544.2016 | 546.4327 | 0 | 0 | 0 | 0 | 82.2909 | 113.5914 | 0 | 0 | 0 | 0 | 0 | 0 | 303.5095 | 585.7901 | 1212.401 | 1264.6143 | 0 | 0 | 0 | 0 | 0 | -55.9075 | -328.6673 | -367.5252 | 0 | 0 | 0 | 0 | 155.7231 | -101.7961 | -339.5321 | -350.6563 | 0.38344 | 0.014884 | 0.38398 | 0.014884 | 59.7102 | -1.5151 | -130.3726 | -5.2191
10 | 8 | 13 | 550.1807 | 551.5518 | 555.3787 | 558.6721 | 0 | 0 | 0 | 0 | 82.56 | 113.5914 | 0 | 0 | 0 | 0 | 0 | 0 | 307.1064 | 587.8058 | 1210.494 | 1263.1343 | 0 | 0 | 0 | 0 | 0 | -66.7284 | -327.4348 | -348.4619 | 0 | 0 | 0 | 0 | 160.5143 | -83.117 | -327.6805 | -356.0004 | 0.38056 | 0.014884 | 0.38398 | 0.014884 | 61.085 | -1.2371 | -125.8219 | -5.2986
10 | 8 | 14 | 555.0037 | 557.3848 | 562.3714 | 566.722 | 0 | 0 | 0 | 0 | 87.8482 | 113.5914 | 0 | 0 | 0 | 0 | 0 | 0 | 296.7696 | 558.5587 | 1153.5702 | 1202.4721 | 0 | 0 | 0 | 0 | 0 | -26.8214 | -190.7497 | -247.9271 | 0 | 0 | 0 | 0 | 170.386 | -87.9439 | -400.4491 | -387.823 | 0.37634 | 0.014773 | 0.38398 | 0.013952 | 64.1235 | -1.2992 | -153.7634 | -5.4108
10 | 8 | 15 | 559.6887 | 562.9509 | 568.8998 | 574.0672 | 0 | 0 | 0 | 0 | 91.433 | 141.3905 | 0 | 0 | 0 | 0 | 0 | 0 | 271.5096 | 506.8825 | 1079.6678 | 1122.1491 | 0 | 0 | 0 | 0 | 0 | -35.6217 | -20.114 | 42.7366 | 0 | 0 | 0 | 0 | 196.7462 | -49.7004 | -490.6541 | -590.8185 | 0.3716 | 0.014335 | 0.38347 | 0.014454 | 73.1116 | -0.71244 | -188.1498 | -8.5396
10 | 8 | 16 | 555.7023 | 560.9964 | 569.1828 | 576.348 | 0 | 0 | 0 | 0 | 109.4115 | 150.6836 | 0 | 0 | 0 | 0 | 0 | 0 | 219.8204 | 396.3225 | 898.5817 | 928.7111 | 0 | 0 | 0 | 0 | 0 | -3.7405 | -16.8697 | 112.0065 | 0 | 0 | 0 | 0 | 226.4704 | 17.7307 | -312.5292 | -464.3696 | 0.36606 | 0.39562 | 0.37317 | 0.38507 | 82.902 | 7.0147 | -116.6276 | -178.8162
10 | 8 | 17 | 539.6944 | 546.4474 | 556.1519 | 564.6342 | 0 | 0 | 0 | 0 | 126.6279 | 193.7742 | 0 | 0 | 0 | 0 | 0 | 0 | 131.6075 | 189.0603 | 533.0894 | 543.1056 | 0 | 0 | 0 | 0 | 0 | -19.4929 | -0.93168 | 0 | 0 | 0 | 0 | 0 | 281.459 | 183.1057 | 23.9942 | 21.5286 | 0.3796 | 0.40231 | 0.39727 | 0.39167 | 106.8429 | 73.6661 | 9.5322 | 8.4321
10 | 8 | 18 | 544.6708 | 553.0467 | 564.5439 | 574.5882 | 0 | 0 | 0 | 0 | 159.1205 | 228.9213 | 0 | 0 | 0 | 0 | 0 | 0 | 90.0325 | 48.2742 | 168.1221 | 168.1986 | 0 | 0 | 0 | 0 | 0 | -3.2945 | 35.5289 | 186.952 | 0 | 0 | 0 | 0 | 295.5178 | 279.1457 | 360.8928 | 219.4376 | 0.38763 | 0.39764 | 0.3935 | 0.37855 | 114.5515 | 110.999 | 142.0118 | 83.069
10 | 8 | 19 | 574.4837 | 585.9993 | 601.046 | 614.1861 | 0 | 0 | 0 | 0 | 160.857 | 247.574 | 0 | 0 | 0 | 0 | 0 | 0 | 87.1068 | 35.0388 | 146.781 | 146.781 | 0 | 0 | 0 | 0 | 0 | -0.52159 | 71.6977 | 316.4569 | 0 | 0 | 0 | 0 | 326.5199 | 303.908 | 382.5673 | 150.9482 | 0.39128 | 0.40086 | 0.39698 | 0.38389 | 127.7613 | 121.8254 | 151.8729 | 57.9478
10 | 8 | 20 | 553.152 | 564.9209 | 580.086 | 593.2484 | 0 | 0 | 0 | 0 | 151.6606 | 249.8537 | 0 | 0 | 0 | 0 | 0 | 0 | 80.271 | 29.4635 | 145.8102 | 145.8102 | 0 | 0 | 0 | 0 | 0 | 30.1974 | 78.9981 | 214.7213 | 0 | 0 | 0 | 0 | 321.2205 | 255.4062 | 355.2777 | 232.7168 | 0.39034 | 0.40015 | 0.39617 | 0.38289 | 125.3866 | 102.2018 | 140.7517 | 89.1045
10 | 8 | 21 | 520.8025 | 532.4938 | 547.3595 | 560.1692 | 0 | 0 | 0 | 0 | 149.0397 | 238.0144 | 0 | 0 | 0 | 0 | 0 | 0 | 74.6228 | 29.7764 | 147.0529 | 147.0529 | 0 | 0 | 0 | 0 | 0 | 35.4285 | 66.6583 | 229.217 | 0 | 0 | 0 | 0 | 297.14 | 229.2745 | 333.6484 | 183.8994 | 0.38547 | 0.3963 | 0.39241 | 0.3776 | 114.5375 | 90.8622 | 130.9277 | 69.4397
10 | 8 | 22 | 475.0991 | 486.4822 | 500.8088 | 513.1416 | 0 | 0 | 0 | 0 | 172.1219 | 228.7522 | 0 | 0 | 0 | 0 | 0 | 0 | 72.5326 | 24.2121 | 138.542 | 138.542 | 0 | 0 | 0 | 0 | 0 | 45.2117 | 102.1798 | 291.9182 | 0 | 0 | 0 | 0 | 230.4446 | 188.3061 | 260.0871 | 82.6814 | 0.37586 | 0.38944 | 0.38588 | 0.36712 | 86.615 | 73.3337 | 100.3613 | 30.3538
10 | 8 | 23 | 432.4561 | 443.0764 | 456.3686 | 467.7761 | 0 | 0 | 0 | 0 | 150.0125 | 215.718 | 0 | 0 | 0 | 0 | 0 | 0 | 72.4585 | 22.2439 | 144.069 | 144.069 | 0 | 0 | 0 | 0 | 0 | 0.64951 | 262.0778 | 13.0936 | 0 | 0 | 0 | 0 | 209.9852 | 204.465 | 50.2218 | 310.6134 | 0.36524 | 0.38446 | 0.37959 | 0.36444 | 76.6957 | 78.6079 | 19.0635 | 113.2001
10 | 8 | 24 | 404.5635 | 413.2375 | 424.2213 | 433.5361 | 0 | 0 | 0 | 0 | 110.6382 | 205.3225 | 0 | 0 | 0 | 0 | 0 | 0 | 71.2661 | 21.4958 | 141.9887 | 141.9887 | 0 | 0 | 0 | 0 | 0 | 14.2029 | 156.6925 | -48.9035 | 0 | 0 | 0 | 0 | 222.6592 | 172.2163 | 125.5401 | 340.4509 | 0.36532 | 0.37062 | 0.37486 | 0.36426 | 81.3411 | 63.8265 | 47.0605 | 124.0128
10 | 9 | 1 | 382.4727 | 388.5009 | 396.3831 | 402.8454 | 0 | 0 | 0 | 0 | 108.337 | 201.8002 | 0 | 0 | 0 | 0 | 0 | 0 | 75.8715 | 20.3306 | 132.6158 | 132.6158 | 0 | 0 | 0 | 0 | 0 | 23.7996 | 201.6787 | -3.4936 | 0 | 0 | 0 | 0 | 198.2643 | 142.5706 | 62.0886 | 273.7232 | 0.37115 | 0.38254 | 0.37827 | 0.36417 | 73.5851 | 54.5392 | 23.4865 | 99.6824
10 | 9 | 2 | 371.482 | 375.5019 | 381.1428 | 385.6464 | 0 | 0 | 0 | 0 | 88.7149 | 204.1451 | 0 | 0 | 0 | 0 | 0 | 0 | 81.0975 | 20.3721 | 128.8432 | 128.8432 | 0 | 0 | 0 | 0 | 0 | 12.5487 | 42.9418 | -36.0431 | 0 | 0 | 0 | 0 | 201.6696 | 138.436 | 209.3578 | 292.8462 | 0.37051 | 0.38125 | 0.37759 | 0.36407 | 74.7208 | 52.778 | 79.052 | 106.6159
10 | 9 | 3 | 367.2401 | 369.4861 | 373.1692 | 375.9598 | 0 | 0 | 0 | 0 | 84.3139 | 214.6343 | 0 | 0 | 0 | 0 | 0 | 0 | 83.4722 | 19.5732 | 126.6464 | 126.6464 | 0 | 0 | 0 | 0 | 0 | 43.8653 | 98.9978 | -70.924 | 0 | 0 | 0 | 0 | 199.454 | 91.4133 | 147.5249 | 320.2373 | 0.36947 | 0.37677 | 0.37471 | 0.36399 | 73.6916 | 34.4421 | 55.2796 | 116.5621
10 | 9 | 4 | 374.6382 | 375.3318 | 377.3221 | 378.5978 | 0 | 0 | 0 | 0 | 120.0279 | 204.4336 | 0 | 0 | 0 | 0 | 0 | 0 | 83.2046 | 20.462 | 128.4241 | 128.4241 | 0 | 0 | 0 | 0 | 0 | 2.0625 | 44.4652 | -75.6567 | 0 | 0 | 0 | 0 | 171.4058 | 148.3736 | 204.4328 | 325.8305 | 0.36665 | 0.38012 | 0.37574 | 0.364 | 62.8453 | 56.4004 | 76.814 | 118.6031
10 | 9 | 5 | 400.8528 | 400.1987 | 400.7887 | 400.7904 | 0 | 0 | 0 | 0 | 147.3424 | 204.9059 | 0 | 0 | 0 | 0 | 0 | 0 | 90.1316 | 18.9522 | 125.4045 | 125.4045 | 0 | 0 | 0 | 0 | 0 | 13.9966 | 11.8671 | -27.1172 | 0 | 0 | 0 | 0 | 163.3788 | 162.344 | 263.5171 | 302.5031 | 0.36507 | 0.38413 | 0.37673 | 0.36411 | 59.6447 | 62.3617 | 99.2752 | 110.1445
10 | 9 | 6 | 444.5088 | 442.9079 | 442.6591 | 441.9366 | 0 | 0 | 0 | 0 | 160.2538 | 225.4228 | 0 | 0 | 0 | 0 | 0 | 0 | 96.0057 | 19.3377 | 126.0151 | 126.0152 | 0 | 0 | 0 | 0 | 0 | 42.6639 | 94.8029 | -15.5359 | 0 | 0 | 0 | 0 | 188.2492 | 155.4835 | 221.841 | 331.4573 | 0.37565 | 0.38754 | 0.38116 | 0.36427 | 70.7154 | 60.2559 | 84.5578 | 120.7384
10 | 9 | 7 | 468.7871 | 466.5944 | 465.9869 | 465.1728 | 0 | 0 | 0 | 0 | 153.3059 | 201.6107 | 0 | 0 | 0 | 0 | 0 | 0 | 126.2085 | 88.2972 | 277.8284 | 278.9741 | 0 | 0 | 0 | 0 | 0 | -1.7459 | -85.1288 | -18.5842 | 0 | 0 | 0 | 0 | 189.2727 | 178.4323 | 273.2873 | 204.7829 | 0.37409 | 0.38456 | 0.38293 | 0.3729 | 70.8042 | 68.6174 | 104.6501 | 76.3644
10 | 9 | 8 | 482.9286 | 480.8346 | 480.7879 | 480.939 | 0 | 0 | 0 | 0 | 117.4074 | 144.1809 | 0 | 0 | 0 | 0 | 0 | 0 | 190.0837 | 280.0945 | 696.7194 | 713.2205 | 0 | 0 | 0 | 0 | 0 | -13.6444 | -35.9344 | 8.345 | 0 | 0 | 0 | 0 | 175.4374 | 70.2036 | -179.9971 | -240.6265 | 0.36583 | 0.38953 | 0.37971 | 0.39001 | 64.1806 | 27.3465 | -68.3469 | -93.8465
10 | 9 | 9 | 501.679 | 500.5713 | 502.0597 | 504.0102 | 0 | 0 | 0 | 0 | 91.8622 | 141.9612 | 0 | 0 | 0 | 0 | 0 | 0 | 235.0133 | 415.2098 | 952.781 | 984.1418 | 0 | 0 | 0 | 0 | 0 | -22.3513 | -155.7705 | -63.6428 | 0 | 0 | 0 | 0 | 174.8035 | -34.2484 | -294.9508 | -416.4887 | 0.37083 | 0.014884 | 0.38398 | 0.014047 | 64.8223 | -0.50974 | -113.2544 | -5.8505
10 | 9 | 10 | 517.0964 | 516.2695 | 518.0832 | 520.2603 | 0 | 0 | 0 | 0 | 81.0478 | 113.5914 | 0 | 0 | 0 | 0 | 0 | 0 | 269.5033 | 501.1823 | 1087.9195 | 1129.7991 | 0 | 0 | 0 | 0 | 0 | -53.7537 | -334.1854 | -351.6536 | 0 | 0 | 0 | 0 | 166.5453 | -44.7505 | -235.6508 | -257.8853 | 0.38038 | 0.014884 | 0.38398 | 0.014884 | 63.3504 | -0.66605 | -90.4846 | -3.8383
10 | 9 | 11 | 530.5667 | 530.0913 | 532.0766 | 534.0758 | 0 | 0 | 0 | 0 | 83.893 | 113.5914 | 0 | 0 | 0 | 0 | 0 | 0 | 291.83 | 550.4041 | 1172.8173 | 1221.1972 | 0 | 0 | 0 | 0 | 0 | -52.2639 | -328.9501 | -351 | 0 | 0 | 0 | 0 | 154.8437 | -81.6403 | -311.7905 | -336.1213 | 0.3836 | 0.014884 | 0.38398 | 0.014884 | 59.3982 | -1.2151 | -119.7205 | -5.0027
10 | 9 | 12 | 535.9761 | 535.9489 | 538.2523 | 540.293 | 0 | 0 | 0 | 0 | 82.2909 | 113.5914 | 0 | 0 | 0 | 0 | 0 | 0 | 303.6299 | 566.0368 | 1197.1694 | 1247.7329 | 0 | 0 | 0 | 0 | 0 | -55.9075 | -328.6673 | -367.5252 | 0 | 0 | 0 | 0 | 150.0553 | -87.7718 | -330.2498 | -339.9146 | 0.38344 | 0.014884 | 0.38398 | 0.014884 | 57.5369 | -1.3064 | -126.8084 | -5.0592
10 | 9 | 13 | 548.0777 | 549.38 | 553.1234 | 556.3446 | 0 | 0 | 0 | 0 | 82.56 | 113.5914 | 0 | 0 | 0 | 0 | 0 | 0 | 331.4709 | 588.0218 | 1227.54 | 1278.4898 | 0 | 0 | 0 | 0 | 0 | -66.7284 | -327.4348 | -348.4619 | 0 | 0 | 0 | 0 | 134.0468 | -85.5048 | -346.9818 | -373.6833 | 0.38056 | 0.014884 | 0.38398 | 0.014884 | 51.0126 | -1.2726 | -133.2331 | -5.5618
10 | 9 | 14 | 547.4984 | 549.6337 | 554.3224 | 558.4154 | 0 | 0 | 0 | 0 | 87.8482 | 113.5914 | 0 | 0 | 0 | 0 | 0 | 0 | 335.5471 | 553.8101 | 1213.3738 | 1258.3171 | 0 | 0 | 0 | 0 | 0 | -26.8214 | -190.7497 | -247.9271 | 0 | 0 | 0 | 0 | 124.103 | -90.9463 | -468.3017 | -451.9747 | 0.37634 | 0.014773 | 0.38398 | 0.013952 | 46.7052 | -1.3435 | -179.8172 | -6.3058
10 | 9 | 15 | 543.0645 | 545.7825 | 551.0716 | 555.6681 | 0 | 0 | 0 | 0 | 91.433 | 141.3905 | 0 | 0 | 0 | 0 | 0 | 0 | 345.2594 | 515.6168 | 1132.2662 | 1170.1165 | 0 | 0 | 0 | 0 | 0 | -35.6217 | -20.114 | 42.7366 | 0 | 0 | 0 | 0 | 106.3722 | -75.6031 | -561.0807 | -657.185 | 0.3716 | 0.014335 | 0.38347 | 0.014454 | 39.5283 | -1.0837 | -215.1561 | -9.4988
10 | 9 | 16 | 536.9752 | 541.6562 | 549.0993 | 555.6215 | 0 | 0 | 0 | 0 | 109.4115 | 150.6836 | 0 | 0 | 0 | 0 | 0 | 0 | 311.5324 | 403.2574 | 893.7797 | 919.3869 | 0 | 0 | 0 | 0 | 0 | -3.7405 | -16.8697 | 112.0065 | 0 | 0 | 0 | 0 | 116.0313 | -8.5443 | -327.8106 | -475.7719 | 0.36606 | 0.39562 | 0.37317 | 0.38507 | 42.4746 | -3.3803 | -122.3302 | -183.2069
10 | 9 | 17 | 527.4393 | 533.7911 | 543.0092 | 551.0707 | 0 | 0 | 0 | 0 | 126.6279 | 193.7742 | 0 | 0 | 0 | 0 | 0 | 0 | 238.5822 | 242.6709 | 584.7603 | 592.8819 | 0 | 0 | 0 | 0 | 0 | -19.4929 | -0.93168 | 0 | 0 | 0 | 0 | 0 | 162.2292 | 116.8388 | -40.8194 | -41.8112 | 0.3796 | 0.40231 | 0.39727 | 0.39167 | 61.5828 | 47.0059 | -16.2163 | -16.3761
10 | 9 | 18 | 545.4322 | 553.8331 | 565.3604 | 575.4309 | 0 | 0 | 0 | 0 | 159.1205 | 228.9213 | 0 | 0 | 0 | 0 | 0 | 0 | 200.0163 | 121.07 | 259.2916 | 259.3289 | 0 | 0 | 0 | 0 | 0 | -3.2945 | 35.5289 | 186.952 | 0 | 0 | 0 | 0 | 186.2954 | 207.1362 | 270.5399 | 129.15 | 0.38763 | 0.39764 | 0.3935 | 0.37855 | 72.2137 | 82.3653 | 106.4578 | 48.8902
10 | 9 | 19 | 567.1053 | 578.3793 | 593.1332 | 606.0199 | 0 | 0 | 0 | 0 | 160.857 | 247.574 | 0 | 0 | 0 | 0 | 0 | 0 | 201.3124 | 101.3271 | 250.1833 | 250.1833 | 0 | 0 | 0 | 0 | 0 | -0.52159 | 71.6977 | 316.4569 | 0 | 0 | 0 | 0 | 204.9359 | 229.9998 | 271.2522 | 39.3797 | 0.39128 | 0.40086 | 0.39698 | 0.38389 | 80.1877 | 92.1984 | 107.6827 | 15.1176
10 | 9 | 20 | 552.3725 | 564.1158 | 579.25 | 592.3856 | 0 | 0 | 0 | 0 | 151.6606 | 249.8537 | 0 | 0 | 0 | 0 | 0 | 0 | 239.4422 | 99.4107 | 245.5169 | 245.5169 | 0 | 0 | 0 | 0 | 0 | 30.1974 | 78.9981 | 214.7213 | 0 | 0 | 0 | 0 | 161.2697 | 184.6539 | 254.735 | 132.1473 | 0.39034 | 0.40015 | 0.39617 | 0.38289 | 62.9507 | 73.89 | 100.9193 | 50.5976
10 | 9 | 21 | 517.4486 | 529.0302 | 543.7627 | 556.4573 | 0 | 0 | 0 | 0 | 149.0397 | 238.0144 | 0 | 0 | 0 | 0 | 0 | 0 | 259.4106 | 112.0104 | 234.1952 | 234.1952 | 0 | 0 | 0 | 0 | 0 | 35.4285 | 66.6583 | 229.217 | 0 | 0 | 0 | 0 | 108.9984 | 143.5769 | 242.9093 | 93.0452 | 0.38547 | 0.3963 | 0.39241 | 0.3776 | 42.0152 | 56.8999 | 95.3206 | 35.1335
10 | 9 | 22 | 474.7547 | 486.1264 | 500.4394 | 512.7604 | 0 | 0 | 0 | 0 | 172.1219 | 228.7522 | 0 | 0 | 0 | 0 | 0 | 0 | 232.6754 | 90.8446 | 219.8208 | 219.8208 | 0 | 0 | 0 | 0 | 0 | 45.2117 | 102.1798 | 291.9182 | 0 | 0 | 0 | 0 | 69.9574 | 121.3179 | 178.4389 | 1.0213 | 0.37586 | 0.38944 | 0.38588 | 0.36712 | 26.2942 | 47.2459 | 68.8552 | 0.37495
10 | 9 | 23 | 431.876 | 442.4773 | 455.7465 | 467.134 | 0 | 0 | 0 | 0 | 150.0125 | 215.718 | 0 | 0 | 0 | 0 | 0 | 0 | 232.3171 | 86.8899 | 191.8503 | 191.8503 | 0 | 0 | 0 | 0 | 0 | 0.64951 | 262.0778 | 13.0936 | 0 | 0 | 0 | 0 | 49.5465 | 139.22 | 1.8184 | 262.1901 | 0.36524 | 0.38446 | 0.37959 | 0.36444 | 18.0965 | 53.524 | 0.69022 | 95.5526
10 | 9 | 24 | 406.6846 | 415.428 | 426.496 | 435.8836 | 0 | 0 | 0 | 0 | 110.6382 | 205.3225 | 0 | 0 | 0 | 0 | 0 | 0 | 250.6605 | 111.9179 | 174.2934 | 174.2934 | 0 | 0 | 0 | 0 | 0 | 14.2029 | 156.6925 | -48.9035 | 0 | 0 | 0 | 0 | 45.3859 | 83.9847 | 95.5101 | 310.4938 | 0.36532 | 0.37062 | 0.37486 | 0.36426 | 16.5802 | 31.1263 | 35.8033 | 113.1006
10 | 10 | 1 | 383.0347 | 389.0813 | 396.9858 | 403.4674 | 0 | 0 | 0 | 0 | 108.337 | 201.8002 | 0 | 0 | 0 | 0 | 0 | 0 | 254.1474 | 106.8783 | 178.7795 | 178.7795 | 0 | 0 | 0 | 0 | 0 | 23.7996 | 201.6787 | -3.4936 | 0 | 0 | 0 | 0 | 20.5504 | 56.6032 | 16.5275 | 228.1815 | 0.37115 | 0.38254 | 0.37827 | 0.36417 | 7.6272 | 21.6531 | 6.2519 | 83.0974
10 | 10 | 2 | 372.0078 | 376.0448 | 381.7066 | 386.2283 | 0 | 0 | 0 | 0 | 88.7149 | 204.1451 | 0 | 0 | 0 | 0 | 0 | 0 | 259.8788 | 106.9492 | 184.1431 | 184.1431 | 0 | 0 | 0 | 0 | 0 | 12.5487 | 42.9418 | -36.0431 | 0 | 0 | 0 | 0 | 23.414 | 52.4019 | 154.6217 | 238.1282 | 0.37051 | 0.38125 | 0.37759 | 0.36407 | 8.6752 | 19.978 | 58.3841 | 86.6948
10 | 10 | 3 | 367.9834 | 370.2537 | 373.9663 | 376.7824 | 0 | 0 | 0 | 0 | 84.3139 | 214.6343 | 0 | 0 | 0 | 0 | 0 | 0 | 251.5951 | 124.0037 | 169.4161 | 169.4161 | 0 | 0 | 0 | 0 | 0 | 43.8653 | 98.9978 | -70.924 | 0 | 0 | 0 | 0 | 32.0743 | -12.2496 | 105.5524 | 278.2903 | 0.36947 | 0.37677 | 0.37471 | 0.36399 | 11.8504 | -4.6153 | 39.5519 | 101.2939
10 | 10 | 4 | 374.9827 | 375.6875 | 377.6915 | 378.9791 | 0 | 0 | 0 | 0 | 120.0279 | 204.4336 | 0 | 0 | 0 | 0 | 0 | 0 | 246.7839 | 132.8368 | 181.6931 | 181.6931 | 0 | 0 | 0 | 0 | 0 | 2.0625 | 44.4652 | -75.6567 | 0 | 0 | 0 | 0 | 8.171 | 36.3546 | 151.5332 | 272.9427 | 0.36665 | 0.38012 | 0.37574 | 0.364 | 2.9959 | 13.8193 | 56.9374 | 99.3518
10 | 10 | 5 | 402.7563 | 402.1645 | 402.8301 | 402.8971 | 0 | 0 | 0 | 0 | 147.3424 | 204.9059 | 0 | 0 | 0 | 0 | 0 | 0 | 223.2689 | 126.4662 | 178.6313 | 178.6313 | 0 | 0 | 0 | 0 | 0 | 13.9966 | 11.8671 | -27.1172 | 0 | 0 | 0 | 0 | 32.1451 | 56.7959 | 212.3317 | 251.3831 | 0.36507 | 0.38413 | 0.37673 | 0.36411 | 11.7352 | 21.8172 | 79.992 | 91.5312
10 | 10 | 6 | 445.2521 | 443.6755 | 443.4562 | 442.7592 | 0 | 0 | 0 | 0 | 160.2538 | 225.4228 | 0 | 0 | 0 | 0 | 0 | 0 | 226.2173 | 122.6702 | 166.8193 | 166.8193 | 0 | 0 | 0 | 0 | 0 | 42.6639 | 94.8029 | -15.5359 | 0 | 0 | 0 | 0 | 58.7809 | 52.9186 | 181.834 | 291.4759 | 0.37565 | 0.38754 | 0.38116 | 0.36427 | 22.0809 | 20.508 | 69.3085 | 106.1746
10 | 10 | 7 | 477.072 | 475.1505 | 474.8719 | 474.3423 | 0 | 0 | 0 | 0 | 153.3059 | 201.6107 | 0 | 0 | 0 | 0 | 0 | 0 | 265.0497 | 190.7533 | 190.5663 | 191.6679 | 0 | 0 | 0 | 0 | 0 | -1.7459 | -85.1288 | -18.5842 | 0 | 0 | 0 | 0 | 58.7164 | 84.5323 | 369.4344 | 301.2586 | 0.37409 | 0.38456 | 0.38293 | 0.3729 | 21.965 | 32.5075 | 141.4677 | 112.3406
10 | 10 | 8 | 485.9017 | 483.9051 | 483.9764 | 484.2295 | 0 | 0 | 0 | 0 | 117.4074 | 144.1809 | 0 | 0 | 0 | 0 | 0 | 0 | 360.8137 | 380.641 | 502.5398 | 517.5679 | 0 | 0 | 0 | 0 | 0 | -13.6444 | -35.9344 | 8.345 | 0 | 0 | 0 | 0 | 7.6806 | -27.2724 | 17.371 | -41.6834 | 0.36583 | 0.38953 | 0.37971 | 0.39001 | 2.8098 | -10.6235 | 6.596 | -16.2569
10 | 10 | 9 | 506.0299 | 505.0646 | 506.7258 | 508.8257 | 0 | 0 | 0 | 0 | 91.8622 | 141.9612 | 0 | 0 | 0 | 0 | 0 | 0 | 413.464 | 512.6982 | 769.1047 | 797.6643 | 0 | 0 | 0 | 0 | 0 | -22.3513 | -155.7705 | -63.6428 | 0 | 0 | 0 | 0 | 0.70373 | -127.2436 | -106.6084 | -225.1958 | 0.37083 | 0.014884 | 0.38398 | 0.014047 | 0.26096 | -1.8939 | -40.9352 | -3.1634
10 | 10 | 10 | 518.3292 | 517.5426 | 519.4053 | 521.6246 | 0 | 0 | 0 | 0 | 81.0478 | 113.5914 | 0 | 0 | 0 | 0 | 0 | 0 | 461.9123 | 605.6119 | 958.4897 | 997.0214 | 0 | 0 | 0 | 0 | 0 | -53.7537 | -334.1854 | -351.6536 | 0 | 0 | 0 | 0 | -24.631 | -147.9071 | -104.899 | -123.7432 | 0.38038 | 0.014884 | 0.38398 | 0.014884 | -9.3691 | -2.2014 | -40.2788 | -1.8418
10 | 10 | 11 | 529.3158 | 528.7995 | 530.7352 | 532.6914 | 0 | 0 | 0 | 0 | 83.893 | 113.5914 | 0 | 0 | 0 | 0 | 0 | 0 | 513.6691 | 675.0817 | 1104.4817 | 1149.9752 | 0 | 0 | 0 | 0 | 0 | -52.2639 | -328.9501 | -351 | 0 | 0 | 0 | 0 | -68.2463 | -207.6097 | -244.7965 | -266.2838 | 0.3836 | 0.014884 | 0.38398 | 0.014884 | -26.1793 | -3.09 | -93.9963 | -3.9633
10 | 10 | 12 | 526.8935 | 526.569 | 528.512 | 530.2408 | 0 | 0 | 0 | 0 | 82.2909 | 113.5914 | 0 | 0 | 0 | 0 | 0 | 0 | 552.9712 | 708.7951 | 1151.8508 | 1200.1137 | 0 | 0 | 0 | 0 | 0 | -55.9075 | -328.6673 | -367.5252 | 0 | 0 | 0 | 0 | -108.3686 | -239.91 | -294.6716 | -302.3477 | 0.38344 | 0.014884 | 0.38398 | 0.014884 | -41.5527 | -3.5707 | -113.1472 | -4.5
10 | 10 | 13 | 533.1214 | 533.9341 | 537.0839 | 539.7915 | 0 | 0 | 0 | 0 | 82.56 | 113.5914 | 0 | 0 | 0 | 0 | 0 | 0 | 570.7925 | 716.983 | 1164.8741 | 1213.7852 | 0 | 0 | 0 | 0 | 0 | -66.7284 | -327.4348 | -348.4619 | 0 | 0 | 0 | 0 | -120.2311 | -229.9119 | -300.3555 | -325.5318 | 0.38056 | 0.014884 | 0.38398 | 0.014884 | -45.7549 | -3.4219 | -115.3297 | -4.8451
10 | 10 | 14 | 532.9409 | 534.5997 | 538.7106 | 542.3037 | 0 | 0 | 0 | 0 | 87.8482 | 113.5914 | 0 | 0 | 0 | 0 | 0 | 0 | 573.8559 | 669.1296 | 1024.7885 | 1069.1402 | 0 | 0 | 0 | 0 | 0 | -26.8214 | -190.7497 | -247.9271 | 0 | 0 | 0 | 0 | -128.7633 | -221.2998 | -295.3282 | -278.9094 | 0.37634 | 0.014773 | 0.38398 | 0.013952 | -48.4591 | -3.2692 | -113.3993 | -3.8913
10 | 10 | 15 | 528.5796 | 530.8233 | 535.5375 | 539.6367 | 0 | 0 | 0 | 0 | 91.433 | 141.3905 | 0 | 0 | 0 | 0 | 0 | 0 | 565.3936 | 603.9825 | 913.3389 | 951.0928 | 0 | 0 | 0 | 0 | 0 | -35.6217 | -20.114 | 42.7366 | 0 | 0 | 0 | 0 | -128.247 | -178.9279 | -357.6875 | -454.1928 | 0.3716 | 0.014335 | 0.38347 | 0.014454 | -47.657 | -2.5649 | -137.1615 | -6.5648
10 | 10 | 16 | 518.8282 | 522.9152 | 529.638 | 535.537 | 0 | 0 | 0 | 0 | 109.4115 | 150.6836 | 0 | 0 | 0 | 0 | 0 | 0 | 519.783 | 531.0116 | 822.9692 | 850.1269 | 0 | 0 | 0 | 0 | 0 | -3.7405 | -16.8697 | 112.0065 | 0 | 0 | 0 | 0 | -110.3664 | -155.0395 | -276.4615 | -426.5963 | 0.36606 | 0.39562 | 0.37317 | 0.38507 | -40.4009 | -61.3374 | -103.1681 | -164.2707
10 | 10 | 17 | 509.7274 | 515.4994 | 524.0144 | 531.4678 | 0 | 0 | 0 | 0 | 126.6279 | 193.7742 | 0 | 0 | 0 | 0 | 0 | 0 | 401.6541 | 318.9962 | 486.8134 | 494.7916 | 0 | 0 | 0 | 0 | 0 | -19.4929 | -0.93168 | 0 | 0 | 0 | 0 | 0 | -18.5546 | 22.2218 | 38.1328 | 36.6762 | 0.3796 | 0.40231 | 0.39727 | 0.39167 | -7.0434 | 8.9402 | 15.149 | 14.3649
10 | 10 | 18 | 528.0103 | 535.8409 | 546.6768 | 556.149 | 0 | 0 | 0 | 0 | 159.1205 | 228.9213 | 0 | 0 | 0 | 0 | 0 | 0 | 306.6466 | 176.2903 | 216.1526 | 216.1826 | 0 | 0 | 0 | 0 | 0 | -3.2945 | 35.5289 | 186.952 | 0 | 0 | 0 | 0 | 62.2433 | 133.9238 | 294.9952 | 153.0143 | 0.38763 | 0.39764 | 0.3935 | 0.37855 | 24.1273 | 53.2532 | 116.081 | 57.9242
10 | 10 | 19 | 557.6057 | 568.5688 | 582.9456 | 595.5062 | 0 | 0 | 0 | 0 | 160.857 | 247.574 | 0 | 0 | 0 | 0 | 0 | 0 | 264.6605 | 142.0379 | 209.2597 | 209.2597 | 0 | 0 | 0 | 0 | 0 | -0.52159 | 71.6977 | 316.4569 | 0 | 0 | 0 | 0 | 132.0882 | 179.4785 | 301.9882 | 69.7895 | 0.39128 | 0.40086 | 0.39698 | 0.38389 | 51.6837 | 71.9463 | 119.8843 | 26.7916
10 | 10 | 20 | 545.2297 | 556.7392 | 571.5899 | 584.4802 | 0 | 0 | 0 | 0 | 151.6606 | 249.8537 | 0 | 0 | 0 | 0 | 0 | 0 | 236.0125 | 111.5379 | 215.3651 | 215.3651 | 0 | 0 | 0 | 0 | 0 | 30.1974 | 78.9981 | 214.7213 | 0 | 0 | 0 | 0 | 157.5567 | 165.1501 | 277.2267 | 154.3938 | 0.39034 | 0.40015 | 0.39617 | 0.38289 | 61.5014 | 66.0855 | 109.8299 | 59.1155
10 | 10 | 21 | 517.5755 | 529.1612 | 543.8988 | 556.5977 | 0 | 0 | 0 | 0 | 149.0397 | 238.0144 | 0 | 0 | 0 | 0 | 0 | 0 | 211.7433 | 104.233 | 200.68 | 200.68 | 0 | 0 | 0 | 0 | 0 | 35.4285 | 66.6583 | 229.217 | 0 | 0 | 0 | 0 | 156.7925 | 151.4854 | 276.5606 | 126.7008 | 0.38547 | 0.3963 | 0.39241 | 0.3776 | 60.4383 | 60.0341 | 108.5258 | 47.8418
10 | 10 | 22 | 473.1231 | 484.4414 | 498.6897 | 510.9546 | 0 | 0 | 0 | 0 | 172.1219 | 228.7522 | 0 | 0 | 0 | 0 | 0 | 0 | 198.5035 | 104.7329 | 190.5898 | 190.5898 | 0 | 0 | 0 | 0 | 0 | 45.2117 | 102.1798 | 291.9182 | 0 | 0 | 0 | 0 | 102.4977 | 105.7447 | 205.9201 | 28.4465 | 0.37586 | 0.38944 | 0.38588 | 0.36712 | 38.5248 | 41.1811 | 79.4596 | 10.4432
10 | 10 | 23 | 430.2263 | 440.7736 | 453.9773 | 465.3081 | 0 | 0 | 0 | 0 | 150.0125 | 215.718 | 0 | 0 | 0 | 0 | 0 | 0 | 176.0254 | 91.8915 | 181.8585 | 181.8585 | 0 | 0 | 0 | 0 | 0 | 0.64951 | 262.0778 | 13.0936 | 0 | 0 | 0 | 0 | 104.1884 | 132.5147 | 10.041 | 270.356 | 0.36524 | 0.38446 | 0.37959 | 0.36444 | 38.0541 | 50.9461 | 3.8114 | 98.5286
10 | 10 | 24 | 398.6535 | 407.134 | 417.8833 | 426.9951 | 0 | 0 | 0 | 0 | 110.6382 | 205.3225 | 0 | 0 | 0 | 0 | 0 | 0 | 161.8812 | 75.5038 | 162.7926 | 162.7926 | 0 | 0 | 0 | 0 | 0 | 14.2029 | 156.6925 | -48.9035 | 0 | 0 | 0 | 0 | 126.1341 | 112.1048 | 98.3982 | 313.1061 | 0.36532 | 0.37062 | 0.37486 | 0.36426 | 46.0789 | 41.5481 | 36.8859 | 114.0522
10 | 11 | 1 | 381.6388 | 387.6397 | 395.4888 | 401.9224 | 0 | 0 | 0 | 0 | 108.337 | 201.8002 | 0 | 0 | 0 | 0 | 0 | 0 | 177.2671 | 82.1145 | 157.5565 | 157.5565 | 0 | 0 | 0 | 0 | 0 | 23.7996 | 201.6787 | -3.4936 | 0 | 0 | 0 | 0 | 96.0347 | 79.9254 | 36.2536 | 247.8596 | 0.37115 | 0.38254 | 0.37827 | 0.36417 | 35.6429 | 30.5748 | 13.7138 | 90.2636
10 | 11 | 2 | 372.0259 | 376.0636 | 381.7261 | 386.2483 | 0 | 0 | 0 | 0 | 88.7149 | 204.1451 | 0 | 0 | 0 | 0 | 0 | 0 | 185.6494 | 92.4375 | 166.6168 | 166.6168 | 0 | 0 | 0 | 0 | 0 | 12.5487 | 42.9418 | -36.0431 | 0 | 0 | 0 | 0 | 97.6616 | 66.9323 | 172.1675 | 255.6746 | 0.37051 | 0.38125 | 0.37759 | 0.36407 | 36.1847 | 25.5176 | 65.0092 | 93.0829
10 | 11 | 3 | 367.3126 | 369.561 | 373.2469 | 376.0401 | 0 | 0 | 0 | 0 | 84.3139 | 214.6343 | 0 | 0 | 0 | 0 | 0 | 0 | 170.073 | 95.8545 | 184.6138 | 184.6138 | 0 | 0 | 0 | 0 | 0 | 43.8653 | 98.9978 | -70.924 | 0 | 0 | 0 | 0 | 112.9257 | 15.2069 | 89.6354 | 262.3503 | 0.36947 | 0.37677 | 0.37471 | 0.36399 | 41.7223 | 5.7296 | 33.5876 | 95.492
10 | 11 | 4 | 374.9646 | 375.6688 | 377.672 | 378.959 | 0 | 0 | 0 | 0 | 120.0279 | 204.4336 | 0 | 0 | 0 | 0 | 0 | 0 | 147.1836 | 100.7039 | 210.6852 | 210.6852 | 0 | 0 | 0 | 0 | 0 | 2.0625 | 44.4652 | -75.6567 | 0 | 0 | 0 | 0 | 107.7531 | 68.4688 | 122.5217 | 243.9306 | 0.36665 | 0.38012 | 0.37574 | 0.364 | 39.5072 | 26.0266 | 46.0365 | 88.7913
10 | 11 | 5 | 403.409 | 402.8385 | 403.53 | 403.6194 | 0 | 0 | 0 | 0 | 147.3424 | 204.9059 | 0 | 0 | 0 | 0 | 0 | 0 | 132.2465 | 97.9789 | 216.7412 | 216.7412 | 0 | 0 | 0 | 0 | 0 | 13.9966 | 11.8671 | -27.1172 | 0 | 0 | 0 | 0 | 123.8201 | 85.9572 | 174.9217 | 213.9955 | 0.36507 | 0.38413 | 0.37673 | 0.36411 | 45.203 | 33.019 | 65.8985 | 77.918
10 | 11 | 6 | 446.9018 | 445.3792 | 445.2254 | 444.5851 | 0 | 0 | 0 | 0 | 160.2538 | 225.4228 | 0 | 0 | 0 | 0 | 0 | 0 | 110.2547 | 79.2333 | 202.64 | 202.6401 | 0 | 0 | 0 | 0 | 0 | 42.6639 | 94.8029 | -15.5359 | 0 | 0 | 0 | 0 | 176.3933 | 98.0593 | 147.7824 | 257.481 | 0.37565 | 0.38754 | 0.38116 | 0.36427 | 66.2618 | 38.0018 | 56.3293 | 93.7914
10 | 11 | 7 | 476.4737 | 474.5327 | 474.2303 | 473.6801 | 0 | 0 | 0 | 0 | 153.3059 | 201.6107 | 0 | 0 | 0 | 0 | 0 | 0 | 115.9757 | 121.9613 | 327.9462 | 329.0072 | 0 | 0 | 0 | 0 | 0 | -1.7459 | -85.1288 | -18.5842 | 0 | 0 | 0 | 0 | 207.1922 | 152.7065 | 231.4129 | 163.2572 | 0.37409 | 0.38456 | 0.38293 | 0.3729 | 77.5076 | 58.7243 | 88.6151 | 60.8793
10 | 11 | 8 | 491.7211 | 489.915 | 490.2172 | 490.6702 | 0 | 0 | 0 | 0 | 117.4074 | 144.1809 | 0 | 0 | 0 | 0 | 0 | 0 | 181.3663 | 294.16 | 744.5551 | 760.1342 | 0 | 0 | 0 | 0 | 0 | -13.6444 | -35.9344 | 8.345 | 0 | 0 | 0 | 0 | 192.9473 | 65.2184 | -218.4034 | -277.8091 | 0.36583 | 0.38953 | 0.37971 | 0.39001 | 70.5863 | 25.4046 | -82.9302 | -108.348
10 | 11 | 9 | 509.692 | 508.8465 | 510.653 | 512.8787 | 0 | 0 | 0 | 0 | 91.8622 | 141.9612 | 0 | 0 | 0 | 0 | 0 | 0 | 234.8303 | 417.148 | 980.248 | 1010.1385 | 0 | 0 | 0 | 0 | 0 | -22.3513 | -155.7705 | -63.6428 | 0 | 0 | 0 | 0 | 182.9995 | -27.9114 | -313.8245 | -433.617 | 0.37083 | 0.014884 | 0.38398 | 0.014047 | 67.8616 | -0.41542 | -120.5015 | -6.0911
10 | 11 | 10 | 525.5082 | 524.9566 | 527.1042 | 529.5701 | 0 | 0 | 0 | 0 | 81.0478 | 113.5914 | 0 | 0 | 0 | 0 | 0 | 0 | 269.9795 | 493.3334 | 1126.4665 | 1165.8533 | 0 | 0 | 0 | 0 | 0 | -53.7537 | -334.1854 | -351.6536 | 0 | 0 | 0 | 0 | 174.4809 | -28.2145 | -265.1769 | -284.6296 | 0.38038 | 0.014884 | 0.38398 | 0.014884 | 66.3689 | -0.41994 | -101.8219 | -4.2363
10 | 11 | 11 | 532.5608 | 532.1508 | 534.2153 | 536.2829 | 0 | 0 | 0 | 0 | 83.893 | 113.5914 | 0 | 0 | 0 | 0 | 0 | 0 | 276.5536 | 506.5286 | 1182.3097 | 1224.3644 | 0 | 0 | 0 | 0 | 0 | -52.2639 | -328.9501 | -351 | 0 | 0 | 0 | 0 | 172.1143 | -35.7053 | -319.1443 | -337.0815 | 0.3836 | 0.014884 | 0.38398 | 0.014884 | 66.0232 | -0.53143 | -122.5442 | -5.017
10 | 11 | 12 | 530.6099 | 530.4071 | 532.4975 | 534.354 | 0 | 0 | 0 | 0 | 82.2909 | 113.5914 | 0 | 0 | 0 | 0 | 0 | 0 | 298.9117 | 549.2944 | 1211.1317 | 1258.7092 | 0 | 0 | 0 | 0 | 0 | -55.9075 | -328.6673 | -367.5252 | 0 | 0 | 0 | 0 | 149.4073 | -76.5712 | -349.9669 | -356.83 | 0.38344 | 0.014884 | 0.38398 | 0.014884 | 57.2885 | -1.1397 | -134.3793 | -5.3109
10 | 11 | 13 | 538.5601 | 539.5508 | 542.9164 | 545.8108 | 0 | 0 | 0 | 0 | 82.56 | 113.5914 | 0 | 0 | 0 | 0 | 0 | 0 | 297.4258 | 557.6877 | 1218.4566 | 1267.114 | 0 | 0 | 0 | 0 | 0 | -66.7284 | -327.4348 | -348.4619 | 0 | 0 | 0 | 0 | 158.5743 | -64.9998 | -348.1053 | -372.8413 | 0.38056 | 0.014884 | 0.38398 | 0.014884 | 60.3467 | -0.96744 | -133.6645 | -5.5493
10 | 11 | 14 | 537.3462 | 539.1492 | 543.435 | 547.1793 | 0 | 0 | 0 | 0 | 87.8482 | 113.5914 | 0 | 0 | 0 | 0 | 0 | 0 | 257.3539 | 490.5894 | 1152.9928 | 1194.1444 | 0 | 0 | 0 | 0 | 0 | -26.8214 | -190.7497 | -247.9271 | 0 | 0 | 0 | 0 | 192.1441 | -38.2101 | -418.8081 | -399.038 | 0.37634 | 0.014773 | 0.38398 | 0.013952 | 72.312 | -0.56447 | -160.8128 | -5.5672
10 | 11 | 15 | 532.6223 | 534.9984 | 539.873 | 544.111 | 0 | 0 | 0 | 0 | 91.433 | 141.3905 | 0 | 0 | 0 | 0 | 0 | 0 | 228.498 | 422.8902 | 1024.331 | 1058.9285 | 0 | 0 | 0 | 0 | 0 | -35.6217 | -20.114 | 42.7366 | 0 | 0 | 0 | 0 | 212.6914 | 6.3395 | -464.344 | -557.5541 | 0.3716 | 0.014335 | 0.38347 | 0.014454 | 79.0369 | 0.090874 | -178.0608 | -8.0588
10 | 11 | 16 | 525.8078 | 530.1233 | 537.1231 | 543.2618 | 0 | 0 | 0 | 0 | 109.4115 | 150.6836 | 0 | 0 | 0 | 0 | 0 | 0 | 179.4523 | 280.1399 | 709.2957 | 732.5057 | 0 | 0 | 0 | 0 | 0 | -3.7405 | -16.8697 | 112.0065 | 0 | 0 | 0 | 0 | 236.9439 | 103.0403 | -155.3028 | -301.2503 | 0.36606 | 0.39562 | 0.37317 | 0.38507 | 86.736 | 40.7652 | -57.9549 | -116.0034
10 | 11 | 17 | 517.0152 | 523.0257 | 531.8301 | 539.5337 | 0 | 0 | 0 | 0 | 126.6279 | 193.7742 | 0 | 0 | 0 | 0 | 0 | 0 | 100.7782 | 121.5972 | 401.9443 | 408.5604 | 0 | 0 | 0 | 0 | 0 | -19.4929 | -0.93168 | 0 | 0 | 0 | 0 | 0 | 289.6091 | 227.1472 | 130.8174 | 130.9733 | 0.3796 | 0.40231 | 0.39727 | 0.39167 | 109.9367 | 91.3846 | 51.9698 | 51.2981
10 | 11 | 18 | 530.9472 | 538.8739 | 549.8263 | 559.3994 | 0 | 0 | 0 | 0 | 159.1205 | 228.9213 | 0 | 0 | 0 | 0 | 0 | 0 | 72.3047 | 41.1831 | 182.3427 | 182.3674 | 0 | 0 | 0 | 0 | 0 | -3.2945 | 35.5289 | 186.952 | 0 | 0 | 0 | 0 | 299.522 | 272.0641 | 331.9547 | 190.08 | 0.38763 | 0.39764 | 0.3935 | 0.37855 | 116.1037 | 108.183 | 130.6246 | 71.9555
10 | 11 | 19 | 557.9683 | 568.9433 | 583.3345 | 595.9075 | 0 | 0 | 0 | 0 | 160.857 | 247.574 | 0 | 0 | 0 | 0 | 0 | 0 | 81.2561 | 49.4619 | 196.0751 | 196.0751 | 0 | 0 | 0 | 0 | 0 | -0.52159 | 71.6977 | 316.4569 | 0 | 0 | 0 | 0 | 315.8552 | 272.4289 | 315.5617 | 83.3755 | 0.39128 | 0.40086 | 0.39698 | 0.38389 | 123.5884 | 109.2066 | 125.2728 | 32.0072
10 | 11 | 20 | 544.3958 | 555.878 | 570.6956 | 583.5573 | 0 | 0 | 0 | 0 | 151.6606 | 249.8537 | 0 | 0 | 0 | 0 | 0 | 0 | 70.6283 | 50.5423 | 214.8725 | 214.8725 | 0 | 0 | 0 | 0 | 0 | 30.1974 | 78.9981 | 214.7213 | 0 | 0 | 0 | 0 | 322.1069 | 225.2845 | 276.825 | 153.9634 | 0.39034 | 0.40015 | 0.39617 | 0.38289 | 125.7326 | 90.1485 | 109.6708 | 58.9507
10 | 11 | 21 | 511.1941 | 522.571 | 537.0553 | 549.5351 | 0 | 0 | 0 | 0 | 149.0397 | 238.0144 | 0 | 0 | 0 | 0 | 0 | 0 | 81.7752 | 63.8249 | 233.3175 | 233.3175 | 0 | 0 | 0 | 0 | 0 | 35.4285 | 66.6583 | 229.217 | 0 | 0 | 0 | 0 | 280.3792 | 185.3033 | 237.0795 | 87.0006 | 0.38547 | 0.3963 | 0.39241 | 0.3776 | 108.0768 | 73.4362 | 93.0329 | 32.8511
10 | 11 | 22 | 473.2681 | 484.5912 | 498.8452 | 511.1151 | 0 | 0 | 0 | 0 | 172.1219 | 228.7522 | 0 | 0 | 0 | 0 | 0 | 0 | 99.1953 | 81.4935 | 234.3409 | 234.3409 | 0 | 0 | 0 | 0 | 0 | 45.2117 | 102.1798 | 291.9182 | 0 | 0 | 0 | 0 | 201.9509 | 129.1338 | 162.3246 | -15.144 | 0.37586 | 0.38944 | 0.38588 | 0.36712 | 75.9053 | 50.2897 | 62.6371 | -5.5596
10 | 11 | 23 | 431.459 | 442.0467 | 455.2993 | 466.6725 | 0 | 0 | 0 | 0 | 150.0125 | 215.718 | 0 | 0 | 0 | 0 | 0 | 0 | 93.889 | 69.7183 | 214.5564 | 214.5564 | 0 | 0 | 0 | 0 | 0 | 0.64951 | 262.0778 | 13.0936 | 0 | 0 | 0 | 0 | 187.5575 | 155.9609 | -21.3349 | 239.0225 | 0.36524 | 0.38446 | 0.37959 | 0.36444 | 68.5042 | 59.9602 | -8.0984 | 87.1094
10 | 11 | 24 | 400.1401 | 408.6693 | 419.4775 | 428.6404 | 0 | 0 | 0 | 0 | 110.6382 | 205.3225 | 0 | 0 | 0 | 0 | 0 | 0 | 73.0019 | 57.6268 | 219.0207 | 219.0207 | 0 | 0 | 0 | 0 | 0 | 14.2029 | 156.6925 | -48.9035 | 0 | 0 | 0 | 0 | 216.5 | 131.517 | 43.7643 | 258.5233 | 0.36532 | 0.37062 | 0.37486 | 0.36426 | 79.091 | 48.7426 | 16.4057 | 94.1698
10 | 12 | 1 | 381.5119 | 387.5086 | 395.3527 | 401.782 | 0 | 0 | 0 | 0 | 108.337 | 201.8002 | 0 | 0 | 0 | 0 | 0 | 0 | 72.0642 | 70.2673 | 247.5119 | 247.5119 | 0 | 0 | 0 | 0 | 0 | 23.7996 | 201.6787 | -3.4936 | 0 | 0 | 0 | 0 | 201.1107 | 91.6416 | -53.8379 | 157.7637 | 0.37115 | 0.38254 | 0.37827 | 0.36417 | 74.6415 | 35.0567 | -20.3655 | 57.4532
10 | 12 | 2 | 370.7387 | 374.7343 | 380.3457 | 384.8237 | 0 | 0 | 0 | 0 | 88.7149 | 204.1451 | 0 | 0 | 0 | 0 | 0 | 0 | 86.7461 | 83.6404 | 244.4167 | 244.4167 | 0 | 0 | 0 | 0 | 0 | 12.5487 | 42.9418 | -36.0431 | 0 | 0 | 0 | 0 | 195.2777 | 74.4001 | 92.9872 | 176.4501 | 0.37051 | 0.38125 | 0.37759 | 0.36407 | 72.3525 | 28.3647 | 35.1113 | 64.2398
10 | 12 | 3 | 366.5693 | 368.7933 | 372.4498 | 375.2174 | 0 | 0 | 0 | 0 | 84.3139 | 214.6343 | 0 | 0 | 0 | 0 | 0 | 0 | 92.3719 | 98.4846 | 245.4638 | 245.4638 | 0 | 0 | 0 | 0 | 0 | 43.8653 | 98.9978 | -70.924 | 0 | 0 | 0 | 0 | 189.8835 | 11.8092 | 27.9883 | 200.6776 | 0.36947 | 0.37677 | 0.37471 | 0.36399 | 70.1557 | 4.4494 | 10.4876 | 73.044
10 | 12 | 4 | 375.2002 | 375.9122 | 377.9248 | 379.2198 | 0 | 0 | 0 | 0 | 120.0279 | 204.4336 | 0 | 0 | 0 | 0 | 0 | 0 | 101.7892 | 105.686 | 223.3353 | 223.3353 | 0 | 0 | 0 | 0 | 0 | 2.0625 | 44.4652 | -75.6567 | 0 | 0 | 0 | 0 | 153.3832 | 63.7301 | 110.1243 | 231.5412 | 0.36665 | 0.38012 | 0.37574 | 0.364 | 56.2373 | 24.2253 | 41.3783 | 84.2816
10 | 12 | 5 | 399.7107 | 399.0192 | 399.5638 | 399.5263 | 0 | 0 | 0 | 0 | 147.3424 | 204.9059 | 0 | 0 | 0 | 0 | 0 | 0 | 102.1454 | 110.2612 | 226.8455 | 226.8455 | 0 | 0 | 0 | 0 | 0 | 13.9966 | 11.8671 | -27.1172 | 0 | 0 | 0 | 0 | 150.223 | 69.8556 | 160.8513 | 199.7981 | 0.36507 | 0.38413 | 0.37673 | 0.36411 | 54.8419 | 26.8338 | 60.5977 | 72.7485
10 | 12 | 6 | 443.5842 | 441.953 | 441.6675 | 440.9133 | 0 | 0 | 0 | 0 | 160.2538 | 225.4228 | 0 | 0 | 0 | 0 | 0 | 0 | 103.9899 | 113.8771 | 231.2188 | 231.2188 | 0 | 0 | 0 | 0 | 0 | 42.6639 | 94.8029 | -15.5359 | 0 | 0 | 0 | 0 | 179.3405 | 59.9893 | 115.6458 | 225.2304 | 0.37565 | 0.38754 | 0.38116 | 0.36427 | 67.3689 | 23.2482 | 44.08 | 82.0437
10 | 12 | 7 | 478.1235 | 476.2364 | 475.9995 | 475.506 | 0 | 0 | 0 | 0 | 153.3059 | 201.6107 | 0 | 0 | 0 | 0 | 0 | 0 | 136.8467 | 143.6713 | 257.8398 | 258.3519 | 0 | 0 | 0 | 0 | 0 | -1.7459 | -85.1288 | -18.5842 | 0 | 0 | 0 | 0 | 187.9709 | 132.7002 | 303.2885 | 235.7383 | 0.37409 | 0.38456 | 0.38293 | 0.3729 | 70.3172 | 51.0308 | 116.1384 | 87.9078
10 | 12 | 8 | 494.1866 | 492.4612 | 492.8613 | 493.399 | 0 | 0 | 0 | 0 | 117.4074 | 144.1809 | 0 | 0 | 0 | 0 | 0 | 0 | 194.8362 | 227.9547 | 376.7436 | 386.4201 | 0 | 0 | 0 | 0 | 0 | -13.6444 | -35.9344 | 8.345 | 0 | 0 | 0 | 0 | 181.9429 | 133.9699 | 152.0522 | 98.6338 | 0.36583 | 0.38953 | 0.37971 | 0.39001 | 66.5605 | 52.1855 | 57.7359 | 38.4681
10 | 12 | 9 | 507.1358 | 506.2067 | 507.9117 | 510.0496 | 0 | 0 | 0 | 0 | 91.8622 | 141.9612 | 0 | 0 | 0 | 0 | 0 | 0 | 254.6355 | 347.6614 | 542.9476 | 563.8674 | 0 | 0 | 0 | 0 | 0 | -22.3513 | -155.7705 | -63.6428 | 0 | 0 | 0 | 0 | 160.6381 | 38.9353 | 120.7346 | 9.8251 | 0.37083 | 0.014884 | 0.38398 | 0.014047 | 59.5693 | 0.5795 | 46.3594 | 0.13801
10 | 12 | 10 | 521.8099 | 521.1373 | 523.1381 | 525.477 | 0 | 0 | 0 | 0 | 81.0478 | 113.5914 | 0 | 0 | 0 | 0 | 0 | 0 | 291.3626 | 404.6638 | 553.2432 | 579.4829 | 0 | 0 | 0 | 0 | 0 | -53.7537 | -334.1854 | -351.6536 | 0 | 0 | 0 | 0 | 149.3995 | 56.6358 | 304.0803 | 297.6477 | 0.38038 | 0.014884 | 0.38398 | 0.014884 | 56.8285 | 0.84295 | 116.7599 | 4.4301
10 | 12 | 11 | 522.7531 | 522.022 | 523.6972 | 525.4281 | 0 | 0 | 0 | 0 | 83.893 | 113.5914 | 0 | 0 | 0 | 0 | 0 | 0 | 311.1447 | 444.6592 | 570.4686 | 600.8562 | 0 | 0 | 0 | 0 | 0 | -52.2639 | -328.9501 | -351 | 0 | 0 | 0 | 0 | 127.7155 | 16.0353 | 282.1787 | 275.5719 | 0.3836 | 0.014884 | 0.38398 | 0.014884 | 48.9918 | 0.23866 | 108.3502 | 4.1015
10 | 12 | 12 | 519.4788 | 518.9116 | 520.5602 | 522.0345 | 0 | 0 | 0 | 0 | 82.2909 | 113.5914 | 0 | 0 | 0 | 0 | 0 | 0 | 323.453 | 466.0219 | 586.6823 | 618.6173 | 0 | 0 | 0 | 0 | 0 | -55.9075 | -328.6673 | -367.5252 | 0 | 0 | 0 | 0 | 113.7349 | -4.7942 | 262.5452 | 270.9423 | 0.38344 | 0.014884 | 0.38398 | 0.014884 | 43.6103 | -0.071355 | 100.8114 | 4.0326
10 | 12 | 13 | 522.5885 | 523.0564 | 525.7881 | 528.1341 | 0 | 0 | 0 | 0 | 82.56 | 113.5914 | 0 | 0 | 0 | 0 | 0 | 0 | 349.2686 | 493.5223 | 607.3014 | 640.0178 | 0 | 0 | 0 | 0 | 0 | -66.7284 | -327.4348 | -348.4619 | 0 | 0 | 0 | 0 | 90.7599 | -17.3288 | 245.9215 | 236.5782 | 0.38056 | 0.014884 | 0.38398 | 0.014884 | 34.5394 | -0.25792 | 94.4283 | 3.5212
10 | 12 | 14 | 516.8787 | 518.0117 | 521.4851 | 524.5266 | 0 | 0 | 0 | 0 | 87.8482 | 113.5914 | 0 | 0 | 0 | 0 | 0 | 0 | 371.47 | 481.7492 | 493.8803 | 523.5218 | 0 | 0 | 0 | 0 | 0 | -26.8214 | -190.7497 | -247.9271 | 0 | 0 | 0 | 0 | 57.5604 | -50.5075 | 218.3544 | 248.9319 | 0.37634 | 0.014773 | 0.38398 | 0.013952 | 21.6624 | -0.74614 | 83.8431 | 3.473
10 | 12 | 15 | 508.5109 | 510.0977 | 514.0153 | 517.4254 | 0 | 0 | 0 | 0 | 91.433 | 141.3905 | 0 | 0 | 0 | 0 | 0 | 0 | 383.596 | 468.8066 | 433.9147 | 458.8361 | 0 | 0 | 0 | 0 | 0 | -35.6217 | -20.114 | 42.7366 | 0 | 0 | 0 | 0 | 33.4819 | -64.4777 | 100.2146 | 15.8527 | 0.3716 | 0.014335 | 0.38347 | 0.014454 | 12.442 | -0.92426 | 38.429 | 0.22913
10 | 12 | 16 | 500.4273 | 503.912 | 509.9045 | 515.1717 | 0 | 0 | 0 | 0 | 109.4115 | 150.6836 | 0 | 0 | 0 | 0 | 0 | 0 | 339.6555 | 391.1122 | 374.7052 | 391.0743 | 0 | 0 | 0 | 0 | 0 | -3.7405 | -16.8697 | 112.0065 | 0 | 0 | 0 | 0 | 51.3603 | -34.1433 | 152.0691 | 12.0909 | 0.36606 | 0.39562 | 0.37317 | 0.38507 | 18.801 | -13.5079 | 56.7481 | 4.6559
10 | 12 | 17 | 492.1786 | 497.3761 | 505.1947 | 512.0455 | 0 | 0 | 0 | 0 | 126.6279 | 193.7742 | 0 | 0 | 0 | 0 | 0 | 0 | 266.3589 | 254.5286 | 316.719 | 320.4595 | 0 | 0 | 0 | 0 | 0 | -19.4929 | -0.93168 | 0 | 0 | 0 | 0 | 0 | 99.1918 | 68.5662 | 189.4074 | 191.5859 | 0.3796 | 0.40231 | 0.39727 | 0.39167 | 37.6536 | 27.5852 | 75.2458 | 75.0381
10 | 12 | 18 | 508.6306 | 515.8267 | 525.8934 | 534.7002 | 0 | 0 | 0 | 0 | 159.1205 | 228.9213 | 0 | 0 | 0 | 0 | 0 | 0 | 241.1747 | 208.6356 | 225.5495 | 225.5579 | 0 | 0 | 0 | 0 | 0 | -3.2945 | 35.5289 | 186.952 | 0 | 0 | 0 | 0 | 108.3354 | 81.5644 | 264.8149 | 122.1903 | 0.38763 | 0.39764 | 0.3935 | 0.37855 | 41.994 | 32.4331 | 104.205 | 46.2556
10 | 12 | 19 | 528.5995 | 538.6131 | 551.8386 | 563.4032 | 0 | 0 | 0 | 0 | 160.857 | 247.574 | 0 | 0 | 0 | 0 | 0 | 0 | 211.5085 | 191.8412 | 233.2805 | 233.2805 | 0 | 0 | 0 | 0 | 0 | -0.52159 | 71.6977 | 316.4569 | 0 | 0 | 0 | 0 | 156.234 | 99.7194 | 246.8604 | 13.6657 | 0.39128 | 0.40086 | 0.39698 | 0.38389 | 61.1315 | 39.9738 | 97.9995 | 5.2462
10 | 12 | 20 | 518.4715 | 529.105 | 542.8937 | 554.8652 | 0 | 0 | 0 | 0 | 151.6606 | 249.8537 | 0 | 0 | 0 | 0 | 0 | 0 | 177.4831 | 174.8496 | 248.0581 | 248.0581 | 0 | 0 | 0 | 0 | 0 | 30.1974 | 78.9981 | 214.7213 | 0 | 0 | 0 | 0 | 189.3278 | 74.2043 | 215.8374 | 92.0857 | 0.39034 | 0.40015 | 0.39617 | 0.38289 | 73.903 | 29.6932 | 85.5091 | 35.2585
10 | 12 | 21 | 500.5525 | 511.581 | 525.6429 | 537.7573 | 0 | 0 | 0 | 0 | 149.0397 | 238.0144 | 0 | 0 | 0 | 0 | 0 | 0 | 180.0293 | 189.9781 | 274.6663 | 274.6663 | 0 | 0 | 0 | 0 | 0 | 35.4285 | 66.6583 | 229.217 | 0 | 0 | 0 | 0 | 171.4836 | 48.16 | 184.3183 | 33.874 | 0.38547 | 0.3963 | 0.39241 | 0.3776 | 66.1012 | 19.0859 | 72.3288 | 12.7907
10 | 12 | 22 | 473.395 | 484.7223 | 498.9813 | 511.2555 | 0 | 0 | 0 | 0 | 172.1219 | 228.7522 | 0 | 0 | 0 | 0 | 0 | 0 | 175.0022 | 180.2293 | 262.3728 | 262.3728 | 0 | 0 | 0 | 0 | 0 | 45.2117 | 102.1798 | 291.9182 | 0 | 0 | 0 | 0 | 126.271 | 30.5291 | 134.4287 | -43.0355 | 0.37586 | 0.38944 | 0.38588 | 0.36712 | 47.4602 | 11.8892 | 51.8728 | -15.7991
10 | 12 | 23 | 437.224 | 448.0004 | 461.4819 | 473.053 | 0 | 0 | 0 | 0 | 150.0125 | 215.718 | 0 | 0 | 0 | 0 | 0 | 0 | 161.9343 | 164.66 | 249.9614 | 249.9614 | 0 | 0 | 0 | 0 | 0 | 0.64951 | 262.0778 | 13.0936 | 0 | 0 | 0 | 0 | 125.2772 | 66.9729 | -50.5574 | 209.998 | 0.36524 | 0.38446 | 0.37959 | 0.36444 | 45.7567 | 25.7482 | -19.1908 | 76.5317
10 | 12 | 24 | 401.8442 | 410.4292 | 421.305 | 430.5264 | 0 | 0 | 0 | 0 | 110.6382 | 205.3225 | 0 | 0 | 0 | 0 | 0 | 0 | 150.6298 | 154.9928 | 246.8271 | 246.8271 | 0 | 0 | 0 | 0 | 0 | 14.2029 | 156.6925 | -48.9035 | 0 | 0 | 0 | 0 | 140.5762 | 35.911 | 17.7854 | 232.6029 | 0.36532 | 0.37062 | 0.37486 | 0.36426 | 51.3548 | 13.3093 | 6.6671 | 84.728
10 | 13 | 1 | 380.6055 | 386.5725 | 394.3806 | 400.7788 | 0 | 0 | 0 | 0 | 108.337 | 201.8002 | 0 | 0 | 0 | 0 | 0 | 0 | 139.4003 | 139.3168 | 231.5679 | 231.5679 | 0 | 0 | 0 | 0 | 0 | 23.7996 | 201.6787 | -3.4936 | 0 | 0 | 0 | 0 | 132.8682 | 21.6559 | -38.8661 | 172.7045 | 0.37115 | 0.38254 | 0.37827 | 0.36417 | 49.3135 | 8.2843 | -14.702 | 62.8942
10 | 13 | 2 | 368.0194 | 371.9259 | 377.4294 | 381.8141 | 0 | 0 | 0 | 0 | 88.7149 | 204.1451 | 0 | 0 | 0 | 0 | 0 | 0 | 142.063 | 137.8471 | 224.8126 | 224.8126 | 0 | 0 | 0 | 0 | 0 | 12.5487 | 42.9418 | -36.0431 | 0 | 0 | 0 | 0 | 137.2415 | 17.385 | 109.675 | 193.0446 | 0.37051 | 0.38125 | 0.37759 | 0.36407 | 50.8494 | 6.628 | 41.4125 | 70.2813
10 | 13 | 3 | 354.7855 | 356.6238 | 359.8126 | 362.1756 | 0 | 0 | 0 | 0 | 84.3139 | 214.6343 | 0 | 0 | 0 | 0 | 0 | 0 | 137.5442 | 122.3867 | 200.3676 | 200.3676 | 0 | 0 | 0 | 0 | 0 | 43.8653 | 98.9978 | -70.924 | 0 | 0 | 0 | 0 | 132.9275 | -24.2625 | 60.4472 | 232.7319 | 0.36947 | 0.37677 | 0.37471 | 0.36399 | 49.1123 | -9.1415 | 22.6504 | 84.7113
10 | 13 | 4 | 339.8852 | 339.4411 | 340.052 | 340.1344 | 0 | 0 | 0 | 0 | 120.0279 | 204.4336 | 0 | 0 | 0 | 0 | 0 | 0 | 133.799 | 107.1899 | 175.341 | 175.341 | 0 | 0 | 0 | 0 | 0 | 2.0625 | 44.4652 | -75.6567 | 0 | 0 | 0 | 0 | 86.0583 | 25.7551 | 120.2458 | 240.4501 | 0.36665 | 0.38012 | 0.37574 | 0.364 | 31.5529 | 9.7901 | 45.1814 | 87.5244
10 | 13 | 5 | 358.4131 | 356.3697 | 355.2752 | 353.8196 | 0 | 0 | 0 | 0 | 147.3424 | 204.9059 | 0 | 0 | 0 | 0 | 0 | 0 | 112.2219 | 87.1036 | 166.09 | 166.09 | 0 | 0 | 0 | 0 | 0 | 13.9966 | 11.8671 | -27.1172 | 0 | 0 | 0 | 0 | 98.8488 | 50.3637 | 177.3182 | 214.8469 | 0.36507 | 0.38413 | 0.37673 | 0.36411 | 36.0868 | 19.3464 | 66.8013 | 78.228
10 | 13 | 6 | 375.2021 | 371.3324 | 368.3328 | 365.2305 | 0 | 0 | 0 | 0 | 160.2538 | 225.4228 | 0 | 0 | 0 | 0 | 0 | 0 | 103.666 | 81.0738 | 165.8833 | 165.8833 | 0 | 0 | 0 | 0 | 0 | 42.6639 | 94.8029 | -15.5359 | 0 | 0 | 0 | 0 | 111.2823 | 22.1719 | 107.6465 | 214.8831 | 0.37565 | 0.38754 | 0.38116 | 0.36427 | 41.803 | 8.5925 | 41.031 | 78.2745
10 | 13 | 7 | 388.0591 | 383.2239 | 379.4122 | 375.8261 | 0 | 0 | 0 | 0 | 153.3059 | 201.6107 | 0 | 0 | 0 | 0 | 0 | 0 | 134.5167 | 140.5307 | 241.2858 | 242.2531 | 0 | 0 | 0 | 0 | 0 | -1.7459 | -85.1288 | -18.5842 | 0 | 0 | 0 | 0 | 100.2366 | 42.8283 | 223.2552 | 152.1573 | 0.37409 | 0.38456 | 0.38293 | 0.3729 | 37.4971 | 16.4699 | 85.4912 | 56.7401
10 | 13 | 8 | 415.5072 | 411.2063 | 408.4835 | 406.3195 | 0 | 0 | 0 | 0 | 117.4074 | 144.1809 | 0 | 0 | 0 | 0 | 0 | 0 | 205.9085 | 306.6815 | 508.2173 | 522.5273 | 0 | 0 | 0 | 0 | 0 | -13.6444 | -35.9344 | 8.345 | 0 | 0 | 0 | 0 | 92.1913 | -26.0117 | -63.7994 | -124.5528 | 0.36583 | 0.38953 | 0.37971 | 0.39001 | 33.7265 | -10.1324 | -24.2253 | -48.5767
10 | 13 | 9 | 437.8291 | 434.6312 | 433.5854 | 433.3435 | 0 | 0 | 0 | 0 | 91.8622 | 141.9612 | 0 | 0 | 0 | 0 | 0 | 0 | 257.3807 | 445.978 | 739.8042 | 767.8298 | 0 | 0 | 0 | 0 | 0 | -22.3513 | -155.7705 | -63.6428 | 0 | 0 | 0 | 0 | 88.5861 | -130.9567 | -150.4483 | -270.8435 | 0.37083 | 0.014884 | 0.38398 | 0.014047 | 32.8503 | -1.9491 | -57.7687 | -3.8046
10 | 13 | 10 | 453.0108 | 450.0861 | 449.3561 | 449.3327 | 0 | 0 | 0 | 0 | 81.0478 | 113.5914 | 0 | 0 | 0 | 0 | 0 | 0 | 283.3524 | 534.9288 | 873.5351 | 911.1672 | 0 | 0 | 0 | 0 | 0 | -53.7537 | -334.1854 | -351.6536 | 0 | 0 | 0 | 0 | 88.6105 | -144.6805 | -89.9935 | -110.181 | 0.38038 | 0.014884 | 0.38398 | 0.014884 | 33.7056 | -2.1534 | -34.5555 | -1.6399
10 | 13 | 11 | 450.2919 | 447.1888 | 445.988 | 445.2307 | 0 | 0 | 0 | 0 | 83.893 | 113.5914 | 0 | 0 | 0 | 0 | 0 | 0 | 292.2177 | 587.0305 | 1006.1523 | 1050.017 | 0 | 0 | 0 | 0 | 0 | -52.2639 | -328.9501 | -351 | 0 | 0 | 0 | 0 | 74.1813 | -201.1691 | -231.2142 | -253.7863 | 0.3836 | 0.014884 | 0.38398 | 0.014884 | 28.456 | -2.9941 | -88.781 | -3.7773
10 | 13 | 12 | 448.3954 | 445.5013 | 444.3286 | 443.362 | 0 | 0 | 0 | 0 | 82.2909 | 113.5914 | 0 | 0 | 0 | 0 | 0 | 0 | 296.2734 | 621.85 | 1110.242 | 1158.8882 | 0 | 0 | 0 | 0 | 0 | -55.9075 | -328.6673 | -367.5252 | 0 | 0 | 0 | 0 | 69.8311 | -234.0326 | -337.2461 | -348.001 | 0.38344 | 0.014884 | 0.38398 | 0.014884 | 26.7759 | -3.4833 | -129.4949 | -5.1795
10 | 13 | 13 | 441.7155 | 439.5361 | 439.0579 | 438.6269 | 0 | 0 | 0 | 0 | 82.56 | 113.5914 | 0 | 0 | 0 | 0 | 0 | 0 | 279.947 | 591.893 | 1056.1085 | 1101.9869 | 0 | 0 | 0 | 0 | 0 | -66.7284 | -327.4348 | -348.4619 | 0 | 0 | 0 | 0 | 79.2086 | -199.2199 | -289.6158 | -314.8981 | 0.38056 | 0.014884 | 0.38398 | 0.014884 | 30.1435 | -2.9651 | -111.2059 | -4.6868
10 | 13 | 14 | 441.8794 | 440.5574 | 441.054 | 441.5203 | 0 | 0 | 0 | 0 | 87.8482 | 113.5914 | 0 | 0 | 0 | 0 | 0 | 0 | 267.8937 | 577.9816 | 1108.6757 | 1153.4877 | 0 | 0 | 0 | 0 | 0 | -26.8214 | -190.7497 | -247.9271 | 0 | 0 | 0 | 0 | 86.1375 | -224.1941 | -476.872 | -464.0403 | 0.37634 | 0.014773 | 0.38398 | 0.013952 | 32.4172 | -3.312 | -183.108 | -6.4741
10 | 13 | 15 | 438.3158 | 437.6049 | 438.7363 | 439.7361 | 0 | 0 | 0 | 0 | 91.433 | 141.3905 | 0 | 0 | 0 | 0 | 0 | 0 | 241.5893 | 524.1406 | 1048.1691 | 1086.4592 | 0 | 0 | 0 | 0 | 0 | -35.6217 | -20.114 | 42.7366 | 0 | 0 | 0 | 0 | 105.2935 | -192.3045 | -589.3188 | -689.4598 | 0.3716 | 0.014335 | 0.38347 | 0.014454 | 39.1274 | -2.7566 | -225.9845 | -9.9653
10 | 13 | 16 | 438.6622 | 440.1251 | 443.666 | 446.8123 | 0 | 0 | 0 | 0 | 109.4115 | 150.6836 | 0 | 0 | 0 | 0 | 0 | 0 | 205.1607 | 423.5111 | 887.2501 | 913.9429 | 0 | 0 | 0 | 0 | 0 | -3.7405 | -16.8697 | 112.0065 | 0 | 0 | 0 | 0 | 124.09 | -130.3292 | -426.7144 | -579.1371 | 0.36606 | 0.39562 | 0.37317 | 0.38507 | 45.4245 | -51.5614 | -159.2385 | -223.0101
10 | 13 | 17 | 439.3873 | 442.8567 | 448.5799 | 453.618 | 0 | 0 | 0 | 0 | 126.6279 | 193.7742 | 0 | 0 | 0 | 0 | 0 | 0 | 128.2121 | 191.0333 | 479.0011 | 485.6259 | 0 | 0 | 0 | 0 | 0 | -19.4929 | -0.93168 | 0 | 0 | 0 | 0 | 0 | 184.5473 | 77.5421 | -29.4895 | -32.0079 | 0.3796 | 0.40231 | 0.39727 | 0.39167 | 70.0549 | 31.1963 | -11.7153 | -12.5365
10 | 13 | 18 | 465.6288 | 471.4174 | 479.7772 | 487.1074 | 0 | 0 | 0 | 0 | 159.1205 | 228.9213 | 0 | 0 | 0 | 0 | 0 | 0 | 111.6645 | 106.2701 | 215.229 | 215.2654 | 0 | 0 | 0 | 0 | 0 | -3.2945 | 35.5289 | 186.952 | 0 | 0 | 0 | 0 | 194.8438 | 139.5204 | 229.0193 | 84.89 | 0.38763 | 0.39764 | 0.3935 | 0.37855 | 75.5273 | 55.4786 | 90.1194 | 32.1355
10 | 13 | 19 | 489.4411 | 498.1728 | 509.8441 | 520.0641 | 0 | 0 | 0 | 0 | 160.857 | 247.574 | 0 | 0 | 0 | 0 | 0 | 0 | 155.8608 | 142.0233 | 215.4622 | 215.4622 | 0 | 0 | 0 | 0 | 0 | -0.52159 | 71.6977 | 316.4569 | 0 | 0 | 0 | 0 | 172.7233 | 109.097 | 222.6842 | -11.855 | 0.39128 | 0.40086 | 0.39698 | 0.38389 | 67.5835 | 43.733 | 88.402 | -4.551
10 | 13 | 20 | 480.3645 | 489.7507 | 502.0268 | 512.6899 | 0 | 0 | 0 | 0 | 151.6606 | 249.8537 | 0 | 0 | 0 | 0 | 0 | 0 | 140.3149 | 140.3972 | 240.4575 | 240.4575 | 0 | 0 | 0 | 0 | 0 | 30.1974 | 78.9981 | 214.7213 | 0 | 0 | 0 | 0 | 188.3891 | 69.3024 | 182.5712 | 57.511 | 0.39034 | 0.40015 | 0.39617 | 0.38289 | 73.5366 | 27.7316 | 72.3299 | 22.0203
10 | 13 | 21 | 469.3164 | 479.3224 | 492.1445 | 503.1864 | 0 | 0 | 0 | 0 | 149.0397 | 238.0144 | 0 | 0 | 0 | 0 | 0 | 0 | 137.6005 | 143.8347 | 247.0215 | 247.0215 | 0 | 0 | 0 | 0 | 0 | 35.4285 | 66.6583 | 229.217 | 0 | 0 | 0 | 0 | 182.6762 | 62.0449 | 178.4647 | 26.9479 | 0.38547 | 0.3963 | 0.39241 | 0.3776 | 70.4155 | 24.5886 | 70.0317 | 10.1754
10 | 13 | 22 | 443.1741 | 453.5122 | 466.5717 | 477.8082 | 0 | 0 | 0 | 0 | 172.1219 | 228.7522 | 0 | 0 | 0 | 0 | 0 | 0 | 128.163 | 138.7575 | 246.7233 | 246.7233 | 0 | 0 | 0 | 0 | 0 | 45.2117 | 102.1798 | 291.9182 | 0 | 0 | 0 | 0 | 142.8893 | 40.7907 | 117.6686 | -60.8333 | 0.37586 | 0.38944 | 0.38588 | 0.36712 | 53.7064 | 15.8855 | 45.4055 | -22.333
10 | 13 | 23 | 411.2453 | 421.1713 | 433.6216 | 444.3007 | 0 | 0 | 0 | 0 | 150.0125 | 215.718 | 0 | 0 | 0 | 0 | 0 | 0 | 94.0656 | 116.2463 | 250.3946 | 250.3946 | 0 | 0 | 0 | 0 | 0 | 0.64951 | 262.0778 | 13.0936 | 0 | 0 | 0 | 0 | 167.1672 | 88.5576 | -78.8508 | 180.8125 | 0.36524 | 0.38446 | 0.37959 | 0.36444 | 61.0567 | 34.0465 | -29.9306 | 65.8954
10 | 13 | 24 | 385.6914 | 393.7476 | 403.9823 | 412.6491 | 0 | 0 | 0 | 0 | 110.6382 | 205.3225 | 0 | 0 | 0 | 0 | 0 | 0 | 77.263 | 100.6852 | 243.3518 | 243.3518 | 0 | 0 | 0 | 0 | 0 | 14.2029 | 156.6925 | -48.9035 | 0 | 0 | 0 | 0 | 197.7901 | 73.5369 | 3.938 | 218.2008 | 0.36532 | 0.37062 | 0.37486 | 0.36426 | 72.256 | 27.2541 | 1.4762 | 79.4819
10 | 14 | 1 | 366.4649 | 371.9691 | 379.2159 | 385.1286 | 0 | 0 | 0 | 0 | 108.337 | 201.8002 | 0 | 0 | 0 | 0 | 0 | 0 | 66.2904 | 90.6686 | 239.043 | 239.043 | 0 | 0 | 0 | 0 | 0 | 23.7996 | 201.6787 | -3.4936 | 0 | 0 | 0 | 0 | 191.8375 | 55.7007 | -61.5058 | 149.5792 | 0.37115 | 0.38254 | 0.37827 | 0.36417 | 71.1998 | 21.3078 | -23.2661 | 54.4726
10 | 14 | 2 | 352.5555 | 355.9558 | 360.8455 | 364.6992 | 0 | 0 | 0 | 0 | 88.7149 | 204.1451 | 0 | 0 | 0 | 0 | 0 | 0 | 51.8699 | 78.4451 | 235.2617 | 235.2617 | 0 | 0 | 0 | 0 | 0 | 12.5487 | 42.9418 | -36.0431 | 0 | 0 | 0 | 0 | 211.9706 | 60.8169 | 82.642 | 165.4805 | 0.37051 | 0.38125 | 0.37759 | 0.36407 | 78.5374 | 23.1861 | 31.205 | 60.2461
10 | 14 | 3 | 346.6275 | 348.1988 | 351.0637 | 353.1466 | 0 | 0 | 0 | 0 | 84.3139 | 214.6343 | 0 | 0 | 0 | 0 | 0 | 0 | 45.8614 | 66.4215 | 219.8251 | 219.8251 | 0 | 0 | 0 | 0 | 0 | 43.8653 | 98.9978 | -70.924 | 0 | 0 | 0 | 0 | 216.4523 | 23.2777 | 32.2409 | 204.2455 | 0.36947 | 0.37677 | 0.37471 | 0.36399 | 79.9719 | 8.7704 | 12.0811 | 74.3426
10 | 14 | 4 | 345.2513 | 344.9829 | 345.8068 | 346.0735 | 0 | 0 | 0 | 0 | 120.0279 | 204.4336 | 0 | 0 | 0 | 0 | 0 | 0 | 45.5014 | 60.4051 | 208.3083 | 208.3083 | 0 | 0 | 0 | 0 | 0 | 2.0625 | 44.4652 | -75.6567 | 0 | 0 | 0 | 0 | 179.7221 | 78.0817 | 93.0333 | 213.4219 | 0.36665 | 0.38012 | 0.37574 | 0.364 | 65.8944 | 29.6807 | 34.9565 | 77.6861
10 | 14 | 5 | 350.2551 | 347.9447 | 346.5263 | 344.7907 | 0 | 0 | 0 | 0 | 147.3424 | 204.9059 | 0 | 0 | 0 | 0 | 0 | 0 | 45.5 | 55.7253 | 198.9505 | 198.9505 | 0 | 0 | 0 | 0 | 0 | 13.9966 | 11.8671 | -27.1172 | 0 | 0 | 0 | 0 | 157.4127 | 73.317 | 135.7088 | 172.9574 | 0.36507 | 0.38413 | 0.37673 | 0.36411 | 57.4667 | 28.1635 | 51.1258 | 62.9756
10 | 14 | 6 | 358.2878 | 353.8645 | 350.1935 | 346.5104 | 0 | 0 | 0 | 0 | 160.2538 | 225.4228 | 0 | 0 | 0 | 0 | 0 | 0 | 45.7774 | 56.555 | 199.8579 | 199.8579 | 0 | 0 | 0 | 0 | 0 | 42.6639 | 94.8029 | -15.5359 | 0 | 0 | 0 | 0 | 152.2565 | 29.2228 | 55.5327 | 162.1884 | 0.37565 | 0.38754 | 0.38116 | 0.36427 | 57.1949 | 11.325 | 21.167 | 59.0796
10 | 14 | 7 | 359.9956 | 354.2417 | 349.3162 | 344.7665 | 0 | 0 | 0 | 0 | 153.3059 | 201.6107 | 0 | 0 | 0 | 0 | 0 | 0 | 76.6378 | 109.0972 | 300.4286 | 301.4487 | 0 | 0 | 0 | 0 | 0 | -1.7459 | -85.1288 | -18.5842 | 0 | 0 | 0 | 0 | 130.052 | 45.2796 | 134.0164 | 61.9019 | 0.37409 | 0.38456 | 0.38293 | 0.3729 | 48.6506 | 17.4126 | 51.319 | 23.0835
10 | 14 | 8 | 385.2138 | 379.9213 | 375.9961 | 372.792 | 0 | 0 | 0 | 0 | 117.4074 | 144.1809 | 0 | 0 | 0 | 0 | 0 | 0 | 159.2942 | 302.6941 | 726.9904 | 743.7251 | 0 | 0 | 0 | 0 | 0 | -13.6444 | -35.9344 | 8.345 | 0 | 0 | 0 | 0 | 108.5122 | -53.3094 | -315.0599 | -379.2782 | 0.36583 | 0.38953 | 0.37971 | 0.39001 | 39.6972 | -20.7657 | -119.6318 | -147.9219
10 | 14 | 9 | 404.9432 | 400.6689 | 398.3178 | 396.9467 | 0 | 0 | 0 | 0 | 91.8622 | 141.9612 | 0 | 0 | 0 | 0 | 0 | 0 | 226.0748 | 457.7779 | 1015.6157 | 1047.9794 | 0 | 0 | 0 | 0 | 0 | -22.3513 | -155.7705 | -63.6428 | 0 | 0 | 0 | 0 | 87.0063 | -176.7189 | -461.5274 | -587.3898 | 0.37083 | 0.014884 | 0.38398 | 0.014047 | 32.2645 | -2.6302 | -177.216 | -8.2512
10 | 14 | 10 | 423.6601 | 419.7746 | 417.8797 | 416.8484 | 0 | 0 | 0 | 0 | 81.0478 | 113.5914 | 0 | 0 | 0 | 0 | 0 | 0 | 268.4616 | 548.5287 | 1175.4 | 1218.5731 | 0 | 0 | 0 | 0 | 0 | -53.7537 | -334.1854 | -351.6536 | 0 | 0 | 0 | 0 | 74.1506 | -188.5918 | -423.3348 | -450.0711 | 0.38038 | 0.014884 | 0.38398 | 0.014884 | 28.2054 | -2.8069 | -162.5509 | -6.6987
10 | 14 | 11 | 435.2993 | 431.7055 | 429.9095 | 428.6375 | 0 | 0 | 0 | 0 | 83.893 | 113.5914 | 0 | 0 | 0 | 0 | 0 | 0 | 294.1099 | 601.0223 | 1256.8615 | 1306.8119 | 0 | 0 | 0 | 0 | 0 | -52.2639 | -328.9501 | -351 | 0 | 0 | 0 | 0 | 57.2965 | -230.6443 | -498.0018 | -527.1744 | 0.3836 | 0.014884 | 0.38398 | 0.014884 | 21.979 | -3.4328 | -191.2214 | -7.8463
10 | 14 | 12 | 438.1526 | 434.9232 | 433.3439 | 432.0256 | 0 | 0 | 0 | 0 | 82.2909 | 113.5914 | 0 | 0 | 0 | 0 | 0 | 0 | 302.5231 | 616.877 | 1280.4262 | 1332.9266 | 0 | 0 | 0 | 0 | 0 | -55.9075 | -328.6673 | -367.5252 | 0 | 0 | 0 | 0 | 53.3386 | -239.6377 | -518.415 | -533.3757 | 0.38344 | 0.014884 | 0.38398 | 0.014884 | 20.452 | -3.5667 | -199.0596 | -7.9386
10 | 14 | 13 | 437.9629 | 435.6606 | 435.0334 | 434.4736 | 0 | 0 | 0 | 0 | 82.56 | 113.5914 | 0 | 0 | 0 | 0 | 0 | 0 | 294.182 | 600.7896 | 1252.703 | 1303.5797 | 0 | 0 | 0 | 0 | 0 | -66.7284 | -327.4348 | -348.4619 | 0 | 0 | 0 | 0 | 61.2208 | -211.992 | -490.2348 | -520.6442 | 0.38056 | 0.014884 | 0.38398 | 0.014884 | 23.2981 | -3.1552 | -188.239 | -7.7491
10 | 14 | 14 | 441.3356 | 439.9958 | 440.4707 | 440.9183 | 0 | 0 | 0 | 0 | 87.8482 | 113.5914 | 0 | 0 | 0 | 0 | 0 | 0 | 287.7363 | 589.0264 | 1231.4682 | 1280.433 | 0 | 0 | 0 | 0 | 0 | -26.8214 | -190.7497 | -247.9271 | 0 | 0 | 0 | 0 | 65.751 | -235.8006 | -600.2478 | -591.5876 | 0.37634 | 0.014773 | 0.38398 | 0.013952 | 24.7449 | -3.4835 | -230.4815 | -8.2536
10 | 14 | 15 | 439.4579 | 438.7844 | 439.9612 | 441.0002 | 0 | 0 | 0 | 0 | 91.433 | 141.3905 | 0 | 0 | 0 | 0 | 0 | 0 | 260.0241 | 534.4861 | 1147.6681 | 1189.7231 | 0 | 0 | 0 | 0 | 0 | -35.6217 | -20.114 | 42.7366 | 0 | 0 | 0 | 0 | 88.0009 | -201.4705 | -687.593 | -791.4596 | 0.3716 | 0.014335 | 0.38347 | 0.014454 | 32.7014 | -2.888 | -263.6695 | -11.4396
10 | 14 | 16 | 444.264 | 445.9103 | 449.6735 | 453.0122 | 0 | 0 | 0 | 0 | 109.4115 | 150.6836 | 0 | 0 | 0 | 0 | 0 | 0 | 205.7375 | 428.7051 | 973.8987 | 1003.2609 | 0 | 0 | 0 | 0 | 0 | -3.7405 | -16.8697 | 112.0065 | 0 | 0 | 0 | 0 | 129.115 | -129.738 | -507.3555 | -662.2551 | 0.36606 | 0.39562 | 0.37317 | 0.38507 | 47.264 | -51.3275 | -189.3316 | -255.0166
10 | 14 | 17 | 450.1377 | 453.9591 | 460.109 | 465.5161 | 0 | 0 | 0 | 0 | 126.6279 | 193.7742 | 0 | 0 | 0 | 0 | 0 | 0 | 100.806 | 206.2363 | 566.1924 | 574.8619 | 0 | 0 | 0 | 0 | 0 | -19.4929 | -0.93168 | 0 | 0 | 0 | 0 | 0 | 222.7038 | 73.4414 | -105.1518 | -109.3458 | 0.3796 | 0.40231 | 0.39727 | 0.39167 | 84.5392 | 29.5465 | -41.7736 | -42.8273
10 | 14 | 18 | 482.96 | 489.3159 | 498.3637 | 506.289 | 0 | 0 | 0 | 0 | 159.1205 | 228.9213 | 0 | 0 | 0 | 0 | 0 | 0 | 47.014 | 83.563 | 263.29 | 263.3364 | 0 | 0 | 0 | 0 | 0 | -3.2945 | 35.5289 | 186.952 | 0 | 0 | 0 | 0 | 276.8256 | 180.1262 | 199.5448 | 56.0006 | 0.38763 | 0.39764 | 0.3935 | 0.37855 | 107.3059 | 71.625 | 78.5211 | 21.1992
10 | 14 | 19 | 511.8121 | 521.2762 | 533.8354 | 544.8235 | 0 | 0 | 0 | 0 | 160.857 | 247.574 | 0 | 0 | 0 | 0 | 0 | 0 | 45.5 | 75.0234 | 244.628 | 244.628 | 0 | 0 | 0 | 0 | 0 | -0.52159 | 71.6977 | 316.4569 | 0 | 0 | 0 | 0 | 305.4552 | 199.2004 | 217.5097 | -16.2614 | 0.39128 | 0.40086 | 0.39698 | 0.38389 | 119.5191 | 79.852 | 86.3478 | -6.2426
10 | 14 | 20 | 497.5688 | 507.5182 | 520.4772 | 531.731 | 0 | 0 | 0 | 0 | 151.6606 | 249.8537 | 0 | 0 | 0 | 0 | 0 | 0 | 45.5 | 60.8078 | 245.9416 | 245.9416 | 0 | 0 | 0 | 0 | 0 | 30.1974 | 78.9981 | 214.7213 | 0 | 0 | 0 | 0 | 300.4083 | 166.6593 | 195.5375 | 71.0681 | 0.39034 | 0.40015 | 0.39617 | 0.38289 | 117.2627 | 66.6894 | 77.4668 | 27.2111
10 | 14 | 21 | 474.3562 | 484.5272 | 497.5494 | 508.7642 | 0 | 0 | 0 | 0 | 149.0397 | 238.0144 | 0 | 0 | 0 | 0 | 0 | 0 | 45.5 | 46.8662 | 240.933 | 240.933 | 0 | 0 | 0 | 0 | 0 | 35.4285 | 66.6583 | 229.217 | 0 | 0 | 0 | 0 | 279.8166 | 164.2182 | 189.9581 | 38.6143 | 0.38547 | 0.3963 | 0.39241 | 0.3776 | 107.8599 | 65.0801 | 74.5419 | 14.5806
10 | 14 | 22 | 435.7232 | 445.8173 | 458.5811 | 469.5617 | 0 | 0 | 0 | 0 | 172.1219 | 228.7522 | 0 | 0 | 0 | 0 | 0 | 0 | 45.5 | 47.8581 | 264.3845 | 264.3845 | 0 | 0 | 0 | 0 | 0 | 45.2117 | 102.1798 | 291.9182 | 0 | 0 | 0 | 0 | 218.1013 | 123.9953 | 92.0168 | -86.741 | 0.37586 | 0.38944 | 0.38588 | 0.36712 | 81.9756 | 48.2886 | 35.5071 | -31.8442
10 | 14 | 23 | 403.4318 | 413.102 | 425.2422 | 435.653 | 0 | 0 | 0 | 0 | 150.0125 | 215.718 | 0 | 0 | 0 | 0 | 0 | 0 | 45.5 | 47.5393 | 276.2706 | 276.2706 | 0 | 0 | 0 | 0 | 0 | 0.64951 | 262.0778 | 13.0936 | 0 | 0 | 0 | 0 | 207.9193 | 149.1952 | -113.1062 | 146.2888 | 0.36524 | 0.38446 | 0.37959 | 0.36444 | 75.9412 | 57.3591 | -42.9335 | 53.3135
10 | 14 | 24 | 375.8836 | 383.6188 | 393.4643 | 401.7942 | 0 | 0 | 0 | 0 | 110.6382 | 205.3225 | 0 | 0 | 0 | 0 | 0 | 0 | 45.5 | 46.0106 | 284.3734 | 284.3734 | 0 | 0 | 0 | 0 | 0 | 14.2029 | 156.6925 | -48.9035 | 0 | 0 | 0 | 0 | 219.7454 | 118.0828 | -47.6017 | 166.3244 | 0.36532 | 0.37062 | 0.37486 | 0.36426 | 80.2766 | 43.7637 | -17.8442 | 60.5854
10 | 15 | 1 | 360.845 | 366.1652 | 373.1889 | 378.9086 | 0 | 0 | 0 | 0 | 108.337 | 201.8002 | 0 | 0 | 0 | 0 | 0 | 0 | 45.5 | 43.7527 | 285.8514 | 285.8514 | 0 | 0 | 0 | 0 | 0 | 23.7996 | 201.6787 | -3.4936 | 0 | 0 | 0 | 0 | 207.008 | 96.8127 | -114.3412 | 96.5508 | 0.37115 | 0.38254 | 0.37827 | 0.36417 | 76.8302 | 37.0349 | -43.2523 | 35.1611
10 | 15 | 2 | 354.3321 | 357.7906 | 362.7508 | 366.6655 | 0 | 0 | 0 | 0 | 88.7149 | 204.1451 | 0 | 0 | 0 | 0 | 0 | 0 | 45.5 | 35.1333 | 268.2418 | 268.2418 | 0 | 0 | 0 | 0 | 0 | 12.5487 | 42.9418 | -36.0431 | 0 | 0 | 0 | 0 | 220.1172 | 105.9635 | 51.5672 | 134.4668 | 0.37051 | 0.38125 | 0.37759 | 0.36407 | 81.5558 | 40.3981 | 19.4714 | 48.955
10 | 15 | 3 | 352.3563 | 354.115 | 357.2074 | 359.4869 | 0 | 0 | 0 | 0 | 84.3139 | 214.6343 | 0 | 0 | 0 | 0 | 0 | 0 | 45.5 | 26.962 | 246.5716 | 246.5716 | 0 | 0 | 0 | 0 | 0 | 43.8653 | 98.9978 | -70.924 | 0 | 0 | 0 | 0 | 222.5424 | 68.6535 | 11.6379 | 183.8393 | 0.36947 | 0.37677 | 0.37471 | 0.36399 | 82.222 | 25.8668 | 4.3609 | 66.915
10 | 15 | 4 | 364.8668 | 365.2405 | 366.8429 | 367.7831 | 0 | 0 | 0 | 0 | 120.0279 | 204.4336 | 0 | 0 | 0 | 0 | 0 | 0 | 45.5 | 32.4751 | 252.2671 | 252.2671 | 0 | 0 | 0 | 0 | 0 | 2.0625 | 44.4652 | -75.6567 | 0 | 0 | 0 | 0 | 199.3389 | 126.2692 | 70.1106 | 191.1727 | 0.36665 | 0.38012 | 0.37574 | 0.364 | 73.0868 | 47.998 | 26.3435 | 69.5873
10 | 15 | 5 | 393.2206 | 392.3166 | 392.6036 | 392.3433 | 0 | 0 | 0 | 0 | 147.3424 | 204.9059 | 0 | 0 | 0 | 0 | 0 | 0 | 45.5 | 30.0996 | 239.0354 | 239.0354 | 0 | 0 | 0 | 0 | 0 | 13.9966 | 11.8671 | -27.1172 | 0 | 0 | 0 | 0 | 200.3782 | 143.3145 | 141.7011 | 180.4251 | 0.36507 | 0.38413 | 0.37673 | 0.36411 | 73.1521 | 55.0518 | 53.3833 | 65.6946
10 | 15 | 6 | 439.3421 | 437.572 | 437.1181 | 436.2183 | 0 | 0 | 0 | 0 | 160.2538 | 225.4228 | 0 | 0 | 0 | 0 | 0 | 0 | 45.6171 | 26.9303 | 222.084 | 222.0841 | 0 | 0 | 0 | 0 | 0 | 42.6639 | 94.8029 | -15.5359 | 0 | 0 | 0 | 0 | 233.4711 | 142.5551 | 120.2312 | 229.6701 | 0.37565 | 0.38754 | 0.38116 | 0.36427 | 87.7029 | 55.2456 | 45.8278 | 83.6609
10 | 15 | 7 | 477.8696 | 475.9743 | 475.7273 | 475.2251 | 0 | 0 | 0 | 0 | 153.3059 | 201.6107 | 0 | 0 | 0 | 0 | 0 | 0 | 70.5624 | 73.4257 | 253.6267 | 254.6022 | 0 | 0 | 0 | 0 | 0 | -1.7459 | -85.1288 | -18.5842 | 0 | 0 | 0 | 0 | 254.0014 | 202.6838 | 307.2294 | 239.2071 | 0.37409 | 0.38456 | 0.38293 | 0.3729 | 95.0183 | 77.9434 | 117.6475 | 89.2013
10 | 15 | 8 | 489.455 | 487.5747 | 487.787 | 488.1622 | 0 | 0 | 0 | 0 | 117.4074 | 144.1809 | 0 | 0 | 0 | 0 | 0 | 0 | 133.7134 | 197.0804 | 387.4463 | 400.8771 | 0 | 0 | 0 | 0 | 0 | -13.6444 | -35.9344 | 8.345 | 0 | 0 | 0 | 0 | 238.3341 | 159.9578 | 136.2751 | 78.94 | 0.36583 | 0.38953 | 0.37971 | 0.39001 | 87.1902 | 62.3085 | 51.7452 | 30.7873
10 | 15 | 9 | 503.51 | 502.4622 | 504.0233 | 506.0367 | 0 | 0 | 0 | 0 | 91.8622 | 141.9612 | 0 | 0 | 0 | 0 | 0 | 0 | 184.1247 | 320.2006 | 537.8246 | 563.075 | 0 | 0 | 0 | 0 | 0 | -22.3513 | -155.7705 | -63.6428 | 0 | 0 | 0 | 0 | 227.5232 | 62.6517 | 121.9693 | 6.6046 | 0.37083 | 0.014884 | 0.38398 | 0.014047 | 84.3723 | 0.93249 | 46.8334 | 0.092776
10 | 15 | 10 | 515.3379 | 514.4534 | 516.1973 | 518.314 | 0 | 0 | 0 | 0 | 81.0478 | 113.5914 | 0 | 0 | 0 | 0 | 0 | 0 | 226.7871 | 414.413 | 723.9442 | 759.2015 | 0 | 0 | 0 | 0 | 0 | -53.7537 | -334.1854 | -351.6536 | 0 | 0 | 0 | 0 | 207.503 | 40.2027 | 126.4386 | 110.7661 | 0.38038 | 0.014884 | 0.38398 | 0.014884 | 78.9298 | 0.59836 | 48.5496 | 1.6486
10 | 15 | 11 | 515.4653 | 514.4956 | 515.8816 | 517.3622 | 0 | 0 | 0 | 0 | 83.893 | 113.5914 | 0 | 0 | 0 | 0 | 0 | 0 | 250.2306 | 479.3586 | 896.2197 | 936.2654 | 0 | 0 | 0 | 0 | 0 | -52.2639 | -328.9501 | -351 | 0 | 0 | 0 | 0 | 181.3417 | -26.1905 | -51.388 | -67.9032 | 0.3836 | 0.014884 | 0.38398 | 0.014884 | 69.5628 | -0.38981 | -19.7318 | -1.0107
10 | 15 | 12 | 513.8226 | 513.0702 | 514.4944 | 515.7744 | 0 | 0 | 0 | 0 | 82.2909 | 113.5914 | 0 | 0 | 0 | 0 | 0 | 0 | 276.6932 | 520.0797 | 959.2614 | 1001.7927 | 0 | 0 | 0 | 0 | 0 | -55.9075 | -328.6673 | -367.5252 | 0 | 0 | 0 | 0 | 154.8385 | -64.6934 | -116.0998 | -118.4932 | 0.38344 | 0.014884 | 0.38398 | 0.014884 | 59.371 | -0.96287 | -44.5797 | -1.7636
10 | 15 | 13 | 518.9446 | 519.2933 | 521.8803 | 524.1012 | 0 | 0 | 0 | 0 | 82.56 | 113.5914 | 0 | 0 | 0 | 0 | 0 | 0 | 295.3293 | 533.1971 | 1019.6055 | 1061.4786 | 0 | 0 | 0 | 0 | 0 | -66.7284 | -327.4348 | -348.4619 | 0 | 0 | 0 | 0 | 141.0553 | -60.7669 | -170.2904 | -188.9155 | 0.38056 | 0.014884 | 0.38398 | 0.014884 | 53.6798 | -0.90443 | -65.3876 | -2.8118
10 | 15 | 14 | 518.0208 | 519.1912 | 522.7099 | 525.7907 | 0 | 0 | 0 | 0 | 87.8482 | 113.5914 | 0 | 0 | 0 | 0 | 0 | 0 | 302.0676 | 516.022 | 973.9204 | 1013.9389 | 0 | 0 | 0 | 0 | 0 | -26.8214 | -190.7497 | -247.9271 | 0 | 0 | 0 | 0 | 128.105 | -83.6007 | -260.4608 | -240.2211 | 0.37634 | 0.014773 | 0.38398 | 0.013952 | 48.2113 | -1.235 | -100.011 | -3.3515
10 | 15 | 15 | 512.5899 | 514.3102 | 518.3897 | 521.9399 | 0 | 0 | 0 | 0 | 91.433 | 141.3905 | 0 | 0 | 0 | 0 | 0 | 0 | 288.98 | 464.3004 | 903.7019 | 936.605 | 0 | 0 | 0 | 0 | 0 | -35.6217 | -20.114 | 42.7366 | 0 | 0 | 0 | 0 | 132.177 | -55.759 | -365.1982 | -457.4018 | 0.3716 | 0.014335 | 0.38347 | 0.014454 | 49.1174 | -0.79928 | -140.0416 | -6.6112
10 | 15 | 16 | 508.8573 | 512.6179 | 518.945 | 524.5016 | 0 | 0 | 0 | 0 | 109.4115 | 150.6836 | 0 | 0 | 0 | 0 | 0 | 0 | 278.3694 | 418.7415 | 821.9439 | 845.6656 | 0 | 0 | 0 | 0 | 0 | -3.7405 | -16.8697 | 112.0065 | 0 | 0 | 0 | 0 | 121.0763 | -53.0667 | -286.1292 | -433.1704 | 0.36606 | 0.39562 | 0.37317 | 0.38507 | 44.3213 | -20.9945 | -106.7758 | -166.8022
10 | 15 | 17 | 509.4736 | 515.2372 | 523.7423 | 531.1869 | 0 | 0 | 0 | 0 | 126.6279 | 193.7742 | 0 | 0 | 0 | 0 | 0 | 0 | 243.1096 | 263.3344 | 479.3053 | 486.2724 | 0 | 0 | 0 | 0 | 0 | -19.4929 | -0.93168 | 0 | 0 | 0 | 0 | 0 | 139.736 | 77.6215 | 45.3686 | 44.9145 | 0.3796 | 0.40231 | 0.39727 | 0.39167 | 53.0443 | 31.2282 | 18.0236 | 17.5916
10 | 15 | 18 | 536.8391 | 544.9587 | 556.145 | 565.9203 | 0 | 0 | 0 | 0 | 159.1205 | 228.9213 | 0 | 0 | 0 | 0 | 0 | 0 | 262.5885 | 178.5603 | 214.7949 | 214.8203 | 0 | 0 | 0 | 0 | 0 | -3.2945 | 35.5289 | 186.952 | 0 | 0 | 0 | 0 | 115.1301 | 140.7716 | 305.8212 | 164.148 | 0.38763 | 0.39764 | 0.3935 | 0.37855 | 44.6279 | 55.9761 | 120.3411 | 62.1389
10 | 15 | 19 | 549.7559 | 560.462 | 574.5273 | 586.8183 | 0 | 0 | 0 | 0 | 160.857 | 247.574 | 0 | 0 | 0 | 0 | 0 | 0 | 303.6606 | 187.9533 | 195.778 | 195.778 | 0 | 0 | 0 | 0 | 0 | -0.52159 | 71.6977 | 316.4569 | 0 | 0 | 0 | 0 | 85.2383 | 125.4562 | 307.0515 | 74.5834 | 0.39128 | 0.40086 | 0.39698 | 0.38389 | 33.3522 | 50.2907 | 121.8944 | 28.6319
10 | 15 | 20 | 533.7541 | 544.888 | 559.2832 | 571.7795 | 0 | 0 | 0 | 0 | 151.6606 | 249.8537 | 0 | 0 | 0 | 0 | 0 | 0 | 267.8902 | 169.1643 | 203.092 | 203.092 | 0 | 0 | 0 | 0 | 0 | 30.1974 | 78.9981 | 214.7213 | 0 | 0 | 0 | 0 | 114.2033 | 95.6725 | 277.1931 | 153.9662 | 0.39034 | 0.40015 | 0.39617 | 0.38289 | 44.5786 | 38.2837 | 109.8166 | 58.9518
10 | 15 | 21 | 509.3813 | 520.6987 | 535.1111 | 547.5286 | 0 | 0 | 0 | 0 | 149.0397 | 238.0144 | 0 | 0 | 0 | 0 | 0 | 0 | 238.2928 | 153.5989 | 233.2226 | 233.2226 | 0 | 0 | 0 | 0 | 0 | 35.4285 | 66.6583 | 229.217 | 0 | 0 | 0 | 0 | 122.0487 | 93.6569 | 235.2303 | 85.0891 | 0.38547 | 0.3963 | 0.39241 | 0.3776 | 47.0457 | 37.1165 | 92.3072 | 32.1293
10 | 15 | 22 | 463.7867 | 474.7994 | 488.6771 | 500.6214 | 0 | 0 | 0 | 0 | 172.1219 | 228.7522 | 0 | 0 | 0 | 0 | 0 | 0 | 208.9999 | 135.5948 | 267.1195 | 267.1195 | 0 | 0 | 0 | 0 | 0 | 45.2117 | 102.1798 | 291.9182 | 0 | 0 | 0 | 0 | 82.6649 | 65.2408 | 119.3778 | -58.4163 | 0.37586 | 0.38944 | 0.38588 | 0.36712 | 31.0704 | 25.4073 | 46.065 | -21.4457
10 | 15 | 23 | 425.2408 | 435.625 | 448.6308 | 459.7904 | 0 | 0 | 0 | 0 | 150.0125 | 215.718 | 0 | 0 | 0 | 0 | 0 | 0 | 198.7919 | 139.3055 | 286.351 | 286.351 | 0 | 0 | 0 | 0 | 0 | 0.64951 | 262.0778 | 13.0936 | 0 | 0 | 0 | 0 | 76.4365 | 79.952 | -99.798 | 160.3458 | 0.36524 | 0.38446 | 0.37959 | 0.36444 | 27.9179 | 30.7381 | -37.8819 | 58.4365
10 | 15 | 24 | 396.4962 | 404.9061 | 415.5697 | 424.6075 | 0 | 0 | 0 | 0 | 110.6382 | 205.3225 | 0 | 0 | 0 | 0 | 0 | 0 | 209.7484 | 147.2014 | 296.6678 | 296.6678 | 0 | 0 | 0 | 0 | 0 | 14.2029 | 156.6925 | -48.9035 | 0 | 0 | 0 | 0 | 76.1096 | 38.1793 | -37.7907 | 176.8432 | 0.36532 | 0.37062 | 0.37486 | 0.36426 | 27.8041 | 14.1499 | -14.1664 | 64.417
10 | 16 | 1 | 379.4996 | 385.4305 | 393.1946 | 399.5548 | 0 | 0 | 0 | 0 | 108.337 | 201.8002 | 0 | 0 | 0 | 0 | 0 | 0 | 206.8389 | 141.2605 | 287.8729 | 287.8729 | 0 | 0 | 0 | 0 | 0 | 23.7996 | 201.6787 | -3.4936 | 0 | 0 | 0 | 0 | 64.3238 | 18.5702 | -96.357 | 115.1755 | 0.37115 | 0.38254 | 0.37827 | 0.36417 | 23.8735 | 7.1039 | -36.4494 | 41.9437
10 | 16 | 2 | 373.0411 | 377.112 | 382.8148 | 387.3719 | 0 | 0 | 0 | 0 | 88.7149 | 204.1451 | 0 | 0 | 0 | 0 | 0 | 0 | 211.2156 | 144.408 | 292.7943 | 292.7943 | 0 | 0 | 0 | 0 | 0 | 12.5487 | 42.9418 | -36.0431 | 0 | 0 | 0 | 0 | 73.1106 | 16.0102 | 47.0787 | 130.6207 | 0.37051 | 0.38125 | 0.37759 | 0.36407 | 27.0883 | 6.1038 | 17.7766 | 47.5548
10 | 16 | 3 | 366.8775 | 369.1116 | 372.7803 | 375.5585 | 0 | 0 | 0 | 0 | 84.3139 | 214.6343 | 0 | 0 | 0 | 0 | 0 | 0 | 208.8335 | 142.5339 | 286.7221 | 286.7221 | 0 | 0 | 0 | 0 | 0 | 43.8653 | 98.9978 | -70.924 | 0 | 0 | 0 | 0 | 73.7301 | -31.9219 | -12.9396 | 159.7603 | 0.36947 | 0.37677 | 0.37471 | 0.36399 | 27.2408 | -12.0273 | -4.8487 | 58.1506
10 | 16 | 4 | 374.8195 | 375.519 | 377.5165 | 378.7985 | 0 | 0 | 0 | 0 | 120.0279 | 204.4336 | 0 | 0 | 0 | 0 | 0 | 0 | 199.5363 | 144.5117 | 281.0132 | 281.0132 | 0 | 0 | 0 | 0 | 0 | 2.0625 | 44.4652 | -75.6567 | 0 | 0 | 0 | 0 | 55.2554 | 24.5112 | 52.0381 | 173.442 | 0.36665 | 0.38012 | 0.37574 | 0.364 | 20.2592 | 9.3173 | 19.5529 | 63.1333
10 | 16 | 5 | 402.7745 | 402.1833 | 402.8495 | 402.9172 | 0 | 0 | 0 | 0 | 147.3424 | 204.9059 | 0 | 0 | 0 | 0 | 0 | 0 | 192.9109 | 151.5666 | 283.5821 | 283.5821 | 0 | 0 | 0 | 0 | 0 | 13.9966 | 11.8671 | -27.1172 | 0 | 0 | 0 | 0 | 62.5212 | 31.7142 | 107.4003 | 146.4523 | 0.36507 | 0.38413 | 0.37673 | 0.36411 | 22.8246 | 12.1825 | 40.4611 | 53.3248
10 | 16 | 6 | 451.5247 | 450.1534 | 450.1831 | 449.7015 | 0 | 0 | 0 | 0 | 160.2538 | 225.4228 | 0 | 0 | 0 | 0 | 0 | 0 | 175.928 | 150.296 | 289.7271 | 289.7271 | 0 | 0 | 0 | 0 | 0 | 42.6639 | 94.8029 | -15.5359 | 0 | 0 | 0 | 0 | 115.3429 | 31.7707 | 65.653 | 175.5103 | 0.37565 | 0.38754 | 0.38116 | 0.36427 | 43.3283 | 12.3124 | 25.0246 | 63.9323
10 | 16 | 7 | 475.0959 | 473.1098 | 472.7527 | 472.1552 | 0 | 0 | 0 | 0 | 153.3059 | 201.6107 | 0 | 0 | 0 | 0 | 0 | 0 | 194.2769 | 194.3985 | 337.5466 | 338.4138 | 0 | 0 | 0 | 0 | 0 | -1.7459 | -85.1288 | -18.5842 | 0 | 0 | 0 | 0 | 127.5132 | 78.8465 | 220.3348 | 152.3256 | 0.37409 | 0.38456 | 0.38293 | 0.3729 | 47.7009 | 30.3209 | 84.3729 | 56.8029
10 | 16 | 8 | 488.4035 | 486.4888 | 486.6594 | 486.9984 | 0 | 0 | 0 | 0 | 117.4074 | 144.1809 | 0 | 0 | 0 | 0 | 0 | 0 | 275.5357 | 357.388 | 652.1256 | 665.1852 | 0 | 0 | 0 | 0 | 0 | -13.6444 | -35.9344 | 8.345 | 0 | 0 | 0 | 0 | 95.4604 | -1.4358 | -129.5318 | -186.5318 | 0.36583 | 0.38953 | 0.37971 | 0.39001 | 34.9224 | -0.55927 | -49.1847 | -72.7491
10 | 16 | 9 | 503.5282 | 502.4809 | 504.0428 | 506.0568 | 0 | 0 | 0 | 0 | 91.8622 | 141.9612 | 0 | 0 | 0 | 0 | 0 | 0 | 333.0849 | 469.0377 | 865.3085 | 891.2139 | 0 | 0 | 0 | 0 | 0 | -22.3513 | -155.7705 | -63.6428 | 0 | 0 | 0 | 0 | 78.581 | -86.1667 | -205.4952 | -321.5142 | 0.37083 | 0.014884 | 0.38398 | 0.014047 | 29.1402 | -1.2825 | -78.9055 | -4.5164
10 | 16 | 10 | 509.029 | 507.938 | 509.4316 | 511.3316 | 0 | 0 | 0 | 0 | 81.0478 | 113.5914 | 0 | 0 | 0 | 0 | 0 | 0 | 366.905 | 533.3771 | 961.4951 | 994.4383 | 0 | 0 | 0 | 0 | 0 | -53.7537 | -334.1854 | -351.6536 | 0 | 0 | 0 | 0 | 61.0762 | -85.2767 | -117.8781 | -131.4531 | 0.38038 | 0.014884 | 0.38398 | 0.014884 | 23.2321 | -1.2692 | -45.2625 | -1.9565
10 | 16 | 11 | 513.0904 | 512.043 | 513.3347 | 514.7338 | 0 | 0 | 0 | 0 | 83.893 | 113.5914 | 0 | 0 | 0 | 0 | 0 | 0 | 405.391 | 603.5382 | 1068.0751 | 1107.0838 | 0 | 0 | 0 | 0 | 0 | -52.2639 | -328.9501 | -351 | 0 | 0 | 0 | 0 | 23.8064 | -152.8227 | -225.7904 | -241.35 | 0.3836 | 0.014884 | 0.38398 | 0.014884 | 9.1322 | -2.2746 | -86.6984 | -3.5922
10 | 16 | 12 | 512.8798 | 512.0966 | 513.4834 | 514.731 | 0 | 0 | 0 | 0 | 82.2909 | 113.5914 | 0 | 0 | 0 | 0 | 0 | 0 | 411.5232 | 588.2391 | 1009.1585 | 1049.3865 | 0 | 0 | 0 | 0 | 0 | -55.9075 | -328.6673 | -367.5252 | 0 | 0 | 0 | 0 | 19.0658 | -133.8263 | -167.0078 | -167.1303 | 0.38344 | 0.014884 | 0.38398 | 0.014884 | 7.3106 | -1.9918 | -64.1272 | -2.4875
10 | 16 | 13 | 515.5726 | 515.8109 | 518.2641 | 520.3692 | 0 | 0 | 0 | 0 | 82.56 | 113.5914 | 0 | 0 | 0 | 0 | 0 | 0 | 414.4228 | 548.5928 | 898.7087 | 935.2343 | 0 | 0 | 0 | 0 | 0 | -66.7284 | -327.4348 | -348.4619 | 0 | 0 | 0 | 0 | 18.5898 | -79.6449 | -53.0098 | -66.4032 | 0.38056 | 0.014884 | 0.38398 | 0.014884 | 7.0745 | -1.1854 | -20.3546 | -0.98832
10 | 16 | 14 | 510.9868 | 511.927 | 515.1665 | 518.0057 | 0 | 0 | 0 | 0 | 87.8482 | 113.5914 | 0 | 0 | 0 | 0 | 0 | 0 | 427.2291 | 586.775 | 1002.7317 | 1039.0713 | 0 | 0 | 0 | 0 | 0 | -26.8214 | -190.7497 | -247.9271 | 0 | 0 | 0 | 0 | -4.0905 | -161.618 | -296.8155 | -273.1385 | 0.37634 | 0.014773 | 0.38398 | 0.013952 | -1.5394 | -2.3876 | -113.9704 | -3.8107
10 | 16 | 15 | 506.9699 | 508.5063 | 512.3628 | 515.7199 | 0 | 0 | 0 | 0 | 91.433 | 141.3905 | 0 | 0 | 0 | 0 | 0 | 0 | 400.2332 | 529.2627 | 921.9681 | 952.3397 | 0 | 0 | 0 | 0 | 0 | -35.6217 | -20.114 | 42.7366 | 0 | 0 | 0 | 0 | 15.3037 | -126.5251 | -389.4913 | -479.3565 | 0.3716 | 0.014335 | 0.38347 | 0.014454 | 5.6869 | -1.8137 | -149.3572 | -6.9285
10 | 16 | 16 | 504.0531 | 507.6565 | 513.7929 | 519.1846 | 0 | 0 | 0 | 0 | 109.4115 | 150.6836 | 0 | 0 | 0 | 0 | 0 | 0 | 393.0112 | 484.3085 | 858.8436 | 881.4871 | 0 | 0 | 0 | 0 | 0 | -3.7405 | -16.8697 | 112.0065 | 0 | 0 | 0 | 0 | 1.6304 | -123.5951 | -328.181 | -474.309 | 0.36606 | 0.39562 | 0.37317 | 0.38507 | 0.59683 | -48.8972 | -122.4684 | -182.6436
10 | 16 | 17 | 502.2764 | 507.8045 | 516.0238 | 523.2213 | 0 | 0 | 0 | 0 | 126.6279 | 193.7742 | 0 | 0 | 0 | 0 | 0 | 0 | 339.6053 | 298.372 | 511.9804 | 518.0215 | 0 | 0 | 0 | 0 | 0 | -19.4929 | -0.93168 | 0 | 0 | 0 | 0 | 0 | 36.0432 | 35.1511 | 4.9751 | 5.1998 | 0.3796 | 0.40231 | 0.39727 | 0.39167 | 13.6822 | 14.1418 | 1.9764 | 2.0366
10 | 16 | 18 | 527.5209 | 535.3354 | 546.1518 | 555.6072 | 0 | 0 | 0 | 0 | 159.1205 | 228.9213 | 0 | 0 | 0 | 0 | 0 | 0 | 293.7011 | 210.0307 | 324.7226 | 324.7366 | 0 | 0 | 0 | 0 | 0 | -3.2945 | 35.5289 | 186.952 | 0 | 0 | 0 | 0 | 74.6993 | 99.6779 | 185.9003 | 43.9186 | 0.38763 | 0.39764 | 0.3935 | 0.37855 | 28.9557 | 39.6357 | 73.152 | 16.6256
10 | 16 | 19 | 547.0366 | 557.6537 | 571.611 | 583.8086 | 0 | 0 | 0 | 0 | 160.857 | 247.574 | 0 | 0 | 0 | 0 | 0 | 0 | 295.0282 | 208.1461 | 319.9055 | 319.9055 | 0 | 0 | 0 | 0 | 0 | -0.52159 | 71.6977 | 316.4569 | 0 | 0 | 0 | 0 | 91.1514 | 102.4551 | 180.0078 | -52.5537 | 0.39128 | 0.40086 | 0.39698 | 0.38389 | 35.6659 | 41.0705 | 71.4601 | -20.1749
10 | 16 | 20 | 532.1044 | 543.1842 | 557.514 | 569.9536 | 0 | 0 | 0 | 0 | 151.6606 | 249.8537 | 0 | 0 | 0 | 0 | 0 | 0 | 218.4237 | 174.4238 | 310.4753 | 310.4753 | 0 | 0 | 0 | 0 | 0 | 30.1974 | 78.9981 | 214.7213 | 0 | 0 | 0 | 0 | 162.0201 | 88.7093 | 168.0406 | 44.757 | 0.39034 | 0.40015 | 0.39617 | 0.38289 | 63.2436 | 35.4974 | 66.5732 | 17.1369
10 | 16 | 21 | 510.8134 | 522.1778 | 536.647 | 549.1137 | 0 | 0 | 0 | 0 | 149.0397 | 238.0144 | 0 | 0 | 0 | 0 | 0 | 0 | 176.5558 | 159.4811 | 302.3876 | 302.3876 | 0 | 0 | 0 | 0 | 0 | 35.4285 | 66.6583 | 229.217 | 0 | 0 | 0 | 0 | 185.2179 | 89.2539 | 167.6012 | 17.5092 | 0.38547 | 0.3963 | 0.39241 | 0.3776 | 71.3953 | 35.3716 | 65.7687 | 6.6114
10 | 16 | 22 | 464.4575 | 475.4922 | 489.3965 | 501.3638 | 0 | 0 | 0 | 0 | 172.1219 | 228.7522 | 0 | 0 | 0 | 0 | 0 | 0 | 157.2731 | 145.3759 | 282.6064 | 282.6064 | 0 | 0 | 0 | 0 | 0 | 45.2117 | 102.1798 | 291.9182 | 0 | 0 | 0 | 0 | 135.0625 | 56.1523 | 104.6103 | -73.1608 | 0.37586 | 0.38944 | 0.38588 | 0.36712 | 50.7646 | 21.8679 | 40.3666 | -26.8587
10 | 16 | 23 | 428.3771 | 438.8639 | 451.9942 | 463.2616 | 0 | 0 | 0 | 0 | 150.0125 | 215.718 | 0 | 0 | 0 | 0 | 0 | 0 | 159.575 | 141.2331 | 264.6374 | 264.6374 | 0 | 0 | 0 | 0 | 0 | 0.64951 | 262.0778 | 13.0936 | 0 | 0 | 0 | 0 | 118.7896 | 81.2634 | -74.721 | 185.5305 | 0.36524 | 0.38446 | 0.37959 | 0.36444 | 43.3871 | 31.2422 | -28.363 | 67.6148
10 | 16 | 24 | 399.5781 | 408.0889 | 418.8748 | 428.0184 | 0 | 0 | 0 | 0 | 110.6382 | 205.3225 | 0 | 0 | 0 | 0 | 0 | 0 | 169.9918 | 154.9013 | 277.8299 | 277.8299 | 0 | 0 | 0 | 0 | 0 | 14.2029 | 156.6925 | -48.9035 | 0 | 0 | 0 | 0 | 118.9481 | 33.6621 | -15.6476 | 199.092 | 0.36532 | 0.37062 | 0.37486 | 0.36426 | 43.4537 | 12.4758 | -5.8657 | 72.5214
10 | 17 | 1 | 381.4031 | 387.3963 | 395.236 | 401.6616 | 0 | 0 | 0 | 0 | 108.337 | 201.8002 | 0 | 0 | 0 | 0 | 0 | 0 | 187.8322 | 165.5469 | 277.4162 | 277.4162 | 0 | 0 | 0 | 0 | 0 | 23.7996 | 201.6787 | -3.4936 | 0 | 0 | 0 | 0 | 85.234 | -3.7504 | -83.8589 | 127.739 | 0.37115 | 0.38254 | 0.37827 | 0.36417 | 31.6343 | -1.4347 | -31.7216 | 46.519
10 | 17 | 2 | 373.5487 | 377.6362 | 383.3592 | 387.9337 | 0 | 0 | 0 | 0 | 88.7149 | 204.1451 | 0 | 0 | 0 | 0 | 0 | 0 | 189.325 | 170.8336 | 279.284 | 279.284 | 0 | 0 | 0 | 0 | 0 | 12.5487 | 42.9418 | -36.0431 | 0 | 0 | 0 | 0 | 95.5089 | -9.8911 | 61.1334 | 144.6928 | 0.37051 | 0.38125 | 0.37759 | 0.36407 | 35.3871 | -3.7709 | 23.0835 | 52.678
10 | 17 | 3 | 368.5091 | 370.7966 | 374.5301 | 377.3643 | 0 | 0 | 0 | 0 | 84.3139 | 214.6343 | 0 | 0 | 0 | 0 | 0 | 0 | 184.3048 | 171.5394 | 284.3809 | 284.3809 | 0 | 0 | 0 | 0 | 0 | 43.8653 | 98.9978 | -70.924 | 0 | 0 | 0 | 0 | 99.8904 | -59.2423 | -8.8486 | 163.9074 | 0.36947 | 0.37677 | 0.37471 | 0.36399 | 36.9062 | -22.3209 | -3.3157 | 59.6601
10 | 17 | 4 | 376.9769 | 377.747 | 379.8301 | 381.1862 | 0 | 0 | 0 | 0 | 120.0279 | 204.4336 | 0 | 0 | 0 | 0 | 0 | 0 | 184.9648 | 173.1128 | 293.9243 | 293.9243 | 0 | 0 | 0 | 0 | 0 | 2.0625 | 44.4652 | -75.6567 | 0 | 0 | 0 | 0 | 71.9843 | -1.862 | 41.4406 | 162.9186 | 0.36665 | 0.38012 | 0.37574 | 0.364 | 26.3927 | -0.70778 | 15.571 | 59.3028
10 | 17 | 5 | 402.5932 | 401.996 | 402.6551 | 402.7165 | 0 | 0 | 0 | 0 | 147.3424 | 204.9059 | 0 | 0 | 0 | 0 | 0 | 0 | 199.3175 | 178.2368 | 296.2708 | 296.2708 | 0 | 0 | 0 | 0 | 0 | 13.9966 | 11.8671 | -27.1172 | 0 | 0 | 0 | 0 | 55.9333 | 4.8568 | 94.5172 | 133.5629 | 0.36507 | 0.38413 | 0.37673 | 0.36411 | 20.4196 | 1.8656 | 35.6076 | 48.6317
10 | 17 | 6 | 449.1135 | 447.6634 | 447.5973 | 447.033 | 0 | 0 | 0 | 0 | 160.2538 | 225.4228 | 0 | 0 | 0 | 0 | 0 | 0 | 217.6778 | 184.8694 | 296.3674 | 296.3674 | 0 | 0 | 0 | 0 | 0 | 42.6639 | 94.8029 | -15.5359 | 0 | 0 | 0 | 0 | 71.1819 | -5.2927 | 56.427 | 166.2015 | 0.37565 | 0.38754 | 0.38116 | 0.36427 | 26.7393 | -2.0511 | 21.5079 | 60.5414
10 | 17 | 7 | 481.8761 | 480.1119 | 480.024 | 479.6593 | 0 | 0 | 0 | 0 | 153.3059 | 201.6107 | 0 | 0 | 0 | 0 | 0 | 0 | 254.2521 | 244.9169 | 359.8272 | 360.6312 | 0 | 0 | 0 | 0 | 0 | -1.7459 | -85.1288 | -18.5842 | 0 | 0 | 0 | 0 | 74.3181 | 35.3302 | 205.3255 | 137.6123 | 0.37409 | 0.38456 | 0.38293 | 0.3729 | 27.8014 | 13.5865 | 78.6254 | 51.3162
10 | 17 | 8 | 490.6877 | 488.8478 | 489.109 | 489.5265 | 0 | 0 | 0 | 0 | 117.4074 | 144.1809 | 0 | 0 | 0 | 0 | 0 | 0 | 308.4535 | 391.9559 | 657.3565 | 670.5017 | 0 | 0 | 0 | 0 | 0 | -13.6444 | -35.9344 | 8.345 | 0 | 0 | 0 | 0 | 64.8268 | -33.6447 | -132.313 | -189.3202 | 0.36583 | 0.38953 | 0.37971 | 0.39001 | 23.7157 | -13.1057 | -50.2408 | -73.8366
10 | 17 | 9 | 505.0691 | 504.0723 | 505.6953 | 507.7623 | 0 | 0 | 0 | 0 | 91.8622 | 141.9612 | 0 | 0 | 0 | 0 | 0 | 0 | 357.2219 | 491.3444 | 796.4702 | 821.494 | 0 | 0 | 0 | 0 | 0 | -22.3513 | -155.7705 | -63.6428 | 0 | 0 | 0 | 0 | 55.985 | -106.882 | -135.0044 | -250.0889 | 0.37083 | 0.014884 | 0.38398 | 0.014047 | 20.7609 | -1.5908 | -51.8386 | -3.513
10 | 17 | 10 | 511.7484 | 510.7464 | 512.3478 | 514.3413 | 0 | 0 | 0 | 0 | 81.0478 | 113.5914 | 0 | 0 | 0 | 0 | 0 | 0 | 421.247 | 588.2469 | 1011.1816 | 1046.3929 | 0 | 0 | 0 | 0 | 0 | -53.7537 | -334.1854 | -351.6536 | 0 | 0 | 0 | 0 | 9.4535 | -137.3382 | -164.6483 | -180.3981 | 0.38038 | 0.014884 | 0.38398 | 0.014884 | 3.5959 | -2.0441 | -63.2212 | -2.685
10 | 17 | 11 | 519.0367 | 518.1839 | 519.7116 | 521.3149 | 0 | 0 | 0 | 0 | 83.893 | 113.5914 | 0 | 0 | 0 | 0 | 0 | 0 | 475.9472 | 665.996 | 1130.4578 | 1172.2337 | 0 | 0 | 0 | 0 | 0 | -52.2639 | -328.9501 | -351 | 0 | 0 | 0 | 0 | -40.8034 | -209.1396 | -281.7961 | -299.9188 | 0.3836 | 0.014884 | 0.38398 | 0.014884 | -15.6522 | -3.1128 | -108.2033 | -4.4639
10 | 17 | 12 | 514.022 | 513.2762 | 514.7082 | 515.9951 | 0 | 0 | 0 | 0 | 82.2909 | 113.5914 | 0 | 0 | 0 | 0 | 0 | 0 | 530.4702 | 738.8681 | 1227.0885 | 1272.3057 | 0 | 0 | 0 | 0 | 0 | -55.9075 | -328.6673 | -367.5252 | 0 | 0 | 0 | 0 | -98.7392 | -283.2758 | -383.713 | -388.7854 | 0.38344 | 0.014884 | 0.38398 | 0.014884 | -37.8604 | -4.2162 | -147.3371 | -5.7866
10 | 17 | 13 | 512.6176 | 512.7592 | 515.0951 | 517.0987 | 0 | 0 | 0 | 0 | 82.56 | 113.5914 | 0 | 0 | 0 | 0 | 0 | 0 | 552.0852 | 709.3209 | 1104.8824 | 1148.124 | 0 | 0 | 0 | 0 | 0 | -66.7284 | -327.4348 | -348.4619 | 0 | 0 | 0 | 0 | -122.0276 | -243.4248 | -262.3525 | -282.5634 | 0.38056 | 0.014884 | 0.38398 | 0.014884 | -46.4386 | -3.6231 | -100.7374 | -4.2056
10 | 17 | 14 | 519.4348 | 520.6516 | 524.2264 | 527.3557 | 0 | 0 | 0 | 0 | 87.8482 | 113.5914 | 0 | 0 | 0 | 0 | 0 | 0 | 555.2446 | 716.8553 | 1171.75 | 1214.3721 | 0 | 0 | 0 | 0 | 0 | -26.8214 | -190.7497 | -247.9271 | 0 | 0 | 0 | 0 | -123.6579 | -282.9737 | -456.774 | -439.0893 | 0.37634 | 0.014773 | 0.38398 | 0.013952 | -46.5377 | -4.1803 | -175.3908 | -6.126
10 | 17 | 15 | 513.5507 | 515.3025 | 519.4202 | 523.0033 | 0 | 0 | 0 | 0 | 91.433 | 141.3905 | 0 | 0 | 0 | 0 | 0 | 0 | 529.3964 | 668.2039 | 1121.0849 | 1158.3704 | 0 | 0 | 0 | 0 | 0 | -35.6217 | -20.114 | 42.7366 | 0 | 0 | 0 | 0 | -107.2786 | -258.6701 | -581.5508 | -678.1038 | 0.3716 | 0.014335 | 0.38347 | 0.014454 | -39.8651 | -3.7079 | -223.0058 | -9.8012
10 | 17 | 16 | 505.8298 | 509.4913 | 515.6982 | 521.1509 | 0 | 0 | 0 | 0 | 109.4115 | 150.6836 | 0 | 0 | 0 | 0 | 0 | 0 | 481.2992 | 552.4319 | 939.9697 | 964.7771 | 0 | 0 | 0 | 0 | 0 | -3.7405 | -16.8697 | 112.0065 | 0 | 0 | 0 | 0 | -84.881 | -189.8838 | -407.4018 | -555.6327 | 0.36606 | 0.39562 | 0.37317 | 0.38507 | -31.0716 | -75.1226 | -152.0315 | -213.9592
10 | 17 | 17 | 495.1336 | 500.4279 | 508.3637 | 515.3159 | 0 | 0 | 0 | 0 | 126.6279 | 193.7742 | 0 | 0 | 0 | 0 | 0 | 0 | 386.0476 | 348.6697 | 524.0378 | 531.269 | 0 | 0 | 0 | 0 | 0 | -19.4929 | -0.93168 | 0 | 0 | 0 | 0 | 0 | -17.5419 | -22.5232 | -14.7424 | -15.953 | 0.3796 | 0.40231 | 0.39727 | 0.39167 | -6.659 | -9.0614 | -5.8567 | -6.2483
10 | 17 | 18 | 525.1278 | 532.8641 | 543.5855 | 552.9587 | 0 | 0 | 0 | 0 | 159.1205 | 228.9213 | 0 | 0 | 0 | 0 | 0 | 0 | 292.5018 | 206.8353 | 309.8797 | 309.8952 | 0 | 0 | 0 | 0 | 0 | -3.2945 | 35.5289 | 186.952 | 0 | 0 | 0 | 0 | 73.5055 | 100.4019 | 198.1769 | 56.1116 | 0.38763 | 0.39764 | 0.3935 | 0.37855 | 28.4929 | 39.9236 | 77.9829 | 21.2413
10 | 17 | 19 | 544.426 | 554.9577 | 568.8114 | 580.9194 | 0 | 0 | 0 | 0 | 160.857 | 247.574 | 0 | 0 | 0 | 0 | 0 | 0 | 306.6188 | 212.3674 | 323.6575 | 323.6575 | 0 | 0 | 0 | 0 | 0 | -0.52159 | 71.6977 | 316.4569 | 0 | 0 | 0 | 0 | 76.9502 | 95.5379 | 173.4561 | -59.1951 | 0.39128 | 0.40086 | 0.39698 | 0.38389 | 30.1092 | 38.2976 | 68.8592 | -22.7245
10 | 17 | 20 | 530.9441 | 541.986 | 556.2697 | 568.6695 | 0 | 0 | 0 | 0 | 151.6606 | 249.8537 | 0 | 0 | 0 | 0 | 0 | 0 | 312.3781 | 217.2946 | 320.471 | 320.471 | 0 | 0 | 0 | 0 | 0 | 30.1974 | 78.9981 | 214.7213 | 0 | 0 | 0 | 0 | 66.9054 | 44.6403 | 156.8005 | 33.4771 | 0.39034 | 0.40015 | 0.39617 | 0.38289 | 26.1162 | 17.863 | 62.1202 | 12.818
10 | 17 | 21 | 502.456 | 513.5468 | 527.6843 | 539.864 | 0 | 0 | 0 | 0 | 149.0397 | 238.0144 | 0 | 0 | 0 | 0 | 0 | 0 | 285.4144 | 200.7231 | 297.9758 | 297.9758 | 0 | 0 | 0 | 0 | 0 | 35.4285 | 66.6583 | 229.217 | 0 | 0 | 0 | 0 | 68.002 | 39.3809 | 163.0503 | 12.6713 | 0.38547 | 0.3963 | 0.39241 | 0.3776 | 26.2125 | 15.6068 | 63.9829 | 4.7846
10 | 17 | 22 | 465.7265 | 476.8027 | 490.7574 | 502.7683 | 0 | 0 | 0 | 0 | 172.1219 | 228.7522 | 0 | 0 | 0 | 0 | 0 | 0 | 249.6889 | 192.7365 | 288.4529 | 288.4529 | 0 | 0 | 0 | 0 | 0 | 45.2117 | 102.1798 | 291.9182 | 0 | 0 | 0 | 0 | 43.9157 | 10.1023 | 100.1248 | -77.6028 | 0.37586 | 0.38944 | 0.38588 | 0.36712 | 16.5062 | 3.9342 | 38.6357 | -28.4894
10 | 17 | 23 | 427.8151 | 438.2835 | 451.3915 | 462.6396 | 0 | 0 | 0 | 0 | 150.0125 | 215.718 | 0 | 0 | 0 | 0 | 0 | 0 | 224.3829 | 184.8486 | 287.3591 | 287.3591 | 0 | 0 | 0 | 0 | 0 | 0.64951 | 262.0778 | 13.0936 | 0 | 0 | 0 | 0 | 53.4198 | 37.0675 | -98.0454 | 162.1868 | 0.36524 | 0.38446 | 0.37959 | 0.36444 | 19.5112 | 14.2508 | -37.2166 | 59.1074
10 | 17 | 24 | 401.4635 | 410.036 | 420.8968 | 430.1051 | 0 | 0 | 0 | 0 | 110.6382 | 205.3225 | 0 | 0 | 0 | 0 | 0 | 0 | 189.5955 | 158.9755 | 266.152 | 266.152 | 0 | 0 | 0 | 0 | 0 | 14.2029 | 156.6925 | -48.9035 | 0 | 0 | 0 | 0 | 101.2298 | 31.535 | -1.9477 | 212.8567 | 0.36532 | 0.37062 | 0.37486 | 0.36426 | 36.9809 | 11.6875 | -0.73013 | 77.5353
10 | 18 | 1 | 382.6903 | 388.7256 | 396.6164 | 403.0862 | 0 | 0 | 0 | 0 | 108.337 | 201.8002 | 0 | 0 | 0 | 0 | 0 | 0 | 162.0722 | 140.5114 | 259.7274 | 259.7274 | 0 | 0 | 0 | 0 | 0 | 23.7996 | 201.6787 | -3.4936 | 0 | 0 | 0 | 0 | 112.2812 | 22.6143 | -64.7898 | 146.8524 | 0.37115 | 0.38254 | 0.37827 | 0.36417 | 41.6727 | 8.6509 | -24.5083 | 53.4796
10 | 18 | 2 | 371.0288 | 375.0338 | 380.6568 | 385.1448 | 0 | 0 | 0 | 0 | 88.7149 | 204.1451 | 0 | 0 | 0 | 0 | 0 | 0 | 158.2011 | 138.5489 | 259.9129 | 259.9129 | 0 | 0 | 0 | 0 | 0 | 12.5487 | 42.9418 | -36.0431 | 0 | 0 | 0 | 0 | 124.1128 | 19.7912 | 77.8021 | 161.275 | 0.37051 | 0.38125 | 0.37759 | 0.36407 | 45.9851 | 7.5453 | 29.3775 | 58.715
10 | 18 | 3 | 368.5816 | 370.8715 | 374.6079 | 377.4446 | 0 | 0 | 0 | 0 | 84.3139 | 214.6343 | 0 | 0 | 0 | 0 | 0 | 0 | 152.6852 | 131.7189 | 251.9206 | 251.9206 | 0 | 0 | 0 | 0 | 0 | 43.8653 | 98.9978 | -70.924 | 0 | 0 | 0 | 0 | 131.5825 | -19.347 | 23.6894 | 196.4479 | 0.36947 | 0.37677 | 0.37471 | 0.36399 | 48.6154 | -7.2894 | 8.8768 | 71.5044
10 | 18 | 4 | 378.0465 | 378.8516 | 380.9772 | 382.37 | 0 | 0 | 0 | 0 | 120.0279 | 204.4336 | 0 | 0 | 0 | 0 | 0 | 0 | 127.3904 | 113.3433 | 251.6816 | 251.6816 | 0 | 0 | 0 | 0 | 0 | 2.0625 | 44.4652 | -75.6567 | 0 | 0 | 0 | 0 | 130.6282 | 59.0122 | 84.8303 | 206.345 | 0.36665 | 0.38012 | 0.37574 | 0.364 | 47.8943 | 22.4319 | 31.8743 | 75.1101
10 | 18 | 5 | 403.1189 | 402.539 | 403.2189 | 403.2984 | 0 | 0 | 0 | 0 | 147.3424 | 204.9059 | 0 | 0 | 0 | 0 | 0 | 0 | 107.8279 | 93.2007 | 237.7053 | 237.7053 | 0 | 0 | 0 | 0 | 0 | 13.9966 | 11.8671 | -27.1172 | 0 | 0 | 0 | 0 | 147.9486 | 90.4358 | 153.6465 | 192.7103 | 0.36507 | 0.38413 | 0.37673 | 0.36411 | 54.0116 | 34.7394 | 57.8835 | 70.1678
10 | 18 | 6 | 447.3188 | 445.8098 | 445.6726 | 445.0466 | 0 | 0 | 0 | 0 | 160.2538 | 225.4228 | 0 | 0 | 0 | 0 | 0 | 0 | 94.0189 | 75.4962 | 217.3573 | 217.3573 | 0 | 0 | 0 | 0 | 0 | 42.6639 | 94.8029 | -15.5359 | 0 | 0 | 0 | 0 | 193.0461 | 102.2269 | 133.5123 | 243.2252 | 0.37565 | 0.38754 | 0.38116 | 0.36427 | 72.5174 | 39.6169 | 50.8901 | 88.5985
10 | 18 | 7 | 472.9386 | 470.8818 | 470.4391 | 469.7676 | 0 | 0 | 0 | 0 | 153.3059 | 201.6107 | 0 | 0 | 0 | 0 | 0 | 0 | 105.3174 | 116.3286 | 310.6963 | 311.6311 | 0 | 0 | 0 | 0 | 0 | -1.7459 | -85.1288 | -18.5842 | 0 | 0 | 0 | 0 | 214.3153 | 154.6884 | 244.8716 | 176.7207 | 0.37409 | 0.38456 | 0.38293 | 0.3729 | 80.1723 | 59.4865 | 93.7688 | 65.8999
10 | 18 | 8 | 485.6842 | 483.6804 | 483.7431 | 483.9888 | 0 | 0 | 0 | 0 | 117.4074 | 144.1809 | 0 | 0 | 0 | 0 | 0 | 0 | 179.7471 | 304.9146 | 762.1536 | 777.6209 | 0 | 0 | 0 | 0 | 0 | -13.6444 | -35.9344 | 8.345 | 0 | 0 | 0 | 0 | 188.5296 | 48.2293 | -242.4761 | -301.9771 | 0.36583 | 0.38953 | 0.37971 | 0.39001 | 68.9701 | 18.7868 | -92.0709 | -117.7738
10 | 18 | 9 | 501.7153 | 500.6087 | 502.0986 | 504.0504 | 0 | 0 | 0 | 0 | 91.8622 | 141.9612 | 0 | 0 | 0 | 0 | 0 | 0 | 233.4715 | 417.5064 | 988.0497 | 1016.6172 | 0 | 0 | 0 | 0 | 0 | -22.3513 | -155.7705 | -63.6428 | 0 | 0 | 0 | 0 | 176.3816 | -36.5076 | -330.1806 | -448.924 | 0.37083 | 0.014884 | 0.38398 | 0.014047 | 65.4075 | -0.54337 | -126.7819 | -6.3061
10 | 18 | 10 | 508.6483 | 507.5449 | 509.0233 | 510.9103 | 0 | 0 | 0 | 0 | 81.0478 | 113.5914 | 0 | 0 | 0 | 0 | 0 | 0 | 276.5837 | 493.9334 | 1138.7146 | 1176.2014 | 0 | 0 | 0 | 0 | 0 | -53.7537 | -334.1854 | -351.6536 | 0 | 0 | 0 | 0 | 151.0168 | -46.2263 | -295.5059 | -313.6376 | 0.38038 | 0.014884 | 0.38398 | 0.014884 | 57.4437 | -0.68802 | -113.4675 | -4.6681
10 | 18 | 11 | 513.7068 | 512.6795 | 513.9957 | 515.416 | 0 | 0 | 0 | 0 | 83.893 | 113.5914 | 0 | 0 | 0 | 0 | 0 | 0 | 294.7402 | 563.8743 | 1253.5211 | 1298.0568 | 0 | 0 | 0 | 0 | 0 | -52.2639 | -328.9501 | -351 | 0 | 0 | 0 | 0 | 135.0736 | -112.5222 | -410.5753 | -431.6408 | 0.3836 | 0.014884 | 0.38398 | 0.014884 | 51.8144 | -1.6747 | -157.6516 | -6.4244
10 | 18 | 12 | 515.1278 | 514.4182 | 515.8942 | 517.219 | 0 | 0 | 0 | 0 | 82.2909 | 113.5914 | 0 | 0 | 0 | 0 | 0 | 0 | 293.8138 | 590.3449 | 1283.6666 | 1331.4565 | 0 | 0 | 0 | 0 | 0 | -55.9075 | -328.6673 | -367.5252 | 0 | 0 | 0 | 0 | 139.0232 | -133.6106 | -439.1051 | -446.7123 | 0.38344 | 0.014884 | 0.38398 | 0.014884 | 53.3068 | -1.9886 | -168.6064 | -6.6487
10 | 18 | 13 | 523.6944 | 524.1985 | 526.9741 | 529.358 | 0 | 0 | 0 | 0 | 82.56 | 113.5914 | 0 | 0 | 0 | 0 | 0 | 0 | 281.8758 | 575.9039 | 1248.0854 | 1295.0021 | 0 | 0 | 0 | 0 | 0 | -66.7284 | -327.4348 | -348.4619 | 0 | 0 | 0 | 0 | 159.2586 | -98.5684 | -393.6765 | -417.1822 | 0.38056 | 0.014884 | 0.38398 | 0.014884 | 60.6071 | -1.4671 | -151.1628 | -6.2092
10 | 18 | 14 | 529.0432 | 530.5744 | 534.5306 | 537.9898 | 0 | 0 | 0 | 0 | 87.8482 | 113.5914 | 0 | 0 | 0 | 0 | 0 | 0 | 277.682 | 564.4612 | 1236.0948 | 1280.8281 | 0 | 0 | 0 | 0 | 0 | -26.8214 | -190.7497 | -247.9271 | 0 | 0 | 0 | 0 | 163.5129 | -120.6567 | -510.8146 | -494.9112 | 0.37634 | 0.014773 | 0.38398 | 0.013952 | 61.5368 | -1.7824 | -196.1412 | -6.9048
10 | 18 | 15 | 523.8842 | 525.9743 | 530.502 | 534.44 | 0 | 0 | 0 | 0 | 91.433 | 141.3905 | 0 | 0 | 0 | 0 | 0 | 0 | 259.0648 | 516.0645 | 1154.5518 | 1192.8406 | 0 | 0 | 0 | 0 | 0 | -35.6217 | -20.114 | 42.7366 | 0 | 0 | 0 | 0 | 173.3864 | -95.859 | -603.9358 | -701.1372 | 0.3716 | 0.014335 | 0.38347 | 0.014454 | 64.431 | -1.3741 | -231.5897 | -10.1341
10 | 18 | 16 | 516.9971 | 521.0242 | 527.6744 | 533.5105 | 0 | 0 | 0 | 0 | 109.4115 | 150.6836 | 0 | 0 | 0 | 0 | 0 | 0 | 230.4027 | 408.4587 | 962.7324 | 989.2958 | 0 | 0 | 0 | 0 | 0 | -3.7405 | -16.8697 | 112.0065 | 0 | 0 | 0 | 0 | 177.1829 | -34.3776 | -418.1883 | -567.7918 | 0.36606 | 0.39562 | 0.37317 | 0.38507 | 64.8598 | -13.6006 | -156.0568 | -218.6413
10 | 18 | 17 | 508.7847 | 514.5258 | 523.0035 | 530.4244 | 0 | 0 | 0 | 0 | 126.6279 | 193.7742 | 0 | 0 | 0 | 0 | 0 | 0 | 154.2478 | 192.4746 | 479.3974 | 487.0671 | 0 | 0 | 0 | 0 | 0 | -19.4929 | -0.93168 | 0 | 0 | 0 | 0 | 0 | 227.909 | 147.7699 | 44.5377 | 43.3573 | 0.3796 | 0.40231 | 0.39727 | 0.39167 | 86.5151 | 59.4499 | 17.6935 | 16.9817
10 | 18 | 18 | 533.032 | 541.027 | 552.0622 | 561.7068 | 0 | 0 | 0 | 0 | 159.1205 | 228.9213 | 0 | 0 | 0 | 0 | 0 | 0 | 120.4532 | 69.3711 | 226.8743 | 226.8891 | 0 | 0 | 0 | 0 | 0 | -3.2945 | 35.5289 | 186.952 | 0 | 0 | 0 | 0 | 253.4584 | 246.0291 | 289.6589 | 147.8657 | 0.38763 | 0.39764 | 0.3935 | 0.37855 | 98.248 | 97.8305 | 113.9812 | 55.9751
10 | 18 | 19 | 548.9038 | 559.5821 | 573.6135 | 585.8753 | 0 | 0 | 0 | 0 | 160.857 | 247.574 | 0 | 0 | 0 | 0 | 0 | 0 | 112.9626 | 65.2919 | 214.0447 | 214.0447 | 0 | 0 | 0 | 0 | 0 | -0.52159 | 71.6977 | 316.4569 | 0 | 0 | 0 | 0 | 275.0843 | 247.2377 | 287.8712 | 55.3737 | 0.39128 | 0.40086 | 0.39698 | 0.38389 | 107.6355 | 99.1084 | 114.2801 | 21.2575
10 | 18 | 20 | 544.0513 | 555.5223 | 570.3262 | 583.176 | 0 | 0 | 0 | 0 | 151.6606 | 249.8537 | 0 | 0 | 0 | 0 | 0 | 0 | 109.9108 | 65.0063 | 213.6103 | 213.6103 | 0 | 0 | 0 | 0 | 0 | 30.1974 | 78.9981 | 214.7213 | 0 | 0 | 0 | 0 | 282.48 | 210.4648 | 277.7177 | 154.8443 | 0.39034 | 0.40015 | 0.39617 | 0.38289 | 110.2645 | 84.2184 | 110.0244 | 59.288
10 | 18 | 21 | 512.6807 | 524.1062 | 538.6495 | 551.1804 | 0 | 0 | 0 | 0 | 149.0397 | 238.0144 | 0 | 0 | 0 | 0 | 0 | 0 | 103.8595 | 68.4966 | 217.8631 | 217.8631 | 0 | 0 | 0 | 0 | 0 | 35.4285 | 66.6583 | 229.217 | 0 | 0 | 0 | 0 | 259.7815 | 182.1668 | 254.1282 | 104.1003 | 0.38547 | 0.3963 | 0.39241 | 0.3776 | 100.1371 | 72.1932 | 99.723 | 39.3079
10 | 18 | 22 | 473.1412 | 484.4602 | 498.7091 | 510.9746 | 0 | 0 | 0 | 0 | 172.1219 | 228.7522 | 0 | 0 | 0 | 0 | 0 | 0 | 94.1807 | 72.5116 | 218.2862 | 218.2862 | 0 | 0 | 0 | 0 | 0 | 45.2117 | 102.1798 | 291.9182 | 0 | 0 | 0 | 0 | 206.8386 | 137.9846 | 178.2432 | 0.77025 | 0.37586 | 0.38944 | 0.38588 | 0.36712 | 77.7424 | 53.7366 | 68.7797 | 0.28277
10 | 18 | 23 | 438.5474 | 449.3671 | 462.9011 | 474.5177 | 0 | 0 | 0 | 0 | 150.0125 | 215.718 | 0 | 0 | 0 | 0 | 0 | 0 | 87.4899 | 81.4484 | 224.3149 | 224.3149 | 0 | 0 | 0 | 0 | 0 | 0.64951 | 262.0778 | 13.0936 | 0 | 0 | 0 | 0 | 201.0451 | 151.5512 | -23.4916 | 237.1092 | 0.36524 | 0.38446 | 0.37959 | 0.36444 | 73.4304 | 58.2649 | -8.9171 | 86.4121
10 | 18 | 24 | 409.8391 | 418.6857 | 429.8789 | 439.3748 | 0 | 0 | 0 | 0 | 110.6382 | 205.3225 | 0 | 0 | 0 | 0 | 0 | 0 | 90.9506 | 85.4452 | 221.5537 | 221.5537 | 0 | 0 | 0 | 0 | 0 | 14.2029 | 156.6925 | -48.9035 | 0 | 0 | 0 | 0 | 208.2502 | 113.7151 | 51.6327 | 266.7247 | 0.36532 | 0.37062 | 0.37486 | 0.36426 | 76.0772 | 42.1449 | 19.3552 | 97.1573
10 | 19 | 1 | 388.6909 | 394.9227 | 403.0516 | 409.7275 | 0 | 0 | 0 | 0 | 108.337 | 201.8002 | 0 | 0 | 0 | 0 | 0 | 0 | 96.9963 | 86.6301 | 217.8269 | 217.8269 | 0 | 0 | 0 | 0 | 0 | 23.7996 | 201.6787 | -3.4936 | 0 | 0 | 0 | 0 | 183.3577 | 82.6928 | -16.4539 | 195.3942 | 0.37115 | 0.38254 | 0.37827 | 0.36417 | 68.0525 | 31.6335 | -6.2241 | 71.1572
10 | 19 | 2 | 373.3493 | 377.4303 | 383.1453 | 387.713 | 0 | 0 | 0 | 0 | 88.7149 | 204.1451 | 0 | 0 | 0 | 0 | 0 | 0 | 97.6956 | 83.2928 | 218.8542 | 218.8542 | 0 | 0 | 0 | 0 | 0 | 12.5487 | 42.9418 | -36.0431 | 0 | 0 | 0 | 0 | 186.9388 | 77.4437 | 121.3493 | 204.9019 | 0.37051 | 0.38125 | 0.37759 | 0.36407 | 69.2629 | 29.525 | 45.8206 | 74.5982
10 | 19 | 3 | 369.1074 | 371.4145 | 375.1717 | 378.0264 | 0 | 0 | 0 | 0 | 84.3139 | 214.6343 | 0 | 0 | 0 | 0 | 0 | 0 | 108.3271 | 88.7918 | 220.0832 | 220.0832 | 0 | 0 | 0 | 0 | 0 | 43.8653 | 98.9978 | -70.924 | 0 | 0 | 0 | 0 | 176.4663 | 24.123 | 56.0906 | 228.8672 | 0.36947 | 0.37677 | 0.37471 | 0.36399 | 65.1985 | 9.0889 | 21.0179 | 83.3046
10 | 19 | 4 | 375.8529 | 376.5862 | 378.6247 | 379.9422 | 0 | 0 | 0 | 0 | 120.0279 | 204.4336 | 0 | 0 | 0 | 0 | 0 | 0 | 115.8579 | 91.0006 | 219.0459 | 219.0459 | 0 | 0 | 0 | 0 | 0 | 2.0625 | 44.4652 | -75.6567 | 0 | 0 | 0 | 0 | 139.9671 | 79.0894 | 115.1135 | 236.5529 | 0.36665 | 0.38012 | 0.37574 | 0.364 | 51.3184 | 30.0638 | 43.253 | 86.1058
10 | 19 | 5 | 404.0979 | 403.55 | 404.2688 | 404.3819 | 0 | 0 | 0 | 0 | 147.3424 | 204.9059 | 0 | 0 | 0 | 0 | 0 | 0 | 135.8554 | 90.7146 | 218.112 | 218.112 | 0 | 0 | 0 | 0 | 0 | 13.9966 | 11.8671 | -27.1172 | 0 | 0 | 0 | 0 | 120.9001 | 93.9329 | 174.2897 | 213.3871 | 0.36507 | 0.38413 | 0.37673 | 0.36411 | 44.137 | 36.0827 | 65.6604 | 77.6965
10 | 19 | 6 | 445.6691 | 444.1061 | 443.9034 | 443.2207 | 0 | 0 | 0 | 0 | 160.2538 | 225.4228 | 0 | 0 | 0 | 0 | 0 | 0 | 155.3044 | 91.9131 | 218.2891 | 218.2891 | 0 | 0 | 0 | 0 | 0 | 42.6639 | 94.8029 | -15.5359 | 0 | 0 | 0 | 0 | 130.1109 | 84.1063 | 130.8113 | 240.4675 | 0.37565 | 0.38754 | 0.38116 | 0.36427 | 48.8759 | 32.5945 | 49.8605 | 87.594
10 | 19 | 7 | 467.8625 | 465.6396 | 464.9954 | 464.1496 | 0 | 0 | 0 | 0 | 153.3059 | 201.6107 | 0 | 0 | 0 | 0 | 0 | 0 | 183.3469 | 141.4634 | 310.016 | 310.9262 | 0 | 0 | 0 | 0 | 0 | -1.7459 | -85.1288 | -18.5842 | 0 | 0 | 0 | 0 | 131.2097 | 124.3113 | 240.1082 | 171.8075 | 0.37409 | 0.38456 | 0.38293 | 0.3729 | 49.0837 | 47.8048 | 91.9448 | 64.0677
10 | 19 | 8 | 482.1309 | 480.0109 | 479.9325 | 480.0562 | 0 | 0 | 0 | 0 | 117.4074 | 144.1809 | 0 | 0 | 0 | 0 | 0 | 0 | 276.0049 | 331.9609 | 758.3392 | 773.8757 | 0 | 0 | 0 | 0 | 0 | -13.6444 | -35.9344 | 8.345 | 0 | 0 | 0 | 0 | 88.7186 | 17.5134 | -242.4723 | -302.1646 | 0.36583 | 0.38953 | 0.37971 | 0.39001 | 32.4561 | 6.822 | -92.0695 | -117.8469
10 | 19 | 9 | 504.5615 | 503.5481 | 505.151 | 507.2005 | 0 | 0 | 0 | 0 | 91.8622 | 141.9612 | 0 | 0 | 0 | 0 | 0 | 0 | 342.1131 | 459.8364 | 1006.7268 | 1036.0071 | 0 | 0 | 0 | 0 | 0 | -22.3513 | -155.7705 | -63.6428 | 0 | 0 | 0 | 0 | 70.5863 | -75.8982 | -345.8053 | -465.1637 | 0.37083 | 0.014884 | 0.38398 | 0.014047 | 26.1755 | -1.1296 | -132.7814 | -6.5343
10 | 19 | 10 | 526.6322 | 526.1174 | 528.3096 | 530.8141 | 0 | 0 | 0 | 0 | 81.0478 | 113.5914 | 0 | 0 | 0 | 0 | 0 | 0 | 384.5858 | 533.9699 | 1151.4357 | 1189.2618 | 0 | 0 | 0 | 0 | 0 | -53.7537 | -334.1854 | -351.6536 | 0 | 0 | 0 | 0 | 60.9985 | -67.6902 | -288.9406 | -306.7941 | 0.38038 | 0.014884 | 0.38398 | 0.014884 | 23.2026 | -1.0075 | -110.9466 | -4.5662
10 | 19 | 11 | 539.4317 | 539.2465 | 541.5837 | 543.8873 | 0 | 0 | 0 | 0 | 83.893 | 113.5914 | 0 | 0 | 0 | 0 | 0 | 0 | 430.0353 | 573.9092 | 1224.0283 | 1266.9553 | 0 | 0 | 0 | 0 | 0 | -52.2639 | -328.9501 | -351 | 0 | 0 | 0 | 0 | 25.5034 | -95.9902 | -353.4945 | -372.068 | 0.3836 | 0.014884 | 0.38398 | 0.014884 | 9.7831 | -1.4287 | -135.7339 | -5.5377
10 | 19 | 12 | 544.3516 | 544.5986 | 547.2345 | 549.5628 | 0 | 0 | 0 | 0 | 82.2909 | 113.5914 | 0 | 0 | 0 | 0 | 0 | 0 | 450.889 | 585.6155 | 1257.205 | 1301.6062 | 0 | 0 | 0 | 0 | 0 | -55.9075 | -328.6673 | -367.5252 | 0 | 0 | 0 | 0 | 11.1717 | -98.7008 | -381.3032 | -384.5182 | 0.38344 | 0.014884 | 0.38398 | 0.014884 | 4.2836 | -1.469 | -146.4118 | -5.723
10 | 19 | 13 | 555.71 | 557.2621 | 561.3085 | 564.7917 | 0 | 0 | 0 | 0 | 82.56 | 113.5914 | 0 | 0 | 0 | 0 | 0 | 0 | 451.0605 | 566.5142 | 1234.0133 | 1276.2149 | 0 | 0 | 0 | 0 | 0 | -66.7284 | -327.4348 | -348.4619 | 0 | 0 | 0 | 0 | 22.0895 | -56.1151 | -345.27 | -362.9613 | 0.38056 | 0.014884 | 0.38398 | 0.014884 | 8.4064 | -0.8352 | -132.5758 | -5.4022
10 | 19 | 14 | 558.3394 | 560.8297 | 565.9487 | 570.4139 | 0 | 0 | 0 | 0 | 87.8482 | 113.5914 | 0 | 0 | 0 | 0 | 0 | 0 | 457.5108 | 565.0184 | 1226.3293 | 1267.3495 | 0 | 0 | 0 | 0 | 0 | -26.8214 | -190.7497 | -247.9271 | 0 | 0 | 0 | 0 | 12.9804 | -90.9586 | -469.6309 | -449.0085 | 0.37634 | 0.014773 | 0.38398 | 0.013952 | 4.8851 | -1.3437 | -180.3276 | -6.2644
10 | 19 | 15 | 553.4887 | 556.5478 | 562.2506 | 567.2051 | 0 | 0 | 0 | 0 | 91.433 | 141.3905 | 0 | 0 | 0 | 0 | 0 | 0 | 476.6561 | 554.7792 | 1165.1573 | 1200.8412 | 0 | 0 | 0 | 0 | 0 | -35.6217 | -20.114 | 42.7366 | 0 | 0 | 0 | 0 | -14.6004 | -104.0001 | -582.7927 | -676.3727 | 0.3716 | 0.014335 | 0.38347 | 0.014454 | -5.4256 | -1.4908 | -223.482 | -9.7762
10 | 19 | 16 | 542.1419 | 546.9921 | 554.6403 | 561.3398 | 0 | 0 | 0 | 0 | 109.4115 | 150.6836 | 0 | 0 | 0 | 0 | 0 | 0 | 453.8656 | 477.2703 | 1001.6009 | 1026.2914 | 0 | 0 | 0 | 0 | 0 | -3.7405 | -16.8697 | 112.0065 | 0 | 0 | 0 | 0 | -21.1352 | -77.2213 | -430.0909 | -576.9581 | 0.36606 | 0.39562 | 0.37317 | 0.38507 | -7.7368 | -30.5506 | -160.4985 | -222.171
10 | 19 | 17 | 534.1832 | 540.7558 | 550.2415 | 558.5346 | 0 | 0 | 0 | 0 | 126.6279 | 193.7742 | 0 | 0 | 0 | 0 | 0 | 0 | 371.5213 | 297.6274 | 553.8847 | 560.6972 | 0 | 0 | 0 | 0 | 0 | -19.4929 | -0.93168 | 0 | 0 | 0 | 0 | 0 | 36.034 | 68.847 | -2.7115 | -2.1626 | 0.3796 | 0.40231 | 0.39727 | 0.39167 | 13.6787 | 27.6981 | -1.0772 | -0.84701
10 | 19 | 18 | 541.8246 | 550.1073 | 561.4915 | 571.438 | 0 | 0 | 0 | 0 | 159.1205 | 228.9213 | 0 | 0 | 0 | 0 | 0 | 0 | 317.9087 | 205.8503 | 375.2964 | 375.3051 | 0 | 0 | 0 | 0 | 0 | -3.2945 | 35.5289 | 186.952 | 0 | 0 | 0 | 0 | 64.7954 | 118.6302 | 150.6661 | 9.1809 | 0.38763 | 0.39764 | 0.3935 | 0.37855 | 25.1166 | 47.1719 | 59.2873 | 3.4755
10 | 19 | 19 | 548.2693 | 558.9268 | 572.9331 | 585.173 | 0 | 0 | 0 | 0 | 160.857 | 247.574 | 0 | 0 | 0 | 0 | 0 | 0 | 279.0201 | 185.1269 | 372.2196 | 372.2196 | 0 | 0 | 0 | 0 | 0 | -0.52159 | 71.6977 | 316.4569 | 0 | 0 | 0 | 0 | 108.3922 | 126.7474 | 129.0158 | -103.5034 | 0.39128 | 0.40086 | 0.39698 | 0.38389 | 42.4119 | 50.8083 | 51.2171 | -39.7341
10 | 19 | 20 | 529.0225 | 540.0014 | 554.2088 | 566.5427 | 0 | 0 | 0 | 0 | 151.6606 | 249.8537 | 0 | 0 | 0 | 0 | 0 | 0 | 216.8519 | 164.739 | 347.9686 | 347.9686 | 0 | 0 | 0 | 0 | 0 | 30.1974 | 78.9981 | 214.7213 | 0 | 0 | 0 | 0 | 160.51 | 95.2113 | 127.2421 | 3.8527 | 0.39034 | 0.40015 | 0.39617 | 0.38289 | 62.6542 | 38.0992 | 50.41 | 1.4752
10 | 19 | 21 | 510.0701 | 521.4102 | 535.8499 | 548.2911 | 0 | 0 | 0 | 0 | 149.0397 | 238.0144 | 0 | 0 | 0 | 0 | 0 | 0 | 206.968 | 156.4186 | 299.9954 | 299.9954 | 0 | 0 | 0 | 0 | 0 | 35.4285 | 66.6583 | 229.217 | 0 | 0 | 0 | 0 | 154.0624 | 91.5487 | 169.1963 | 19.0788 | 0.38547 | 0.3963 | 0.39241 | 0.3776 | 59.3859 | 36.281 | 66.3947 | 7.2041
10 | 19 | 22 | 475.0085 | 486.3886 | 500.7116 | 513.0413 | 0 | 0 | 0 | 0 | 172.1219 | 228.7522 | 0 | 0 | 0 | 0 | 0 | 0 | 204.8924 | 144.8728 | 272.4642 | 272.4642 | 0 | 0 | 0 | 0 | 0 | 45.2117 | 102.1798 | 291.9182 | 0 | 0 | 0 | 0 | 97.9942 | 67.5519 | 126.0677 | -51.3411 | 0.37586 | 0.38944 | 0.38588 | 0.36712 | 36.8321 | 26.3073 | 48.6465 | -18.8483
10 | 19 | 23 | 440.6323 | 451.5202 | 465.1369 | 476.8251 | 0 | 0 | 0 | 0 | 150.0125 | 215.718 | 0 | 0 | 0 | 0 | 0 | 0 | 228.2855 | 156.3799 | 306.2447 | 306.2447 | 0 | 0 | 0 | 0 | 0 | 0.64951 | 262.0778 | 13.0936 | 0 | 0 | 0 | 0 | 62.3343 | 78.7728 | -103.1856 | 157.4868 | 0.36524 | 0.38446 | 0.37959 | 0.36444 | 22.7672 | 30.2847 | -39.1677 | 57.3945
10 | 19 | 24 | 408.6969 | 417.5062 | 428.6541 | 438.1108 | 0 | 0 | 0 | 0 | 110.6382 | 205.3225 | 0 | 0 | 0 | 0 | 0 | 0 | 235.6161 | 156.1192 | 322.0981 | 322.0981 | 0 | 0 | 0 | 0 | 0 | 14.2029 | 156.6925 | -48.9035 | 0 | 0 | 0 | 0 | 62.4426 | 41.8616 | -50.1365 | 164.9162 | 0.36532 | 0.37062 | 0.37486 | 0.36426 | 22.8113 | 15.5147 | -18.7944 | 60.0725
10 | 20 | 1 | 384.7026 | 390.8038 | 398.7744 | 405.3133 | 0 | 0 | 0 | 0 | 108.337 | 201.8002 | 0 | 0 | 0 | 0 | 0 | 0 | 211.1413 | 158.5312 | 316.2889 | 316.2889 | 0 | 0 | 0 | 0 | 0 | 23.7996 | 201.6787 | -3.4936 | 0 | 0 | 0 | 0 | 65.2243 | 6.6728 | -119.1931 | 92.5181 | 0.37115 | 0.38254 | 0.37827 | 0.36417 | 24.2078 | 2.5526 | -45.0877 | 33.6925
10 | 20 | 2 | 369.8323 | 373.7982 | 379.3736 | 383.8205 | 0 | 0 | 0 | 0 | 88.7149 | 204.1451 | 0 | 0 | 0 | 0 | 0 | 0 | 222.4638 | 178.4547 | 314.3193 | 314.3193 | 0 | 0 | 0 | 0 | 0 | 12.5487 | 42.9418 | -36.0431 | 0 | 0 | 0 | 0 | 58.6536 | -21.3503 | 22.1125 | 105.5443 | 0.37051 | 0.38125 | 0.37759 | 0.36407 | 21.7318 | -8.1397 | 8.3495 | 38.4253
10 | 20 | 3 | 362.7985 | 364.8991 | 368.4059 | 371.044 | 0 | 0 | 0 | 0 | 84.3139 | 214.6343 | 0 | 0 | 0 | 0 | 0 | 0 | 243.8783 | 195.895 | 337.7479 | 337.7479 | 0 | 0 | 0 | 0 | 0 | 43.8653 | 98.9978 | -70.924 | 0 | 0 | 0 | 0 | 34.6063 | -89.4954 | -68.3398 | 104.2201 | 0.36947 | 0.37677 | 0.37471 | 0.36399 | 12.7859 | -33.7195 | -25.6079 | 37.9347
10 | 20 | 4 | 363.217 | 363.5367 | 365.0737 | 365.9573 | 0 | 0 | 0 | 0 | 120.0279 | 204.4336 | 0 | 0 | 0 | 0 | 0 | 0 | 250.7005 | 199.9073 | 378.9951 | 378.9951 | 0 | 0 | 0 | 0 | 0 | 2.0625 | 44.4652 | -75.6567 | 0 | 0 | 0 | 0 | -7.5114 | -42.8667 | -58.3866 | 62.6189 | 0.36665 | 0.38012 | 0.37574 | 0.364 | -2.754 | -16.2947 | -21.9383 | 22.7934
10 | 20 | 5 | 368.6196 | 366.9104 | 366.221 | 365.1159 | 0 | 0 | 0 | 0 | 147.3424 | 204.9059 | 0 | 0 | 0 | 0 | 0 | 0 | 263.6971 | 207.6108 | 409.0729 | 409.0729 | 0 | 0 | 0 | 0 | 0 | 13.9966 | 11.8671 | -27.1172 | 0 | 0 | 0 | 0 | -42.4198 | -59.6028 | -54.7189 | -16.8397 | 0.36507 | 0.38413 | 0.37673 | 0.36411 | -15.4862 | -22.8954 | -20.6143 | -6.1315
10 | 20 | 6 | 377.4138 | 373.6165 | 370.7047 | 367.6783 | 0 | 0 | 0 | 0 | 160.2538 | 225.4228 | 0 | 0 | 0 | 0 | 0 | 0 | 269.102 | 211.4566 | 425.17 | 425.17 | 0 | 0 | 0 | 0 | 0 | 42.6639 | 94.8029 | -15.5359 | 0 | 0 | 0 | 0 | -51.942 | -105.9267 | -149.2683 | -41.9558 | 0.37565 | 0.38754 | 0.38116 | 0.36427 | -19.5119 | -41.0507 | -56.8957 | -15.283
10 | 20 | 7 | 386.8264 | 381.9508 | 378.0901 | 374.4618 | 0 | 0 | 0 | 0 | 153.3059 | 201.6107 | 0 | 0 | 0 | 0 | 0 | 0 | 318.8884 | 263.2645 | 456.8431 | 457.7009 | 0 | 0 | 0 | 0 | 0 | -1.7459 | -85.1288 | -18.5842 | 0 | 0 | 0 | 0 | -85.3679 | -81.1786 | 6.3758 | -64.655 | 0.37409 | 0.38456 | 0.38293 | 0.3729 | -31.9349 | -31.2178 | 2.4415 | -24.1101
10 | 20 | 8 | 411.2107 | 406.7691 | 403.8758 | 401.5643 | 0 | 0 | 0 | 0 | 117.4074 | 144.1809 | 0 | 0 | 0 | 0 | 0 | 0 | 413.9644 | 425.3623 | 699.0618 | 712.8972 | 0 | 0 | 0 | 0 | 0 | -13.6444 | -35.9344 | 8.345 | 0 | 0 | 0 | 0 | -120.1611 | -149.1297 | -259.2515 | -319.6779 | 0.36583 | 0.38953 | 0.37971 | 0.39001 | -43.9588 | -58.0907 | -98.4407 | -124.6772
10 | 20 | 9 | 434.4752 | 431.1676 | 429.9886 | 429.6316 | 0 | 0 | 0 | 0 | 91.8622 | 141.9612 | 0 | 0 | 0 | 0 | 0 | 0 | 474.5091 | 553.6896 | 860.5268 | 886.8037 | 0 | 0 | 0 | 0 | 0 | -22.3513 | -155.7705 | -63.6428 | 0 | 0 | 0 | 0 | -131.8961 | -242.1319 | -274.7676 | -393.5293 | 0.37083 | 0.014884 | 0.38398 | 0.014047 | -48.911 | -3.6038 | -105.5045 | -5.528
10 | 20 | 10 | 449.7838 | 446.7535 | 445.8955 | 445.7612 | 0 | 0 | 0 | 0 | 81.0478 | 113.5914 | 0 | 0 | 0 | 0 | 0 | 0 | 506.3762 | 649.5619 | 1059.113 | 1094.7622 | 0 | 0 | 0 | 0 | 0 | -53.7537 | -334.1854 | -351.6536 | 0 | 0 | 0 | 0 | -137.6402 | -262.6461 | -279.0321 | -297.3474 | 0.38038 | 0.014884 | 0.38398 | 0.014884 | -52.3555 | -3.9091 | -107.142 | -4.4256
10 | 20 | 11 | 455.5312 | 452.5996 | 451.6067 | 451.0293 | 0 | 0 | 0 | 0 | 83.893 | 113.5914 | 0 | 0 | 0 | 0 | 0 | 0 | 510.6386 | 673.4668 | 1191.7732 | 1231.7923 | 0 | 0 | 0 | 0 | 0 | -52.2639 | -328.9501 | -351 | 0 | 0 | 0 | 0 | -139.0004 | -282.1947 | -411.2164 | -429.763 | 0.3836 | 0.014884 | 0.38398 | 0.014884 | -53.3207 | -4.2001 | -157.8977 | -6.3965
10 | 20 | 12 | 455.23 | 452.5596 | 451.6582 | 450.9263 | 0 | 0 | 0 | 0 | 82.2909 | 113.5914 | 0 | 0 | 0 | 0 | 0 | 0 | 568.8579 | 749.112 | 1272.2554 | 1318.6075 | 0 | 0 | 0 | 0 | 0 | -55.9075 | -328.6673 | -367.5252 | 0 | 0 | 0 | 0 | -195.9188 | -354.2363 | -491.9299 | -500.156 | 0.38344 | 0.014884 | 0.38398 | 0.014884 | -75.1227 | -5.2723 | -188.8899 | -7.4442
10 | 20 | 13 | 455.0221 | 453.2783 | 453.3282 | 453.3541 | 0 | 0 | 0 | 0 | 82.56 | 113.5914 | 0 | 0 | 0 | 0 | 0 | 0 | 576.0367 | 755.3318 | 1289.2824 | 1335.1735 | 0 | 0 | 0 | 0 | 0 | -66.7284 | -327.4348 | -348.4619 | 0 | 0 | 0 | 0 | -203.5745 | -348.9164 | -508.5194 | -533.3574 | 0.38056 | 0.014884 | 0.38398 | 0.014884 | -77.4719 | -5.1932 | -195.2599 | -7.9383
10 | 20 | 14 | 452.7386 | 451.7721 | 452.6997 | 453.5388 | 0 | 0 | 0 | 0 | 87.8482 | 113.5914 | 0 | 0 | 0 | 0 | 0 | 0 | 575.2086 | 749.8112 | 1267.9895 | 1313.356 | 0 | 0 | 0 | 0 | 0 | -26.8214 | -190.7497 | -247.9271 | 0 | 0 | 0 | 0 | -210.3181 | -384.809 | -624.5401 | -611.8901 | 0.37634 | 0.014773 | 0.38398 | 0.013952 | -79.1516 | -5.6847 | -239.8092 | -8.5369
10 | 20 | 15 | 450.0996 | 449.7744 | 451.3736 | 452.778 | 0 | 0 | 0 | 0 | 91.433 | 141.3905 | 0 | 0 | 0 | 0 | 0 | 0 | 551.0797 | 694.2095 | 1179.0573 | 1218.1851 | 0 | 0 | 0 | 0 | 0 | -35.6217 | -20.114 | 42.7366 | 0 | 0 | 0 | 0 | -192.413 | -350.2039 | -707.5698 | -808.1438 | 0.3716 | 0.014335 | 0.38347 | 0.014454 | -71.5014 | -5.02 | -271.3299 | -11.6808
10 | 20 | 16 | 446.6027 | 448.3254 | 452.1815 | 455.6005 | 0 | 0 | 0 | 0 | 109.4115 | 150.6836 | 0 | 0 | 0 | 0 | 0 | 0 | 508.257 | 576.1926 | 993.3898 | 1019.6311 | 0 | 0 | 0 | 0 | 0 | -3.7405 | -16.8697 | 112.0065 | 0 | 0 | 0 | 0 | -171.0659 | -274.8103 | -524.3386 | -676.0371 | 0.36606 | 0.39562 | 0.37317 | 0.38507 | -62.6206 | -108.7216 | -195.6692 | -260.3236
10 | 20 | 17 | 447.4002 | 451.132 | 457.1732 | 462.4864 | 0 | 0 | 0 | 0 | 126.6279 | 193.7742 | 0 | 0 | 0 | 0 | 0 | 0 | 397.0109 | 320.6126 | 435.7101 | 441.4594 | 0 | 0 | 0 | 0 | 0 | -19.4929 | -0.93168 | 0 | 0 | 0 | 0 | 0 | -76.2386 | -43.7619 | 22.3948 | 21.0271 | 0.3796 | 0.40231 | 0.39727 | 0.39167 | -28.9404 | -17.6061 | 8.8968 | 8.2356
10 | 20 | 18 | 479.9688 | 486.2267 | 495.1558 | 502.9784 | 0 | 0 | 0 | 0 | 159.1205 | 228.9213 | 0 | 0 | 0 | 0 | 0 | 0 | 335.9345 | 219.5228 | 320.6936 | 320.7013 | 0 | 0 | 0 | 0 | 0 | -3.2945 | 35.5289 | 186.952 | 0 | 0 | 0 | 0 | -15.0862 | 41.0771 | 138.9333 | -4.675 | 0.38763 | 0.39764 | 0.3935 | 0.37855 | -5.8479 | 16.3338 | 54.6704 | -1.7697
10 | 20 | 19 | 492.0516 | 500.8689 | 512.6438 | 522.9534 | 0 | 0 | 0 | 0 | 160.857 | 247.574 | 0 | 0 | 0 | 0 | 0 | 0 | 341.0136 | 222.352 | 372.7665 | 372.7665 | 0 | 0 | 0 | 0 | 0 | -0.52159 | 71.6977 | 316.4569 | 0 | 0 | 0 | 0 | -9.819 | 31.4645 | 68.1796 | -166.27 | 0.39128 | 0.40086 | 0.39698 | 0.38389 | -3.842 | 12.6129 | 27.0662 | -63.8297
10 | 20 | 20 | 480.1107 | 489.4886 | 501.7546 | 512.409 | 0 | 0 | 0 | 0 | 151.6606 | 249.8537 | 0 | 0 | 0 | 0 | 0 | 0 | 329.8604 | 222.7437 | 416.3196 | 416.3196 | 0 | 0 | 0 | 0 | 0 | 30.1974 | 78.9981 | 214.7213 | 0 | 0 | 0 | 0 | -1.4102 | -13.3062 | 6.4369 | -118.632 | 0.39034 | 0.40015 | 0.39617 | 0.38289 | -0.55046 | -5.3245 | 2.5501 | -45.4228
10 | 20 | 21 | 464.893 | 474.7541 | 487.4007 | 498.2906 | 0 | 0 | 0 | 0 | 149.0397 | 238.0144 | 0 | 0 | 0 | 0 | 0 | 0 | 321.323 | 216.6673 | 428.735 | 428.735 | 0 | 0 | 0 | 0 | 0 | 35.4285 | 66.6583 | 229.217 | 0 | 0 | 0 | 0 | -5.4697 | -15.356 | -7.9925 | -159.6613 | 0.38547 | 0.3963 | 0.39241 | 0.3776 | -2.1084 | -6.0856 | -3.1364 | -60.2875
10 | 20 | 22 | 443.9174 | 454.2798 | 467.3688 | 478.6308 | 0 | 0 | 0 | 0 | 172.1219 | 228.7522 | 0 | 0 | 0 | 0 | 0 | 0 | 260.4742 | 177.6485 | 435.3325 | 435.3325 | 0 | 0 | 0 | 0 | 0 | 45.2117 | 102.1798 | 291.9182 | 0 | 0 | 0 | 0 | 11.3214 | 2.6673 | -70.1435 | -248.6199 | 0.37586 | 0.38944 | 0.38588 | 0.36712 | 4.2553 | 1.0388 | -27.0667 | -91.2729
10 | 20 | 23 | 412.75 | 422.7253 | 435.2353 | 445.9661 | 0 | 0 | 0 | 0 | 150.0125 | 215.718 | 0 | 0 | 0 | 0 | 0 | 0 | 225.9144 | 156.7811 | 452.696 | 452.696 | 0 | 0 | 0 | 0 | 0 | 0.64951 | 262.0778 | 13.0936 | 0 | 0 | 0 | 0 | 36.8232 | 49.5767 | -279.5385 | -19.8236 | 0.36524 | 0.38446 | 0.37959 | 0.36444 | 13.4494 | 19.0601 | -106.1088 | -7.2245
10 | 20 | 24 | 387.1054 | 395.2079 | 405.4988 | 414.2141 | 0 | 0 | 0 | 0 | 110.6382 | 205.3225 | 0 | 0 | 0 | 0 | 0 | 0 | 221.7708 | 158.9793 | 464.7739 | 464.7739 | 0 | 0 | 0 | 0 | 0 | 14.2029 | 156.6925 | -48.9035 | 0 | 0 | 0 | 0 | 54.6964 | 16.7032 | -215.9677 | -1.6563 | 0.36532 | 0.37062 | 0.37486 | 0.36426 | 19.9815 | 6.1905 | -80.9585 | -0.60331
10 | 21 | 1 | 368.2234 | 373.7852 | 381.1018 | 387.0748 | 0 | 0 | 0 | 0 | 108.337 | 201.8002 | 0 | 0 | 0 | 0 | 0 | 0 | 235.3273 | 154.4441 | 446.72 | 446.72 | 0 | 0 | 0 | 0 | 0 | 23.7996 | 201.6787 | -3.4936 | 0 | 0 | 0 | 0 | 24.5592 | -6.2587 | -267.2969 | -56.1516 | 0.37115 | 0.38254 | 0.37827 | 0.36417 | 9.1151 | -2.3942 | -101.1115 | -20.4488
10 | 21 | 2 | 356.8701 | 360.4117 | 365.4726 | 369.4745 | 0 | 0 | 0 | 0 | 88.7149 | 204.1451 | 0 | 0 | 0 | 0 | 0 | 0 | 216.3699 | 135.563 | 436.0819 | 436.0819 | 0 | 0 | 0 | 0 | 0 | 12.5487 | 42.9418 | -36.0431 | 0 | 0 | 0 | 0 | 51.7854 | 8.155 | -113.5511 | -30.5643 | 0.37051 | 0.38125 | 0.37759 | 0.36407 | 19.187 | 3.109 | -42.8761 | -11.1275
10 | 21 | 3 | 350.8878 | 352.5985 | 355.6326 | 357.8617 | 0 | 0 | 0 | 0 | 84.3139 | 214.6343 | 0 | 0 | 0 | 0 | 0 | 0 | 210.823 | 133.1172 | 419.3009 | 419.3009 | 0 | 0 | 0 | 0 | 0 | 43.8653 | 98.9978 | -70.924 | 0 | 0 | 0 | 0 | 55.7509 | -39.0182 | -162.6662 | 9.4848 | 0.36947 | 0.37677 | 0.37471 | 0.36399 | 20.5981 | -14.701 | -60.9532 | 3.4523
10 | 21 | 4 | 349.7835 | 349.6635 | 350.6673 | 351.0896 | 0 | 0 | 0 | 0 | 120.0279 | 204.4336 | 0 | 0 | 0 | 0 | 0 | 0 | 221.1037 | 141.433 | 409.8436 | 409.8436 | 0 | 0 | 0 | 0 | 0 | 2.0625 | 44.4652 | -75.6567 | 0 | 0 | 0 | 0 | 8.652 | 1.7344 | -103.6415 | 16.9027 | 0.36665 | 0.38012 | 0.37574 | 0.364 | 3.1722 | 0.65927 | -38.9425 | 6.1526
10 | 21 | 5 | 353.7358 | 351.5394 | 350.2592 | 348.643 | 0 | 0 | 0 | 0 | 147.3424 | 204.9059 | 0 | 0 | 0 | 0 | 0 | 0 | 227.5438 | 149.037 | 410.2815 | 410.2815 | 0 | 0 | 0 | 0 | 0 | 13.9966 | 11.8671 | -27.1172 | 0 | 0 | 0 | 0 | -21.1503 | -16.4001 | -71.8894 | -34.5213 | 0.36507 | 0.38413 | 0.37673 | 0.36411 | -7.7214 | -6.2998 | -27.083 | -12.5695
10 | 21 | 6 | 358.3603 | 353.9394 | 350.2712 | 346.5907 | 0 | 0 | 0 | 0 | 160.2538 | 225.4228 | 0 | 0 | 0 | 0 | 0 | 0 | 222.2175 | 142.0707 | 400.019 | 400.019 | 0 | 0 | 0 | 0 | 0 | 42.6639 | 94.8029 | -15.5359 | 0 | 0 | 0 | 0 | -24.111 | -56.2179 | -144.5507 | -37.8924 | 0.37565 | 0.38754 | 0.38116 | 0.36427 | -9.0572 | -21.7866 | -55.0975 | -13.8029
10 | 21 | 7 | 363.3132 | 357.6679 | 352.874 | 348.4382 | 0 | 0 | 0 | 0 | 153.3059 | 201.6107 | 0 | 0 | 0 | 0 | 0 | 0 | 250.9897 | 180.1742 | 464.8836 | 465.6131 | 0 | 0 | 0 | 0 | 0 | -1.7459 | -85.1288 | -18.5842 | 0 | 0 | 0 | 0 | -40.9824 | -22.3712 | -26.8808 | -98.5907 | 0.37409 | 0.38456 | 0.38293 | 0.3729 | -15.3309 | -8.603 | -10.2935 | -36.7649
10 | 21 | 8 | 383.4191 | 378.0678 | 374.0714 | 370.8056 | 0 | 0 | 0 | 0 | 117.4074 | 144.1809 | 0 | 0 | 0 | 0 | 0 | 0 | 326.3366 | 382.6741 | 929.6371 | 945.2248 | 0 | 0 | 0 | 0 | 0 | -13.6444 | -35.9344 | 8.345 | 0 | 0 | 0 | 0 | -60.3249 | -135.1429 | -519.6313 | -582.7642 | 0.36583 | 0.38953 | 0.37971 | 0.39001 | -22.0688 | -52.6424 | -197.3099 | -227.2832
10 | 21 | 9 | 404.8526 | 400.5753 | 398.2206 | 396.8464 | 0 | 0 | 0 | 0 | 91.8622 | 141.9612 | 0 | 0 | 0 | 0 | 0 | 0 | 389.1744 | 550.5617 | 1193.8426 | 1225.3895 | 0 | 0 | 0 | 0 | 0 | -22.3513 | -155.7705 | -63.6428 | 0 | 0 | 0 | 0 | -76.1839 | -269.5964 | -639.8515 | -764.9003 | 0.37083 | 0.014884 | 0.38398 | 0.014047 | -28.2512 | -4.0126 | -245.6884 | -10.7447
10 | 21 | 10 | 421.0858 | 417.116 | 415.119 | 413.9993 | 0 | 0 | 0 | 0 | 81.0478 | 113.5914 | 0 | 0 | 0 | 0 | 0 | 0 | 439.2575 | 657.2353 | 1336.2427 | 1379.1899 | 0 | 0 | 0 | 0 | 0 | -53.7537 | -334.1854 | -351.6536 | 0 | 0 | 0 | 0 | -99.2195 | -299.957 | -586.9383 | -613.537 | 0.38038 | 0.014884 | 0.38398 | 0.014884 | -37.741 | -4.4645 | -225.371 | -9.1317
10 | 21 | 11 | 425.6366 | 421.7265 | 419.547 | 417.9432 | 0 | 0 | 0 | 0 | 83.893 | 113.5914 | 0 | 0 | 0 | 0 | 0 | 0 | 472.8361 | 702.3187 | 1386.9334 | 1436.7026 | 0 | 0 | 0 | 0 | 0 | -52.2639 | -328.9501 | -351 | 0 | 0 | 0 | 0 | -131.0924 | -341.9198 | -638.4363 | -667.7595 | 0.3836 | 0.014884 | 0.38398 | 0.014884 | -50.2871 | -5.089 | -245.145 | -9.9387
10 | 21 | 12 | 436.7385 | 433.4629 | 431.8275 | 430.4606 | 0 | 0 | 0 | 0 | 82.2909 | 113.5914 | 0 | 0 | 0 | 0 | 0 | 0 | 500.186 | 733.6096 | 1384.987 | 1437.6661 | 0 | 0 | 0 | 0 | 0 | -55.9075 | -328.6673 | -367.5252 | 0 | 0 | 0 | 0 | -145.7383 | -357.8306 | -624.4922 | -639.6803 | 0.38344 | 0.014884 | 0.38398 | 0.014884 | -55.8816 | -5.3258 | -239.7908 | -9.5208
10 | 21 | 13 | 435.5698 | 433.1893 | 432.4671 | 431.8251 | 0 | 0 | 0 | 0 | 82.56 | 113.5914 | 0 | 0 | 0 | 0 | 0 | 0 | 525.0872 | 752.062 | 1347.6614 | 1399.5416 | 0 | 0 | 0 | 0 | 0 | -66.7284 | -327.4348 | -348.4619 | 0 | 0 | 0 | 0 | -172.0774 | -365.7357 | -587.7595 | -619.2547 | 0.38056 | 0.014884 | 0.38398 | 0.014884 | -65.4854 | -5.4435 | -225.6863 | -9.2168
10 | 21 | 14 | 442.6227 | 441.3251 | 441.8511 | 442.3429 | 0 | 0 | 0 | 0 | 87.8482 | 113.5914 | 0 | 0 | 0 | 0 | 0 | 0 | 523.4775 | 739.5095 | 1296.0282 | 1345.3284 | 0 | 0 | 0 | 0 | 0 | -26.8214 | -190.7497 | -247.9271 | 0 | 0 | 0 | 0 | -168.703 | -384.9544 | -663.4274 | -655.0584 | 0.37634 | 0.014773 | 0.38398 | 0.013952 | -63.4901 | -5.6869 | -254.741 | -9.1392
10 | 21 | 15 | 444.3346 | 443.8207 | 445.191 | 446.3975 | 0 | 0 | 0 | 0 | 91.433 | 141.3905 | 0 | 0 | 0 | 0 | 0 | 0 | 483.5873 | 676.2129 | 1206.2274 | 1248.1588 | 0 | 0 | 0 | 0 | 0 | -35.6217 | -20.114 | 42.7366 | 0 | 0 | 0 | 0 | -130.6857 | -338.161 | -740.9224 | -844.498 | 0.3716 | 0.014335 | 0.38347 | 0.014454 | -48.5633 | -4.8474 | -284.1196 | -12.2062
10 | 21 | 16 | 450.9717 | 452.8375 | 456.867 | 460.4361 | 0 | 0 | 0 | 0 | 109.4115 | 150.6836 | 0 | 0 | 0 | 0 | 0 | 0 | 425.5706 | 576.3287 | 1032.7243 | 1060.2816 | 0 | 0 | 0 | 0 | 0 | -3.7405 | -16.8697 | 112.0065 | 0 | 0 | 0 | 0 | -84.0104 | -270.4343 | -558.9875 | -711.852 | 0.36606 | 0.39562 | 0.37317 | 0.38507 | -30.753 | -106.9903 | -208.5993 | -274.115
10 | 21 | 17 | 458.4045 | 462.4964 | 468.9745 | 474.6655 | 0 | 0 | 0 | 0 | 126.6279 | 193.7742 | 0 | 0 | 0 | 0 | 0 | 0 | 310.2347 | 324.8146 | 467.7697 | 473.7991 | 0 | 0 | 0 | 0 | 0 | -19.4929 | -0.93168 | 0 | 0 | 0 | 0 | 0 | 21.5419 | -36.5995 | 2.1364 | 0.86642 | 0.3796 | 0.40231 | 0.39727 | 0.39167 | 8.1774 | -14.7245 | 0.84874 | 0.33935
10 | 21 | 18 | 493.8918 | 500.6055 | 510.0871 | 518.3878 | 0 | 0 | 0 | 0 | 159.1205 | 228.9213 | 0 | 0 | 0 | 0 | 0 | 0 | 222.5148 | 187.9001 | 299.0205 | 299.026 | 0 | 0 | 0 | 0 | 0 | -3.2945 | 35.5289 | 186.952 | 0 | 0 | 0 | 0 | 112.2564 | 87.0786 | 175.5377 | 32.4098 | 0.38763 | 0.39764 | 0.3935 | 0.37855 | 43.514 | 34.6258 | 69.0743 | 12.2689
10 | 21 | 19 | 513.5706 | 523.0923 | 535.7213 | 546.7698 | 0 | 0 | 0 | 0 | 160.857 | 247.574 | 0 | 0 | 0 | 0 | 0 | 0 | 219.4683 | 181.6583 | 299.0078 | 299.0078 | 0 | 0 | 0 | 0 | 0 | -0.52159 | 71.6977 | 316.4569 | 0 | 0 | 0 | 0 | 133.2453 | 94.3815 | 165.0158 | -68.6949 | 0.39128 | 0.40086 | 0.39698 | 0.38389 | 52.1365 | 37.834 | 65.5086 | -26.3714
10 | 21 | 20 | 502.2461 | 512.3486 | 525.4932 | 536.9076 | 0 | 0 | 0 | 0 | 151.6606 | 249.8537 | 0 | 0 | 0 | 0 | 0 | 0 | 219.9619 | 196.2861 | 331.0236 | 331.0236 | 0 | 0 | 0 | 0 | 0 | 30.1974 | 78.9981 | 214.7213 | 0 | 0 | 0 | 0 | 130.6236 | 36.0114 | 115.4714 | -8.8374 | 0.39034 | 0.40015 | 0.39617 | 0.38289 | 50.9882 | 14.4101 | 45.7467 | -3.3837
10 | 21 | 21 | 474.7913 | 484.9765 | 498.016 | 509.2458 | 0 | 0 | 0 | 0 | 149.0397 | 238.0144 | 0 | 0 | 0 | 0 | 0 | 0 | 210.8058 | 198.7647 | 360.6067 | 360.6067 | 0 | 0 | 0 | 0 | 0 | 35.4285 | 66.6583 | 229.217 | 0 | 0 | 0 | 0 | 114.9459 | 12.7689 | 70.751 | -80.5779 | 0.38547 | 0.3963 | 0.39241 | 0.3776 | 44.3078 | 5.0604 | 27.7636 | -30.4259
10 | 21 | 22 | 443.6817 | 454.0364 | 467.1161 | 478.37 | 0 | 0 | 0 | 0 | 172.1219 | 228.7522 | 0 | 0 | 0 | 0 | 0 | 0 | 183.4447 | 171.7591 | 357.1223 | 357.1223 | 0 | 0 | 0 | 0 | 0 | 45.2117 | 102.1798 | 291.9182 | 0 | 0 | 0 | 0 | 88.1152 | 8.3134 | 7.814 | -170.6705 | 0.37586 | 0.38944 | 0.38588 | 0.36712 | 33.119 | 3.2376 | 3.0152 | -62.6563
10 | 21 | 23 | 408.9973 | 418.8498 | 431.2108 | 441.8127 | 0 | 0 | 0 | 0 | 150.0125 | 215.718 | 0 | 0 | 0 | 0 | 0 | 0 | 154.1188 | 147.6027 | 354.3168 | 354.3168 | 0 | 0 | 0 | 0 | 0 | 0.64951 | 262.0778 | 13.0936 | 0 | 0 | 0 | 0 | 104.8661 | 54.8795 | -185.1838 | 74.4023 | 0.36524 | 0.38446 | 0.37959 | 0.36444 | 38.3017 | 21.0988 | -70.2931 | 27.1152
10 | 21 | 24 | 387.1961 | 395.3015 | 405.596 | 414.3144 | 0 | 0 | 0 | 0 | 110.6382 | 205.3225 | 0 | 0 | 0 | 0 | 0 | 0 | 150.6884 | 131.2894 | 326.9198 | 326.9198 | 0 | 0 | 0 | 0 | 0 | 14.2029 | 156.6925 | -48.9035 | 0 | 0 | 0 | 0 | 125.8695 | 44.4867 | -78.0164 | 136.2981 | 0.36532 | 0.37062 | 0.37486 | 0.36426 | 45.9822 | 16.4876 | -29.2455 | 49.648
10 | 22 | 1 | 366.5737 | 372.0814 | 379.3325 | 385.2489 | 0 | 0 | 0 | 0 | 108.337 | 201.8002 | 0 | 0 | 0 | 0 | 0 | 0 | 162.8237 | 115.497 | 287.4717 | 287.4717 | 0 | 0 | 0 | 0 | 0 | 23.7996 | 201.6787 | -3.4936 | 0 | 0 | 0 | 0 | 95.413 | 30.9846 | -109.8179 | 101.2708 | 0.37115 | 0.38254 | 0.37827 | 0.36417 | 35.4122 | 11.8529 | -41.5413 | 36.88
10 | 22 | 2 | 359.4988 | 363.1264 | 368.2917 | 372.3838 | 0 | 0 | 0 | 0 | 88.7149 | 204.1451 | 0 | 0 | 0 | 0 | 0 | 0 | 184.1267 | 119.1968 | 280.4547 | 280.4547 | 0 | 0 | 0 | 0 | 0 | 12.5487 | 42.9418 | -36.0431 | 0 | 0 | 0 | 0 | 86.6572 | 27.2359 | 44.8952 | 127.9722 | 0.37051 | 0.38125 | 0.37759 | 0.36407 | 32.1074 | 10.3836 | 16.9521 | 46.5906
10 | 22 | 3 | 354.8218 | 356.6613 | 359.8515 | 362.2157 | 0 | 0 | 0 | 0 | 84.3139 | 214.6343 | 0 | 0 | 0 | 0 | 0 | 0 | 195.2941 | 112.7499 | 297.3879 | 297.3879 | 0 | 0 | 0 | 0 | 0 | 43.8653 | 98.9978 | -70.924 | 0 | 0 | 0 | 0 | 75.2138 | -14.5882 | -36.5343 | 135.7517 | 0.36947 | 0.37677 | 0.37471 | 0.36399 | 27.789 | -5.4965 | -13.6899 | 49.4118
10 | 22 | 4 | 364.6674 | 365.0345 | 366.6291 | 367.5624 | 0 | 0 | 0 | 0 | 120.0279 | 204.4336 | 0 | 0 | 0 | 0 | 0 | 0 | 190.5914 | 110.0959 | 313.1147 | 313.1147 | 0 | 0 | 0 | 0 | 0 | 2.0625 | 44.4652 | -75.6567 | 0 | 0 | 0 | 0 | 54.0481 | 48.4425 | 9.0491 | 130.1044 | 0.36665 | 0.38012 | 0.37574 | 0.364 | 19.8165 | 18.4142 | 3.4001 | 47.3583
10 | 22 | 5 | 395.541 | 394.713 | 395.0922 | 394.9115 | 0 | 0 | 0 | 0 | 147.3424 | 204.9059 | 0 | 0 | 0 | 0 | 0 | 0 | 184.3099 | 115.4417 | 334.8596 | 334.8596 | 0 | 0 | 0 | 0 | 0 | 13.9966 | 11.8671 | -27.1172 | 0 | 0 | 0 | 0 | 63.8888 | 60.3689 | 48.3655 | 87.1691 | 0.36507 | 0.38413 | 0.37673 | 0.36411 | 23.3239 | 23.1897 | 18.2208 | 31.7392
10 | 22 | 6 | 439.3965 | 437.6282 | 437.1765 | 436.2784 | 0 | 0 | 0 | 0 | 160.2538 | 225.4228 | 0 | 0 | 0 | 0 | 0 | 0 | 187.4062 | 117.8327 | 314.8518 | 314.8518 | 0 | 0 | 0 | 0 | 0 | 42.6639 | 94.8029 | -15.5359 | 0 | 0 | 0 | 0 | 91.7364 | 51.7089 | 27.5217 | 136.9626 | 0.37565 | 0.38754 | 0.38116 | 0.36427 | 34.4606 | 20.0392 | 10.4903 | 49.8907
10 | 22 | 7 | 463.8923 | 461.5394 | 460.7376 | 459.7555 | 0 | 0 | 0 | 0 | 153.3059 | 201.6107 | 0 | 0 | 0 | 0 | 0 | 0 | 210.8313 | 161.9957 | 325.0622 | 325.9033 | 0 | 0 | 0 | 0 | 0 | -1.7459 | -85.1288 | -18.5842 | 0 | 0 | 0 | 0 | 99.7552 | 99.6789 | 220.8042 | 152.4364 | 0.37409 | 0.38456 | 0.38293 | 0.3729 | 37.317 | 38.3322 | 84.5527 | 56.8442
10 | 22 | 8 | 477.8706 | 475.6111 | 475.3636 | 475.341 | 0 | 0 | 0 | 0 | 117.4074 | 144.1809 | 0 | 0 | 0 | 0 | 0 | 0 | 273.3846 | 343.34 | 736.2307 | 752.6095 | 0 | 0 | 0 | 0 | 0 | -13.6444 | -35.9344 | 8.345 | 0 | 0 | 0 | 0 | 87.0786 | 1.7346 | -224.9327 | -285.6135 | 0.36583 | 0.38953 | 0.37971 | 0.39001 | 31.8561 | 0.67566 | -85.4095 | -111.3918
10 | 22 | 9 | 500.2831 | 499.1296 | 500.5627 | 502.4653 | 0 | 0 | 0 | 0 | 91.8622 | 141.9612 | 0 | 0 | 0 | 0 | 0 | 0 | 342.4091 | 485.4299 | 990.1605 | 1021.8216 | 0 | 0 | 0 | 0 | 0 | -22.3513 | -155.7705 | -63.6428 | 0 | 0 | 0 | 0 | 66.0118 | -105.9102 | -333.8273 | -455.7135 | 0.37083 | 0.014884 | 0.38398 | 0.014047 | 24.4791 | -1.5763 | -128.1821 | -6.4015
10 | 22 | 10 | 511.9115 | 510.9149 | 512.5228 | 514.5218 | 0 | 0 | 0 | 0 | 81.0478 | 113.5914 | 0 | 0 | 0 | 0 | 0 | 0 | 398.299 | 580.3947 | 1126.9405 | 1169.1939 | 0 | 0 | 0 | 0 | 0 | -53.7537 | -334.1854 | -351.6536 | 0 | 0 | 0 | 0 | 32.5647 | -129.3175 | -280.2323 | -303.0185 | 0.38038 | 0.014884 | 0.38398 | 0.014884 | 12.3869 | -1.9247 | -107.6028 | -4.51
10 | 22 | 11 | 517.387 | 516.4802 | 517.9424 | 519.489 | 0 | 0 | 0 | 0 | 83.893 | 113.5914 | 0 | 0 | 0 | 0 | 0 | 0 | 430.1177 | 634.4499 | 1188.8389 | 1237.2776 | 0 | 0 | 0 | 0 | 0 | -52.2639 | -328.9501 | -351 | 0 | 0 | 0 | 0 | 3.3763 | -179.2972 | -341.9464 | -366.7885 | 0.3836 | 0.014884 | 0.38398 | 0.014884 | 1.2951 | -2.6686 | -131.2996 | -5.4592
10 | 22 | 12 | 522.6695 | 522.2067 | 523.982 | 525.5658 | 0 | 0 | 0 | 0 | 82.2909 | 113.5914 | 0 | 0 | 0 | 0 | 0 | 0 | 461.0729 | 665.7809 | 1205.5921 | 1256.4168 | 0 | 0 | 0 | 0 | 0 | -55.9075 | -328.6673 | -367.5252 | 0 | 0 | 0 | 0 | -20.6944 | -201.258 | -352.9428 | -363.3258 | 0.38344 | 0.014884 | 0.38398 | 0.014884 | -7.935 | -2.9955 | -135.522 | -5.4076
10 | 22 | 13 | 536.6747 | 537.6037 | 540.8945 | 543.7241 | 0 | 0 | 0 | 0 | 82.56 | 113.5914 | 0 | 0 | 0 | 0 | 0 | 0 | 460.8615 | 657.9627 | 1176.9048 | 1227.2072 | 0 | 0 | 0 | 0 | 0 | -66.7284 | -327.4348 | -348.4619 | 0 | 0 | 0 | 0 | -6.7469 | -167.222 | -308.5755 | -335.0211 | 0.38056 | 0.014884 | 0.38398 | 0.014884 | -2.5676 | -2.4889 | -118.486 | -4.9863
10 | 22 | 14 | 534.8625 | 536.5843 | 540.7714 | 544.4305 | 0 | 0 | 0 | 0 | 87.8482 | 113.5914 | 0 | 0 | 0 | 0 | 0 | 0 | 436.7443 | 628.9515 | 1146.0042 | 1193.783 | 0 | 0 | 0 | 0 | 0 | -26.8214 | -190.7497 | -247.9271 | 0 | 0 | 0 | 0 | 10.27 | -179.1372 | -414.4831 | -401.4254 | 0.37634 | 0.014773 | 0.38398 | 0.013952 | 3.865 | -2.6464 | -159.1521 | -5.6006
10 | 22 | 15 | 537.5352 | 540.0722 | 545.1418 | 549.5485 | 0 | 0 | 0 | 0 | 91.433 | 141.3905 | 0 | 0 | 0 | 0 | 0 | 0 | 417.2612 | 581.7379 | 1054.2104 | 1095.058 | 0 | 0 | 0 | 0 | 0 | -35.6217 | -20.114 | 42.7366 | 0 | 0 | 0 | 0 | 28.8411 | -147.4345 | -488.9547 | -588.2461 | 0.3716 | 0.014335 | 0.38347 | 0.014454 | 10.7175 | -2.1134 | -187.4982 | -8.5024
10 | 22 | 16 | 533.8208 | 538.3986 | 545.7164 | 552.1303 | 0 | 0 | 0 | 0 | 109.4115 | 150.6836 | 0 | 0 | 0 | 0 | 0 | 0 | 362.231 | 473.6085 | 865.008 | 892.4664 | 0 | 0 | 0 | 0 | 0 | -3.7405 | -16.8697 | 112.0065 | 0 | 0 | 0 | 0 | 62.1782 | -82.153 | -302.4218 | -452.3427 | 0.36606 | 0.39562 | 0.37317 | 0.38507 | 22.761 | -32.5017 | -112.8558 | -174.1849
10 | 22 | 17 | 528.4001 | 534.7834 | 544.0396 | 552.1341 | 0 | 0 | 0 | 0 | 126.6279 | 193.7742 | 0 | 0 | 0 | 0 | 0 | 0 | 240.7745 | 238.3937 | 356.1424 | 362.8695 | 0 | 0 | 0 | 0 | 0 | -19.4929 | -0.93168 | 0 | 0 | 0 | 0 | 0 | 160.9977 | 122.1083 | 188.8288 | 189.2645 | 0.3796 | 0.40231 | 0.39727 | 0.39167 | 61.1153 | 49.1259 | 75.0159 | 74.1289
10 | 22 | 18 | 553.7352 | 562.4079 | 574.2648 | 584.6203 | 0 | 0 | 0 | 0 | 159.1205 | 228.9213 | 0 | 0 | 0 | 0 | 0 | 0 | 191.0144 | 140.0615 | 216.6569 | 216.6625 | 0 | 0 | 0 | 0 | 0 | -3.2945 | 35.5289 | 186.952 | 0 | 0 | 0 | 0 | 203.6003 | 196.7196 | 322.079 | 181.0058 | 0.38763 | 0.39764 | 0.3935 | 0.37855 | 78.9216 | 78.2232 | 126.7385 | 68.5205
10 | 22 | 19 | 564.7666 | 575.9641 | 590.6252 | 603.4316 | 0 | 0 | 0 | 0 | 160.857 | 247.574 | 0 | 0 | 0 | 0 | 0 | 0 | 193.261 | 135.0854 | 196.951 | 196.951 | 0 | 0 | 0 | 0 | 0 | -0.52159 | 71.6977 | 316.4569 | 0 | 0 | 0 | 0 | 210.6486 | 193.8262 | 321.9765 | 90.0238 | 0.39128 | 0.40086 | 0.39698 | 0.38389 | 82.423 | 77.6977 | 127.8194 | 34.5594
10 | 22 | 20 | 543.1811 | 554.6236 | 569.3929 | 582.2129 | 0 | 0 | 0 | 0 | 151.6606 | 249.8537 | 0 | 0 | 0 | 0 | 0 | 0 | 169.035 | 120.5796 | 197.0288 | 197.0288 | 0 | 0 | 0 | 0 | 0 | 30.1974 | 78.9981 | 214.7213 | 0 | 0 | 0 | 0 | 222.4856 | 153.9928 | 293.366 | 170.4628 | 0.39034 | 0.40015 | 0.39617 | 0.38289 | 86.846 | 61.6209 | 116.2239 | 65.2682
10 | 22 | 21 | 514.6749 | 526.1656 | 540.7881 | 553.3874 | 0 | 0 | 0 | 0 | 149.0397 | 238.0144 | 0 | 0 | 0 | 0 | 0 | 0 | 144.5885 | 108.5089 | 207.4959 | 207.4959 | 0 | 0 | 0 | 0 | 0 | 35.4285 | 66.6583 | 229.217 | 0 | 0 | 0 | 0 | 221.0467 | 144.2139 | 266.634 | 116.6746 | 0.38547 | 0.3963 | 0.39241 | 0.3776 | 85.2061 | 57.1524 | 104.6304 | 44.0559
10 | 22 | 22 | 475.7518 | 487.1562 | 501.5087 | 513.8639 | 0 | 0 | 0 | 0 | 172.1219 | 228.7522 | 0 | 0 | 0 | 0 | 0 | 0 | 133.4486 | 102.733 | 212.8888 | 212.8888 | 0 | 0 | 0 | 0 | 0 | 45.2117 | 102.1798 | 291.9182 | 0 | 0 | 0 | 0 | 170.1813 | 110.4593 | 186.4402 | 9.0569 | 0.37586 | 0.38944 | 0.38588 | 0.36712 | 63.9644 | 43.0171 | 71.9428 | 3.325
10 | 22 | 23 | 435.0123 | 445.7163 | 459.1099 | 470.6051 | 0 | 0 | 0 | 0 | 150.0125 | 215.718 | 0 | 0 | 0 | 0 | 0 | 0 | 131.5931 | 97.2989 | 205.0473 | 205.0473 | 0 | 0 | 0 | 0 | 0 | 0.64951 | 262.0778 | 13.0936 | 0 | 0 | 0 | 0 | 153.4067 | 132.0499 | -8.0151 | 252.4642 | 0.36524 | 0.38446 | 0.37959 | 0.36444 | 56.0308 | 50.7675 | -3.0424 | 92.0081
10 | 22 | 24 | 404.5635 | 413.2375 | 424.2213 | 433.5361 | 0 | 0 | 0 | 0 | 110.6382 | 205.3225 | 0 | 0 | 0 | 0 | 0 | 0 | 126.3056 | 89.5587 | 195.904 | 195.904 | 0 | 0 | 0 | 0 | 0 | 14.2029 | 156.6925 | -48.9035 | 0 | 0 | 0 | 0 | 167.6197 | 104.1534 | 71.6247 | 286.5356 | 0.36532 | 0.37062 | 0.37486 | 0.36426 | 61.2342 | 38.6012 | 26.8495 | 104.3736
10 | 23 | 1 | 386.4067 | 392.5637 | 400.602 | 407.1994 | 0 | 0 | 0 | 0 | 108.337 | 201.8002 | 0 | 0 | 0 | 0 | 0 | 0 | 118.2579 | 69.1289 | 162.911 | 162.911 | 0 | 0 | 0 | 0 | 0 | 23.7996 | 201.6787 | -3.4936 | 0 | 0 | 0 | 0 | 159.8119 | 97.8349 | 36.0123 | 247.782 | 0.37115 | 0.38254 | 0.37827 | 0.36417 | 59.3136 | 37.4259 | 13.6225 | 90.2354
10 | 23 | 2 | 374.3826 | 378.4975 | 384.2535 | 388.8567 | 0 | 0 | 0 | 0 | 88.7149 | 204.1451 | 0 | 0 | 0 | 0 | 0 | 0 | 112.7552 | 57.3176 | 144.948 | 144.948 | 0 | 0 | 0 | 0 | 0 | 12.5487 | 42.9418 | -36.0431 | 0 | 0 | 0 | 0 | 172.9125 | 104.4861 | 196.3637 | 279.9517 | 0.37051 | 0.38125 | 0.37759 | 0.36407 | 64.066 | 39.8348 | 74.1456 | 101.9214
10 | 23 | 3 | 371.7904 | 374.1854 | 378.0491 | 380.996 | 0 | 0 | 0 | 0 | 84.3139 | 214.6343 | 0 | 0 | 0 | 0 | 0 | 0 | 121.6493 | 62.0833 | 140.0753 | 140.0753 | 0 | 0 | 0 | 0 | 0 | 43.8653 | 98.9978 | -70.924 | 0 | 0 | 0 | 0 | 165.8272 | 53.6025 | 138.9759 | 311.8446 | 0.36947 | 0.37677 | 0.37471 | 0.36399 | 61.2677 | 20.196 | 52.0762 | 113.5072
10 | 23 | 4 | 376.3242 | 377.073 | 379.1302 | 380.4638 | 0 | 0 | 0 | 0 | 120.0279 | 204.4336 | 0 | 0 | 0 | 0 | 0 | 0 | 142.6358 | 76.0587 | 137.3951 | 137.3951 | 0 | 0 | 0 | 0 | 0 | 2.0625 | 44.4652 | -75.6567 | 0 | 0 | 0 | 0 | 113.6606 | 94.5181 | 197.2698 | 318.7254 | 0.36665 | 0.38012 | 0.37574 | 0.364 | 41.6732 | 35.9286 | 74.1225 | 116.0168
10 | 23 | 5 | 402.7745 | 402.1833 | 402.8495 | 402.9172 | 0 | 0 | 0 | 0 | 147.3424 | 204.9059 | 0 | 0 | 0 | 0 | 0 | 0 | 159.3971 | 87.8203 | 137.0447 | 137.0447 | 0 | 0 | 0 | 0 | 0 | 13.9966 | 11.8671 | -27.1172 | 0 | 0 | 0 | 0 | 96.035 | 95.4605 | 253.9377 | 292.9897 | 0.36507 | 0.38413 | 0.37673 | 0.36411 | 35.0595 | 36.6695 | 95.6663 | 106.6806
10 | 23 | 6 | 448.1346 | 446.6524 | 446.5475 | 445.9495 | 0 | 0 | 0 | 0 | 160.2538 | 225.4228 | 0 | 0 | 0 | 0 | 0 | 0 | 154.1263 | 82.8377 | 134.379 | 134.379 | 0 | 0 | 0 | 0 | 0 | 42.6639 | 94.8029 | -15.5359 | 0 | 0 | 0 | 0 | 133.7545 | 95.728 | 217.3656 | 327.1065 | 0.37565 | 0.38754 | 0.38116 | 0.36427 | 50.2446 | 37.0983 | 82.8519 | 119.1536
10 | 23 | 7 | 472.159 | 470.0768 | 469.6031 | 468.9048 | 0 | 0 | 0 | 0 | 153.3059 | 201.6107 | 0 | 0 | 0 | 0 | 0 | 0 | 168.4869 | 122.5961 | 199.0508 | 199.8521 | 0 | 0 | 0 | 0 | 0 | -1.7459 | -85.1288 | -18.5842 | 0 | 0 | 0 | 0 | 150.3663 | 147.6158 | 355.6811 | 287.6369 | 0.37409 | 0.38456 | 0.38293 | 0.3729 | 56.2499 | 56.7667 | 136.2012 | 107.261
10 | 23 | 8 | 491.9749 | 490.1771 | 490.4894 | 490.9511 | 0 | 0 | 0 | 0 | 117.4074 | 144.1809 | 0 | 0 | 0 | 0 | 0 | 0 | 242.8258 | 314.7968 | 646.4153 | 662.4842 | 0 | 0 | 0 | 0 | 0 | -13.6444 | -35.9344 | 8.345 | 0 | 0 | 0 | 0 | 131.7417 | 44.8438 | -119.9915 | -179.8781 | 0.36583 | 0.38953 | 0.37971 | 0.39001 | 48.1953 | 17.468 | -45.5621 | -70.1541
10 | 23 | 9 | 513.626 | 512.9093 | 514.8719 | 517.2327 | 0 | 0 | 0 | 0 | 91.8622 | 141.9612 | 0 | 0 | 0 | 0 | 0 | 0 | 293.82 | 446.1233 | 902.9723 | 934.3296 | 0 | 0 | 0 | 0 | 0 | -22.3513 | -155.7705 | -63.6428 | 0 | 0 | 0 | 0 | 127.9438 | -52.824 | -232.3299 | -353.454 | 0.37083 | 0.014884 | 0.38398 | 0.014047 | 47.4453 | -0.78621 | -89.2094 | -4.965
10 | 23 | 10 | 533.8475 | 533.5689 | 536.0475 | 538.7998 | 0 | 0 | 0 | 0 | 81.0478 | 113.5914 | 0 | 0 | 0 | 0 | 0 | 0 | 351.5836 | 549.2492 | 1059.9098 | 1102.0719 | 0 | 0 | 0 | 0 | 0 | -53.7537 | -334.1854 | -351.6536 | 0 | 0 | 0 | 0 | 101.2161 | -75.518 | -189.6768 | -211.6186 | 0.38038 | 0.014884 | 0.38398 | 0.014884 | 38.5005 | -1.124 | -72.8316 | -3.1497
10 | 23 | 11 | 545.9037 | 545.9304 | 548.5245 | 551.0503 | 0 | 0 | 0 | 0 | 83.893 | 113.5914 | 0 | 0 | 0 | 0 | 0 | 0 | 398.4551 | 612.7503 | 1136.4431 | 1184.2811 | 0 | 0 | 0 | 0 | 0 | -52.2639 | -328.9501 | -351 | 0 | 0 | 0 | 0 | 63.5556 | -128.1475 | -258.9685 | -282.2308 | 0.3836 | 0.014884 | 0.38398 | 0.014884 | 24.38 | -1.9073 | -99.438 | -4.2006
10 | 23 | 12 | 565.7981 | 566.7471 | 570.2342 | 573.299 | 0 | 0 | 0 | 0 | 82.2909 | 113.5914 | 0 | 0 | 0 | 0 | 0 | 0 | 417.8979 | 640.5194 | 1167.6652 | 1217.8829 | 0 | 0 | 0 | 0 | 0 | -55.9075 | -328.6673 | -367.5252 | 0 | 0 | 0 | 0 | 65.6093 | -131.4562 | -268.7637 | -277.0587 | 0.38344 | 0.014884 | 0.38398 | 0.014884 | 25.1571 | -1.9565 | -103.1991 | -4.1237
10 | 23 | 13 | 574.3465 | 576.5087 | 581.2947 | 585.4179 | 0 | 0 | 0 | 0 | 82.56 | 113.5914 | 0 | 0 | 0 | 0 | 0 | 0 | 419.2693 | 639.8533 | 1143.2798 | 1192.839 | 0 | 0 | 0 | 0 | 0 | -66.7284 | -327.4348 | -348.4619 | 0 | 0 | 0 | 0 | 72.5173 | -110.2076 | -234.5503 | -258.9592 | 0.38056 | 0.014884 | 0.38398 | 0.014884 | 27.597 | -1.6403 | -90.062 | -3.8543
10 | 23 | 14 | 579.5684 | 582.7535 | 588.7151 | 593.9093 | 0 | 0 | 0 | 0 | 87.8482 | 113.5914 | 0 | 0 | 0 | 0 | 0 | 0 | 398.9827 | 610.845 | 1112.0168 | 1158.4731 | 0 | 0 | 0 | 0 | 0 | -26.8214 | -190.7497 | -247.9271 | 0 | 0 | 0 | 0 | 92.7374 | -114.8615 | -332.552 | -316.6367 | 0.37634 | 0.014773 | 0.38398 | 0.013952 | 34.901 | -1.6968 | -127.6924 | -4.4176
10 | 23 | 15 | 584.1084 | 588.1698 | 595.088 | 601.0939 | 0 | 0 | 0 | 0 | 91.433 | 141.3905 | 0 | 0 | 0 | 0 | 0 | 0 | 372.0201 | 554.882 | 1017.9204 | 1057.5076 | 0 | 0 | 0 | 0 | 0 | -35.6217 | -20.114 | 42.7366 | 0 | 0 | 0 | 0 | 120.6553 | -72.4809 | -402.7185 | -499.1504 | 0.3716 | 0.014335 | 0.38347 | 0.014454 | 44.8359 | -1.039 | -154.4294 | -7.2146
10 | 23 | 16 | 581.5904 | 587.7319 | 596.9458 | 604.9999 | 0 | 0 | 0 | 0 | 109.4115 | 150.6836 | 0 | 0 | 0 | 0 | 0 | 0 | 311.9432 | 433.5107 | 828.5421 | 855.1257 | 0 | 0 | 0 | 0 | 0 | -3.7405 | -16.8697 | 112.0065 | 0 | 0 | 0 | 0 | 160.2356 | 7.278 | -214.7266 | -362.1323 | 0.36606 | 0.39562 | 0.37317 | 0.38507 | 58.656 | 2.8794 | -80.1303 | -139.4474
10 | 23 | 17 | 571.2024 | 578.9868 | 589.9419 | 599.5061 | 0 | 0 | 0 | 0 | 126.6279 | 193.7742 | 0 | 0 | 0 | 0 | 0 | 0 | 196.8902 | 175.0245 | 238.0959 | 243.9801 | 0 | 0 | 0 | 0 | 0 | -19.4929 | -0.93168 | 0 | 0 | 0 | 0 | 0 | 247.6844 | 229.6809 | 352.7777 | 355.526 | 0.3796 | 0.40231 | 0.39727 | 0.39167 | 94.0219 | 92.4039 | 140.1478 | 139.2483
10 | 23 | 18 | 594.1083 | 604.1025 | 617.5619 | 629.3037 | 0 | 0 | 0 | 0 | 159.1205 | 228.9213 | 0 | 0 | 0 | 0 | 0 | 0 | 155.5696 | 89.6437 | 130.5025 | 130.5059 | 0 | 0 | 0 | 0 | 0 | -3.2945 | 35.5289 | 186.952 | 0 | 0 | 0 | 0 | 279.4182 | 288.832 | 451.5305 | 311.8458 | 0.38763 | 0.39764 | 0.3935 | 0.37855 | 108.3108 | 114.8506 | 177.6779 | 118.0505
10 | 23 | 19 | 602.3116 | 614.7381 | 630.8893 | 644.9849 | 0 | 0 | 0 | 0 | 160.857 | 247.574 | 0 | 0 | 0 | 0 | 0 | 0 | 141.6051 | 77.9523 | 132.7833 | 132.7833 | 0 | 0 | 0 | 0 | 0 | -0.52159 | 71.6977 | 316.4569 | 0 | 0 | 0 | 0 | 299.8495 | 289.7333 | 426.4083 | 195.7448 | 0.39128 | 0.40086 | 0.39698 | 0.38389 | 117.3257 | 116.1433 | 169.2771 | 75.1448
10 | 23 | 20 | 571.4985 | 583.8679 | 599.7612 | 613.5535 | 0 | 0 | 0 | 0 | 151.6606 | 249.8537 | 0 | 0 | 0 | 0 | 0 | 0 | 131.5835 | 73.2199 | 140.3356 | 140.3356 | 0 | 0 | 0 | 0 | 0 | 30.1974 | 78.9981 | 214.7213 | 0 | 0 | 0 | 0 | 288.2544 | 230.5968 | 380.4275 | 258.4966 | 0.39034 | 0.40015 | 0.39617 | 0.38289 | 112.5185 | 92.2743 | 150.7154 | 98.9752
10 | 23 | 21 | 534.9249 | 547.0785 | 562.5047 | 575.7994 | 0 | 0 | 0 | 0 | 149.0397 | 238.0144 | 0 | 0 | 0 | 0 | 0 | 0 | 115.0598 | 61.0589 | 136.0167 | 136.0167 | 0 | 0 | 0 | 0 | 0 | 35.4285 | 66.6583 | 229.217 | 0 | 0 | 0 | 0 | 270.8254 | 212.5767 | 359.8297 | 210.5656 | 0.38547 | 0.3963 | 0.39241 | 0.3776 | 104.3941 | 84.2448 | 141.2016 | 79.5088
10 | 23 | 22 | 488.3876 | 500.2056 | 515.0597 | 527.8488 | 0 | 0 | 0 | 0 | 172.1219 | 228.7522 | 0 | 0 | 0 | 0 | 0 | 0 | 91.9527 | 46.3901 | 134.1765 | 134.1765 | 0 | 0 | 0 | 0 | 0 | 45.2117 | 102.1798 | 291.9182 | 0 | 0 | 0 | 0 | 224.313 | 179.8517 | 278.7035 | 101.7541 | 0.37586 | 0.38944 | 0.38588 | 0.36712 | 84.3103 | 70.0412 | 107.5449 | 37.3558
10 | 23 | 23 | 449.6242 | 460.8065 | 474.7801 | 486.777 | 0 | 0 | 0 | 0 | 150.0125 | 215.718 | 0 | 0 | 0 | 0 | 0 | 0 | 77.7714 | 41.5011 | 141.6525 | 141.6525 | 0 | 0 | 0 | 0 | 0 | 0.64951 | 262.0778 | 13.0936 | 0 | 0 | 0 | 0 | 221.8403 | 202.9379 | 71.0498 | 332.0309 | 0.36524 | 0.38446 | 0.37959 | 0.36444 | 81.0257 | 78.0208 | 26.9695 | 121.0055
10 | 23 | 24 | 416.5467 | 425.613 | 437.0724 | 446.7987 | 0 | 0 | 0 | 0 | 110.6382 | 205.3225 | 0 | 0 | 0 | 0 | 0 | 0 | 69.4575 | 40.1831 | 155.6442 | 155.6442 | 0 | 0 | 0 | 0 | 0 | 14.2029 | 156.6925 | -48.9035 | 0 | 0 | 0 | 0 | 236.451 | 165.9044 | 124.7356 | 340.058 | 0.36532 | 0.37062 | 0.37486 | 0.36426 | 86.3794 | 61.4872 | 46.7589 | 123.8697
10 | 24 | 1 | 395.0361 | 401.4755 | 409.8563 | 416.75 | 0 | 0 | 0 | 0 | 108.337 | 201.8002 | 0 | 0 | 0 | 0 | 0 | 0 | 74.8097 | 41.4695 | 165.4077 | 165.4077 | 0 | 0 | 0 | 0 | 0 | 23.7996 | 201.6787 | -3.4936 | 0 | 0 | 0 | 0 | 211.8894 | 134.4061 | 42.7699 | 254.836 | 0.37115 | 0.38254 | 0.37827 | 0.36417 | 78.642 | 51.416 | 16.1788 | 92.8042
10 | 24 | 2 | 382.3956 | 386.7727 | 392.8468 | 397.7251 | 0 | 0 | 0 | 0 | 88.7149 | 204.1451 | 0 | 0 | 0 | 0 | 0 | 0 | 78.3241 | 35.8052 | 158.8214 | 158.8214 | 0 | 0 | 0 | 0 | 0 | 12.5487 | 42.9418 | -36.0431 | 0 | 0 | 0 | 0 | 215.3566 | 134.2738 | 191.0836 | 274.9468 | 0.37051 | 0.38125 | 0.37759 | 0.36407 | 79.7919 | 51.1912 | 72.1518 | 100.0993
10 | 24 | 3 | 378.1355 | 380.7382 | 384.8537 | 388.0185 | 0 | 0 | 0 | 0 | 84.3139 | 214.6343 | 0 | 0 | 0 | 0 | 0 | 0 | 77.913 | 35.6946 | 158.8892 | 158.8892 | 0 | 0 | 0 | 0 | 0 | 43.8653 | 98.9978 | -70.924 | 0 | 0 | 0 | 0 | 215.9087 | 86.544 | 126.9667 | 300.0532 | 0.36947 | 0.37677 | 0.37471 | 0.36399 | 79.7711 | 32.6075 | 47.5762 | 109.2153
10 | 24 | 4 | 382.4337 | 383.3824 | 385.6821 | 387.2255 | 0 | 0 | 0 | 0 | 120.0279 | 204.4336 | 0 | 0 | 0 | 0 | 0 | 0 | 79.3942 | 35.057 | 157.614 | 157.614 | 0 | 0 | 0 | 0 | 0 | 2.0625 | 44.4652 | -75.6567 | 0 | 0 | 0 | 0 | 183.0116 | 141.8293 | 183.6029 | 305.2683 | 0.36665 | 0.38012 | 0.37574 | 0.364 | 67.1005 | 53.9127 | 68.9873 | 111.1184
10 | 24 | 5 | 404.9681 | 404.4487 | 405.202 | 405.345 | 0 | 0 | 0 | 0 | 147.3424 | 204.9059 | 0 | 0 | 0 | 0 | 0 | 0 | 83.3592 | 32.3564 | 152.2127 | 152.2127 | 0 | 0 | 0 | 0 | 0 | 13.9966 | 11.8671 | -27.1172 | 0 | 0 | 0 | 0 | 174.2665 | 153.1898 | 241.1222 | 280.2495 | 0.36507 | 0.38413 | 0.37673 | 0.36411 | 63.6195 | 58.8453 | 90.8383 | 102.0418
10 | 24 | 6 | 444.9439 | 443.3572 | 443.1257 | 442.4181 | 0 | 0 | 0 | 0 | 160.2538 | 225.4228 | 0 | 0 | 0 | 0 | 0 | 0 | 89.527 | 33.5663 | 154.593 | 154.593 | 0 | 0 | 0 | 0 | 0 | 42.6639 | 94.8029 | -15.5359 | 0 | 0 | 0 | 0 | 195.163 | 141.7043 | 193.7297 | 303.3611 | 0.37565 | 0.38754 | 0.38116 | 0.36427 | 73.3126 | 54.9159 | 73.8428 | 110.5039
10 | 24 | 7 | 467.083 | 464.8345 | 464.1594 | 463.2868 | 0 | 0 | 0 | 0 | 153.3059 | 201.6107 | 0 | 0 | 0 | 0 | 0 | 0 | 121.0751 | 72.63 | 202.7117 | 203.4751 | 0 | 0 | 0 | 0 | 0 | -1.7459 | -85.1288 | -18.5842 | 0 | 0 | 0 | 0 | 192.702 | 192.3397 | 346.5765 | 278.3959 | 0.37409 | 0.38456 | 0.38293 | 0.3729 | 72.0871 | 73.9655 | 132.7147 | 103.815
10 | 24 | 8 | 484.7596 | 482.7256 | 482.7515 | 482.9655 | 0 | 0 | 0 | 0 | 117.4074 | 144.1809 | 0 | 0 | 0 | 0 | 0 | 0 | 217.2459 | 263.1119 | 627.3521 | 643.1581 | 0 | 0 | 0 | 0 | 0 | -13.6444 | -35.9344 | 8.345 | 0 | 0 | 0 | 0 | 150.1062 | 89.0772 | -108.6662 | -168.5377 | 0.36583 | 0.38953 | 0.37971 | 0.39001 | 54.9136 | 34.6983 | -41.2618 | -65.7312
10 | 24 | 9 | 509.13 | 508.2661 | 510.0503 | 512.2567 | 0 | 0 | 0 | 0 | 91.8622 | 141.9612 | 0 | 0 | 0 | 0 | 0 | 0 | 282.5183 | 400.5004 | 887.3892 | 917.8855 | 0 | 0 | 0 | 0 | 0 | -22.3513 | -155.7705 | -63.6428 | 0 | 0 | 0 | 0 | 134.7495 | -11.8442 | -221.5683 | -341.9859 | 0.37083 | 0.014884 | 0.38398 | 0.014047 | 49.9691 | -0.17628 | -85.0772 | -4.8039
10 | 24 | 10 | 536.0592 | 535.853 | 538.4194 | 541.2476 | 0 | 0 | 0 | 0 | 81.0478 | 113.5914 | 0 | 0 | 0 | 0 | 0 | 0 | 323.9046 | 482.2631 | 1031.2996 | 1071.6359 | 0 | 0 | 0 | 0 | 0 | -53.7537 | -334.1854 | -351.6536 | 0 | 0 | 0 | 0 | 131.1068 | -6.2478 | -158.6948 | -178.7347 | 0.38038 | 0.014884 | 0.38398 | 0.014884 | 49.8703 | -0.09299 | -60.9352 | -2.6602
10 | 24 | 11 | 555.2945 | 555.6286 | 558.5954 | 561.4436 | 0 | 0 | 0 | 0 | 83.893 | 113.5914 | 0 | 0 | 0 | 0 | 0 | 0 | 357.0529 | 526.9625 | 1103.6843 | 1149.8523 | 0 | 0 | 0 | 0 | 0 | -52.2639 | -328.9501 | -351 | 0 | 0 | 0 | 0 | 114.3486 | -32.6614 | -216.1388 | -237.4086 | 0.3836 | 0.014884 | 0.38398 | 0.014884 | 43.8642 | -0.48612 | -82.9924 | -3.5335
10 | 24 | 12 | 568.1911 | 569.2185 | 572.8006 | 575.9475 | 0 | 0 | 0 | 0 | 82.2909 | 113.5914 | 0 | 0 | 0 | 0 | 0 | 0 | 395.6189 | 544.6237 | 1140.9816 | 1189.5418 | 0 | 0 | 0 | 0 | 0 | -55.9075 | -328.6673 | -367.5252 | 0 | 0 | 0 | 0 | 90.2813 | -33.0892 | -239.5137 | -246.0692 | 0.38344 | 0.014884 | 0.38398 | 0.014884 | 34.6173 | -0.49249 | -91.9678 | -3.6624
10 | 24 | 13 | 587.6712 | 590.2696 | 595.5845 | 600.1652 | 0 | 0 | 0 | 0 | 82.56 | 113.5914 | 0 | 0 | 0 | 0 | 0 | 0 | 413.6724 | 546.073 | 1132.5331 | 1181.4837 | 0 | 0 | 0 | 0 | 0 | -66.7284 | -327.4348 | -348.4619 | 0 | 0 | 0 | 0 | 91.4388 | -2.6664 | -209.5138 | -232.8566 | 0.38056 | 0.014884 | 0.38398 | 0.014884 | 34.7978 | -0.039686 | -80.4485 | -3.4658
10 | 24 | 14 | 597.2259 | 600.9891 | 607.6515 | 613.452 | 0 | 0 | 0 | 0 | 87.8482 | 113.5914 | 0 | 0 | 0 | 0 | 0 | 0 | 407.2891 | 525.1181 | 1096.2752 | 1142.3696 | 0 | 0 | 0 | 0 | 0 | -26.8214 | -190.7497 | -247.9271 | 0 | 0 | 0 | 0 | 102.0886 | -10.899 | -297.874 | -280.9905 | 0.37634 | 0.014773 | 0.38398 | 0.013952 | 38.4203 | -0.16101 | -114.3769 | -3.9203
10 | 24 | 15 | 598.9378 | 603.4847 | 610.9914 | 617.5066 | 0 | 0 | 0 | 0 | 91.433 | 141.3905 | 0 | 0 | 0 | 0 | 0 | 0 | 379.4026 | 467.9124 | 1005.4269 | 1044.5242 | 0 | 0 | 0 | 0 | 0 | -35.6217 | -20.114 | 42.7366 | 0 | 0 | 0 | 0 | 128.1023 | 29.8035 | -374.3215 | -469.7543 | 0.3716 | 0.014335 | 0.38347 | 0.014454 | 47.6033 | 0.42722 | -143.5401 | -6.7898
10 | 24 | 16 | 592.8484 | 599.3585 | 609.0192 | 617.4599 | 0 | 0 | 0 | 0 | 109.4115 | 150.6836 | 0 | 0 | 0 | 0 | 0 | 0 | 318.6454 | 349.3173 | 807.7631 | 833.9274 | 0 | 0 | 0 | 0 | 0 | -3.7405 | -16.8697 | 112.0065 | 0 | 0 | 0 | 0 | 164.7915 | 103.0981 | -181.8741 | -328.4739 | 0.36606 | 0.39562 | 0.37317 | 0.38507 | 60.3238 | 40.7881 | -67.8706 | -126.4864
10 | 24 | 17 | 580.2487 | 588.3292 | 599.6434 | 609.5182 | 0 | 0 | 0 | 0 | 126.6279 | 193.7742 | 0 | 0 | 0 | 0 | 0 | 0 | 221.3147 | 132.3742 | 312.5546 | 318.7621 | 0 | 0 | 0 | 0 | 0 | -19.4929 | -0.93168 | 0 | 0 | 0 | 0 | 0 | 232.3061 | 281.6737 | 288.0204 | 290.7562 | 0.3796 | 0.40231 | 0.39727 | 0.39167 | 88.1843 | 113.3213 | 114.4217 | 113.88
10 | 24 | 18 | 592.2773 | 602.2116 | 615.5982 | 627.2772 | 0 | 0 | 0 | 0 | 159.1205 | 228.9213 | 0 | 0 | 0 | 0 | 0 | 0 | 183.0945 | 45.2621 | 169.2926 | 169.2947 | 0 | 0 | 0 | 0 | 0 | -3.2945 | 35.5289 | 186.952 | 0 | 0 | 0 | 0 | 250.0623 | 331.3227 | 410.7767 | 271.0305 | 0.38763 | 0.39764 | 0.3935 | 0.37855 | 96.9316 | 131.7465 | 161.6412 | 102.5997
10 | 24 | 19 | 597.9969 | 610.2822 | 626.2621 | 640.2096 | 0 | 0 | 0 | 0 | 160.857 | 247.574 | 0 | 0 | 0 | 0 | 0 | 0 | 175.8821 | 51.513 | 180.6926 | 180.6926 | 0 | 0 | 0 | 0 | 0 | -0.52159 | 71.6977 | 316.4569 | 0 | 0 | 0 | 0 | 261.2578 | 311.7167 | 373.8719 | 143.0602 | 0.39128 | 0.40086 | 0.39698 | 0.38389 | 102.2254 | 124.9556 | 148.421 | 54.9196
10 | 24 | 20 | 572.1874 | 584.5793 | 600.5 | 614.316 | 0 | 0 | 0 | 0 | 151.6606 | 249.8537 | 0 | 0 | 0 | 0 | 0 | 0 | 170.7767 | 54.3362 | 188.0515 | 188.0515 | 0 | 0 | 0 | 0 | 0 | 30.1974 | 78.9981 | 214.7213 | 0 | 0 | 0 | 0 | 249.7501 | 250.1919 | 333.4504 | 211.5431 | 0.39034 | 0.40015 | 0.39617 | 0.38289 | 97.4885 | 100.1153 | 132.1043 | 80.9973
10 | 24 | 21 | 535.6319 | 547.8087 | 563.2629 | 576.5819 | 0 | 0 | 0 | 0 | 149.0397 | 238.0144 | 0 | 0 | 0 | 0 | 0 | 0 | 174.5382 | 58.3454 | 195.5469 | 195.5469 | 0 | 0 | 0 | 0 | 0 | 35.4285 | 66.6583 | 229.217 | 0 | 0 | 0 | 0 | 212.0541 | 216.0205 | 301.0578 | 151.818 | 0.38547 | 0.3963 | 0.39241 | 0.3776 | 81.7397 | 85.6095 | 118.1388 | 57.3259
10 | 24 | 22 | 492.1765 | 504.1186 | 519.1231 | 532.0422 | 0 | 0 | 0 | 0 | 172.1219 | 228.7522 | 0 | 0 | 0 | 0 | 0 | 0 | 171.8063 | 62.4654 | 197.9601 | 197.9601 | 0 | 0 | 0 | 0 | 0 | 45.2117 | 102.1798 | 291.9182 | 0 | 0 | 0 | 0 | 148.2484 | 167.6893 | 218.9832 | 42.1639 | 0.37586 | 0.38944 | 0.38588 | 0.36712 | 55.7207 | 65.3047 | 84.5003 | 15.4791
10 | 24 | 23 | 446.1072 | 457.1744 | 471.0084 | 482.8845 | 0 | 0 | 0 | 0 | 150.0125 | 215.718 | 0 | 0 | 0 | 0 | 0 | 0 | 176.8753 | 74.1483 | 201.1411 | 201.1411 | 0 | 0 | 0 | 0 | 0 | 0.64951 | 262.0778 | 13.0936 | 0 | 0 | 0 | 0 | 119.2194 | 166.6586 | 7.7894 | 268.6498 | 0.36524 | 0.38446 | 0.37959 | 0.36444 | 43.5441 | 64.073 | 2.9568 | 97.9068
10 | 24 | 24 | 420.4445 | 429.6383 | 441.2524 | 451.1125 | 0 | 0 | 0 | 0 | 110.6382 | 205.3225 | 0 | 0 | 0 | 0 | 0 | 0 | 179.3554 | 83.7294 | 206.4729 | 206.4729 | 0 | 0 | 0 | 0 | 0 | 14.2029 | 156.6925 | -48.9035 | 0 | 0 | 0 | 0 | 130.4509 | 126.3835 | 78.087 | 293.5431 | 0.36532 | 0.37062 | 0.37486 | 0.36426 | 47.6558 | 46.84 | 29.272 | 106.9262
10 | 25 | 1 | 394.9998 | 401.438 | 409.8174 | 416.7099 | 0 | 0 | 0 | 0 | 108.337 | 201.8002 | 0 | 0 | 0 | 0 | 0 | 0 | 167.6385 | 86.5599 | 210.0126 | 210.0126 | 0 | 0 | 0 | 0 | 0 | 23.7996 | 201.6787 | -3.4936 | 0 | 0 | 0 | 0 | 119.0243 | 89.2784 | -1.8738 | 210.1909 | 0.37115 | 0.38254 | 0.37827 | 0.36417 | 44.1754 | 34.1527 | -0.70882 | 76.5457
10 | 25 | 2 | 383.9003 | 388.3267 | 394.4605 | 399.3905 | 0 | 0 | 0 | 0 | 88.7149 | 204.1451 | 0 | 0 | 0 | 0 | 0 | 0 | 144.0855 | 84.4887 | 215.2548 | 215.2548 | 0 | 0 | 0 | 0 | 0 | 12.5487 | 42.9418 | -36.0431 | 0 | 0 | 0 | 0 | 151.0999 | 87.1442 | 136.2639 | 220.1788 | 0.37051 | 0.38125 | 0.37759 | 0.36407 | 55.9841 | 33.2233 | 51.4523 | 80.16
10 | 25 | 3 | 375.4887 | 378.0047 | 382.0152 | 385.0891 | 0 | 0 | 0 | 0 | 84.3139 | 214.6343 | 0 | 0 | 0 | 0 | 0 | 0 | 126.6391 | 82.6468 | 218.2059 | 218.2059 | 0 | 0 | 0 | 0 | 0 | 43.8653 | 98.9978 | -70.924 | 0 | 0 | 0 | 0 | 164.5357 | 36.8583 | 64.8115 | 237.8072 | 0.36947 | 0.37677 | 0.37471 | 0.36399 | 60.7905 | 13.8872 | 24.2858 | 86.5586
10 | 25 | 4 | 381.6541 | 382.5774 | 384.8461 | 386.3628 | 0 | 0 | 0 | 0 | 120.0279 | 204.4336 | 0 | 0 | 0 | 0 | 0 | 0 | 118.4949 | 84.1671 | 219.2711 | 219.2711 | 0 | 0 | 0 | 0 | 0 | 2.0625 | 44.4652 | -75.6567 | 0 | 0 | 0 | 0 | 143.1313 | 91.9141 | 121.1098 | 242.7484 | 0.36665 | 0.38012 | 0.37574 | 0.364 | 52.4785 | 34.9387 | 45.506 | 88.361
10 | 25 | 5 | 405.095 | 404.5797 | 405.3381 | 405.4854 | 0 | 0 | 0 | 0 | 147.3424 | 204.9059 | 0 | 0 | 0 | 0 | 0 | 0 | 101.4716 | 85.9696 | 222.5992 | 222.5992 | 0 | 0 | 0 | 0 | 0 | 13.9966 | 11.8671 | -27.1172 | 0 | 0 | 0 | 0 | 156.281 | 99.7076 | 170.8718 | 210.0035 | 0.36507 | 0.38413 | 0.37673 | 0.36411 | 57.0535 | 38.301 | 64.3728 | 76.4644
10 | 25 | 6 | 445.796 | 444.2372 | 444.0395 | 443.3612 | 0 | 0 | 0 | 0 | 160.2538 | 225.4228 | 0 | 0 | 0 | 0 | 0 | 0 | 87.5415 | 89.3126 | 228.9194 | 228.9194 | 0 | 0 | 0 | 0 | 0 | 42.6639 | 94.8029 | -15.5359 | 0 | 0 | 0 | 0 | 198.0006 | 86.8379 | 120.3171 | 229.9778 | 0.37565 | 0.38754 | 0.38116 | 0.36427 | 74.3785 | 33.6531 | 45.8605 | 83.7729
10 | 25 | 7 | 471.869 | 469.7772 | 469.292 | 468.5838 | 0 | 0 | 0 | 0 | 153.3059 | 201.6107 | 0 | 0 | 0 | 0 | 0 | 0 | 94.9943 | 127.2263 | 275.5708 | 276.2485 | 0 | 0 | 0 | 0 | 0 | -1.7459 | -85.1288 | -18.5842 | 0 | 0 | 0 | 0 | 223.5688 | 142.6861 | 278.85 | 210.9194 | 0.37409 | 0.38456 | 0.38293 | 0.3729 | 83.6339 | 54.8709 | 106.7802 | 78.6527
10 | 25 | 8 | 488.8567 | 486.9568 | 487.1454 | 487.5 | 0 | 0 | 0 | 0 | 117.4074 | 144.1809 | 0 | 0 | 0 | 0 | 0 | 0 | 163.012 | 300.6033 | 657.7977 | 672.3525 | 0 | 0 | 0 | 0 | 0 | -13.6444 | -35.9344 | 8.345 | 0 | 0 | 0 | 0 | 208.4373 | 55.817 | -134.7179 | -193.1975 | 0.36583 | 0.38953 | 0.37971 | 0.39001 | 76.253 | 21.7425 | -51.1539 | -75.3488
10 | 25 | 9 | 510.2721 | 509.4456 | 511.2752 | 513.5208 | 0 | 0 | 0 | 0 | 91.8622 | 141.9612 | 0 | 0 | 0 | 0 | 0 | 0 | 214.9646 | 422.6888 | 908.027 | 936.8784 | 0 | 0 | 0 | 0 | 0 | -22.3513 | -155.7705 | -63.6428 | 0 | 0 | 0 | 0 | 203.4453 | -32.8531 | -240.9813 | -359.7148 | 0.37083 | 0.014884 | 0.38398 | 0.014047 | 75.4435 | -0.48898 | -92.5313 | -5.053
10 | 25 | 10 | 533.9381 | 533.6625 | 536.1447 | 538.9001 | 0 | 0 | 0 | 0 | 81.0478 | 113.5914 | 0 | 0 | 0 | 0 | 0 | 0 | 253.6905 | 504.2835 | 1066.8334 | 1106.0416 | 0 | 0 | 0 | 0 | 0 | -53.7537 | -334.1854 | -351.6536 | 0 | 0 | 0 | 0 | 199.1998 | -30.4587 | -196.5032 | -215.488 | 0.38038 | 0.014884 | 0.38398 | 0.014884 | 75.7715 | -0.45334 | -75.4528 | -3.2073
10 | 25 | 11 | 546.085 | 546.1176 | 548.7189 | 551.2509 | 0 | 0 | 0 | 0 | 83.893 | 113.5914 | 0 | 0 | 0 | 0 | 0 | 0 | 283.2073 | 562.1483 | 1165.8224 | 1211.688 | 0 | 0 | 0 | 0 | 0 | -52.2639 | -328.9501 | -351 | 0 | 0 | 0 | 0 | 178.9848 | -77.3582 | -288.1534 | -309.4371 | 0.3836 | 0.014884 | 0.38398 | 0.014884 | 68.6587 | -1.1514 | -110.6443 | -4.6056
10 | 25 | 12 | 557.4951 | 558.1723 | 561.3299 | 564.1095 | 0 | 0 | 0 | 0 | 82.2909 | 113.5914 | 0 | 0 | 0 | 0 | 0 | 0 | 298.6469 | 585.1109 | 1205.101 | 1253.6383 | 0 | 0 | 0 | 0 | 0 | -55.9075 | -328.6673 | -367.5252 | 0 | 0 | 0 | 0 | 176.5573 | -84.6225 | -315.1039 | -322.0036 | 0.38344 | 0.014884 | 0.38398 | 0.014884 | 67.6988 | -1.2595 | -120.9927 | -4.7926
10 | 25 | 13 | 570.05 | 572.0715 | 576.687 | 580.6627 | 0 | 0 | 0 | 0 | 82.56 | 113.5914 | 0 | 0 | 0 | 0 | 0 | 0 | 298.9371 | 581.3583 | 1195.9862 | 1244.3221 | 0 | 0 | 0 | 0 | 0 | -66.7284 | -327.4348 | -348.4619 | 0 | 0 | 0 | 0 | 188.5528 | -56.1498 | -291.8644 | -315.1975 | 0.38056 | 0.014884 | 0.38398 | 0.014884 | 71.7553 | -0.83572 | -112.0693 | -4.6913
10 | 25 | 14 | 575.5619 | 578.6159 | 584.4185 | 589.475 | 0 | 0 | 0 | 0 | 87.8482 | 113.5914 | 0 | 0 | 0 | 0 | 0 | 0 | 281.7295 | 549.8264 | 1147.8382 | 1192.3314 | 0 | 0 | 0 | 0 | 0 | -26.8214 | -190.7497 | -247.9271 | 0 | 0 | 0 | 0 | 205.9842 | -57.9805 | -372.6701 | -354.9292 | 0.37634 | 0.014773 | 0.38398 | 0.013952 | 77.5206 | -0.85654 | -143.0968 | -4.9519
10 | 25 | 15 | 571.9076 | 575.5697 | 582.0036 | 587.5906 | 0 | 0 | 0 | 0 | 91.433 | 141.3905 | 0 | 0 | 0 | 0 | 0 | 0 | 251.1817 | 490.8614 | 1052.5658 | 1089.6964 | 0 | 0 | 0 | 0 | 0 | -35.6217 | -20.114 | 42.7366 | 0 | 0 | 0 | 0 | 229.2929 | -21.0604 | -450.4482 | -544.8425 | 0.3716 | 0.014335 | 0.38347 | 0.014454 | 85.2061 | -0.30189 | -172.7322 | -7.8751
10 | 25 | 16 | 559.455 | 564.8719 | 573.2073 | 580.5013 | 0 | 0 | 0 | 0 | 109.4115 | 150.6836 | 0 | 0 | 0 | 0 | 0 | 0 | 188.8402 | 371.3773 | 856.8677 | 880.9912 | 0 | 0 | 0 | 0 | 0 | -3.7405 | -16.8697 | 112.0065 | 0 | 0 | 0 | 0 | 261.2032 | 46.5515 | -266.7907 | -412.4964 | 0.36606 | 0.39562 | 0.37317 | 0.38507 | 95.6164 | 18.4169 | -99.5592 | -158.8412
10 | 25 | 17 | 547.2179 | 554.2171 | 564.2203 | 572.9609 | 0 | 0 | 0 | 0 | 126.6279 | 193.7742 | 0 | 0 | 0 | 0 | 0 | 0 | 98.8792 | 168.0622 | 370.6723 | 375.8863 | 0 | 0 | 0 | 0 | 0 | -19.4929 | -0.93168 | 0 | 0 | 0 | 0 | 0 | 321.7108 | 211.8736 | 194.4797 | 197.0746 | 0.3796 | 0.40231 | 0.39727 | 0.39167 | 122.1227 | 85.2398 | 77.2608 | 77.1879
10 | 25 | 18 | 569.6705 | 578.8648 | 591.3542 | 602.2569 | 0 | 0 | 0 | 0 | 159.1205 | 228.9213 | 0 | 0 | 0 | 0 | 0 | 0 | 78.0581 | 114.4961 | 313.1677 | 313.1687 | 0 | 0 | 0 | 0 | 0 | -3.2945 | 35.5289 | 186.952 | 0 | 0 | 0 | 0 | 332.4919 | 238.7419 | 242.6576 | 102.1362 | 0.38763 | 0.39764 | 0.3935 | 0.37855 | 128.8838 | 94.9329 | 95.4861 | 38.6641
10 | 25 | 19 | 574.4656 | 585.9806 | 601.0266 | 614.166 | 0 | 0 | 0 | 0 | 160.857 | 247.574 | 0 | 0 | 0 | 0 | 0 | 0 | 101.3973 | 119.7549 | 352.2256 | 352.2256 | 0 | 0 | 0 | 0 | 0 | -0.52159 | 71.6977 | 316.4569 | 0 | 0 | 0 | 0 | 312.2113 | 219.1732 | 177.1032 | -54.5164 | 0.39128 | 0.40086 | 0.39698 | 0.38389 | 122.1626 | 87.8584 | 70.3071 | -20.9284
10 | 25 | 20 | 551.3935 | 563.1048 | 578.2001 | 591.3021 | 0 | 0 | 0 | 0 | 151.6606 | 249.8537 | 0 | 0 | 0 | 0 | 0 | 0 | 117.9564 | 107.2122 | 347.9186 | 347.9186 | 0 | 0 | 0 | 0 | 0 | 30.1974 | 78.9981 | 214.7213 | 0 | 0 | 0 | 0 | 281.7766 | 175.8414 | 151.2834 | 28.6622 | 0.39034 | 0.40015 | 0.39617 | 0.38289 | 109.9899 | 70.3637 | 59.9345 | 10.9744
10 | 25 | 21 | 521.0019 | 532.6997 | 547.5733 | 560.3899 | 0 | 0 | 0 | 0 | 149.0397 | 238.0144 | 0 | 0 | 0 | 0 | 0 | 0 | 115.7314 | 83.4955 | 322.3393 | 322.3393 | 0 | 0 | 0 | 0 | 0 | 35.4285 | 66.6583 | 229.217 | 0 | 0 | 0 | 0 | 256.2308 | 175.7614 | 158.5757 | 8.8336 | 0.38547 | 0.3963 | 0.39241 | 0.3776 | 98.7684 | 69.6547 | 62.2271 | 3.3355
10 | 25 | 22 | 478.453 | 489.9458 | 504.4056 | 516.8535 | 0 | 0 | 0 | 0 | 172.1219 | 228.7522 | 0 | 0 | 0 | 0 | 0 | 0 | 121.8178 | 73.4007 | 310.3559 | 310.3559 | 0 | 0 | 0 | 0 | 0 | 45.2117 | 102.1798 | 291.9182 | 0 | 0 | 0 | 0 | 184.5133 | 142.5812 | 91.8699 | -85.4206 | 0.37586 | 0.38944 | 0.38588 | 0.36712 | 69.3512 | 55.5267 | 35.4504 | -31.3595
10 | 25 | 23 | 438.2755 | 449.0863 | 462.6095 | 474.2167 | 0 | 0 | 0 | 0 | 150.0125 | 215.718 | 0 | 0 | 0 | 0 | 0 | 0 | 118.78 | 66.2263 | 296.501 | 296.501 | 0 | 0 | 0 | 0 | 0 | 0.64951 | 262.0778 | 13.0936 | 0 | 0 | 0 | 0 | 169.483 | 166.4926 | -95.9694 | 164.6221 | 0.36524 | 0.38446 | 0.37959 | 0.36444 | 61.9026 | 64.0092 | -36.4286 | 59.9949
10 | 25 | 24 | 411.6701 | 420.5767 | 431.8425 | 441.4013 | 0 | 0 | 0 | 0 | 110.6382 | 205.3225 | 0 | 0 | 0 | 0 | 0 | 0 | 117.3852 | 64.0912 | 282.2308 | 282.2308 | 0 | 0 | 0 | 0 | 0 | 14.2029 | 156.6925 | -48.9035 | 0 | 0 | 0 | 0 | 183.6467 | 136.9601 | -7.0808 | 208.0741 | 0.36532 | 0.37062 | 0.37486 | 0.36426 | 67.0892 | 50.7599 | -2.6543 | 75.7932
10 | 26 | 1 | 389.8512 | 396.1209 | 404.2959 | 411.0116 | 0 | 0 | 0 | 0 | 108.337 | 201.8002 | 0 | 0 | 0 | 0 | 0 | 0 | 118.932 | 63.459 | 256.6908 | 256.6908 | 0 | 0 | 0 | 0 | 0 | 23.7996 | 201.6787 | -3.4936 | 0 | 0 | 0 | 0 | 162.5822 | 107.0621 | -54.0736 | 157.8144 | 0.37115 | 0.38254 | 0.37827 | 0.36417 | 60.3418 | 40.9557 | -20.4546 | 57.4717
10 | 26 | 2 | 379.2593 | 383.5338 | 389.4834 | 394.254 | 0 | 0 | 0 | 0 | 88.7149 | 204.1451 | 0 | 0 | 0 | 0 | 0 | 0 | 117.2354 | 58.0382 | 219.5454 | 219.5454 | 0 | 0 | 0 | 0 | 0 | 12.5487 | 42.9418 | -36.0431 | 0 | 0 | 0 | 0 | 173.309 | 108.8018 | 126.9962 | 210.7517 | 0.37051 | 0.38125 | 0.37759 | 0.36407 | 64.2128 | 41.4802 | 47.9529 | 76.7279
10 | 26 | 3 | 374.9086 | 377.4056 | 381.3931 | 384.447 | 0 | 0 | 0 | 0 | 84.3139 | 214.6343 | 0 | 0 | 0 | 0 | 0 | 0 | 125.5406 | 52.4302 | 192.1167 | 192.1167 | 0 | 0 | 0 | 0 | 0 | 43.8653 | 98.9978 | -70.924 | 0 | 0 | 0 | 0 | 165.0541 | 66.4758 | 90.2786 | 263.2543 | 0.36947 | 0.37677 | 0.37471 | 0.36399 | 60.982 | 25.0463 | 33.8286 | 95.821
10 | 26 | 4 | 381.1284 | 382.0344 | 384.2823 | 385.7809 | 0 | 0 | 0 | 0 | 120.0279 | 204.4336 | 0 | 0 | 0 | 0 | 0 | 0 | 117.5912 | 50.9786 | 183.5338 | 183.5338 | 0 | 0 | 0 | 0 | 0 | 2.0625 | 44.4652 | -75.6567 | 0 | 0 | 0 | 0 | 143.5093 | 124.5597 | 156.2832 | 277.9038 | 0.36665 | 0.38012 | 0.37574 | 0.364 | 52.6171 | 47.3481 | 58.7222 | 101.1577
10 | 26 | 5 | 401.1066 | 400.4608 | 401.0608 | 401.0713 | 0 | 0 | 0 | 0 | 147.3424 | 204.9059 | 0 | 0 | 0 | 0 | 0 | 0 | 99.9932 | 59.3284 | 195.5394 | 195.5394 | 0 | 0 | 0 | 0 | 0 | 13.9966 | 11.8671 | -27.1172 | 0 | 0 | 0 | 0 | 153.7711 | 122.23 | 193.6543 | 232.6491 | 0.36507 | 0.38413 | 0.37673 | 0.36411 | 56.1372 | 46.9526 | 72.9557 | 84.7099
10 | 26 | 6 | 444.0375 | 442.4211 | 442.1536 | 441.4149 | 0 | 0 | 0 | 0 | 160.2538 | 225.4228 | 0 | 0 | 0 | 0 | 0 | 0 | 86.9485 | 72.1044 | 223.6941 | 223.6941 | 0 | 0 | 0 | 0 | 0 | 42.6639 | 94.8029 | -15.5359 | 0 | 0 | 0 | 0 | 196.8351 | 102.23 | 123.6565 | 233.2567 | 0.37565 | 0.38754 | 0.38116 | 0.36427 | 73.9407 | 39.6181 | 47.1334 | 84.9674
10 | 26 | 7 | 465.6508 | 463.3555 | 462.6235 | 461.7017 | 0 | 0 | 0 | 0 | 153.3059 | 201.6107 | 0 | 0 | 0 | 0 | 0 | 0 | 91.7303 | 95.2043 | 255.2767 | 255.7209 | 0 | 0 | 0 | 0 | 0 | -1.7459 | -85.1288 | -18.5842 | 0 | 0 | 0 | 0 | 220.6146 | 168.2863 | 292.4755 | 224.565 | 0.37409 | 0.38456 | 0.38293 | 0.3729 | 82.5288 | 64.7157 | 111.9978 | 83.7412
10 | 26 | 8 | 481.9133 | 479.7862 | 479.6992 | 479.8154 | 0 | 0 | 0 | 0 | 117.4074 | 144.1809 | 0 | 0 | 0 | 0 | 0 | 0 | 153.3453 | 246.5492 | 597.5894 | 610.3545 | 0 | 0 | 0 | 0 | 0 | -13.6444 | -35.9344 | 8.345 | 0 | 0 | 0 | 0 | 211.1606 | 102.7004 | -81.9559 | -138.8842 | 0.36583 | 0.38953 | 0.37971 | 0.39001 | 77.2493 | 40.005 | -31.1196 | -54.1661
10 | 26 | 9 | 499.6486 | 498.4744 | 499.8822 | 501.763 | 0 | 0 | 0 | 0 | 91.8622 | 141.9612 | 0 | 0 | 0 | 0 | 0 | 0 | 207.5971 | 378.9189 | 825.4549 | 852.159 | 0 | 0 | 0 | 0 | 0 | -22.3513 | -155.7705 | -63.6428 | 0 | 0 | 0 | 0 | 200.1892 | -0.054499 | -169.8022 | -286.7532 | 0.37083 | 0.014884 | 0.38398 | 0.014047 | 74.2361 | -0.00081115 | -65.2002 | -4.0281
10 | 26 | 10 | 517.4046 | 516.5878 | 518.4137 | 520.6014 | 0 | 0 | 0 | 0 | 81.0478 | 113.5914 | 0 | 0 | 0 | 0 | 0 | 0 | 246.6907 | 473.0321 | 995.5255 | 1033.2346 | 0 | 0 | 0 | 0 | 0 | -53.7537 | -334.1854 | -351.6536 | 0 | 0 | 0 | 0 | 189.666 | -16.282 | -142.9263 | -160.9796 | 0.38038 | 0.014884 | 0.38398 | 0.014884 | 72.145 | -0.24234 | -54.8805 | -2.396
10 | 26 | 11 | 524.2578 | 523.5759 | 525.3109 | 527.0934 | 0 | 0 | 0 | 0 | 83.893 | 113.5914 | 0 | 0 | 0 | 0 | 0 | 0 | 277.2521 | 531.2062 | 1128.0633 | 1173.1997 | 0 | 0 | 0 | 0 | 0 | -52.2639 | -328.9501 | -351 | 0 | 0 | 0 | 0 | 163.1127 | -68.9578 | -273.8023 | -295.1062 | 0.3836 | 0.014884 | 0.38398 | 0.014884 | 62.5702 | -1.0263 | -105.1339 | -4.3923
10 | 26 | 12 | 529.6491 | 529.4148 | 531.4671 | 533.2906 | 0 | 0 | 0 | 0 | 82.2909 | 113.5914 | 0 | 0 | 0 | 0 | 0 | 0 | 291.1557 | 555.9733 | 1181.6002 | 1230.1307 | 0 | 0 | 0 | 0 | 0 | -55.9075 | -328.6673 | -367.5252 | 0 | 0 | 0 | 0 | 156.2024 | -84.2424 | -321.4658 | -329.3149 | 0.38344 | 0.014884 | 0.38398 | 0.014884 | 59.894 | -1.2538 | -123.4356 | -4.9014
10 | 26 | 13 | 536.3302 | 537.248 | 540.5251 | 543.3429 | 0 | 0 | 0 | 0 | 82.56 | 113.5914 | 0 | 0 | 0 | 0 | 0 | 0 | 293.7298 | 549.5487 | 1165.4119 | 1213.8742 | 0 | 0 | 0 | 0 | 0 | -66.7284 | -327.4348 | -348.4619 | 0 | 0 | 0 | 0 | 160.0404 | -59.1638 | -297.452 | -322.0694 | 0.38056 | 0.014884 | 0.38398 | 0.014884 | 60.9047 | -0.88057 | -114.2148 | -4.7936
10 | 26 | 14 | 536.5666 | 538.3442 | 542.599 | 546.3166 | 0 | 0 | 0 | 0 | 87.8482 | 113.5914 | 0 | 0 | 0 | 0 | 0 | 0 | 282.0365 | 512.6359 | 1109.5516 | 1153.9796 | 0 | 0 | 0 | 0 | 0 | -26.8214 | -190.7497 | -247.9271 | 0 | 0 | 0 | 0 | 166.6819 | -61.0617 | -376.2029 | -359.7359 | 0.37634 | 0.014773 | 0.38398 | 0.013952 | 62.7295 | -0.90206 | -144.4534 | -5.0189
10 | 26 | 15 | 528.8696 | 531.1229 | 535.8486 | 539.9577 | 0 | 0 | 0 | 0 | 91.433 | 141.3905 | 0 | 0 | 0 | 0 | 0 | 0 | 254.5609 | 448.8449 | 991.3295 | 1028.5456 | 0 | 0 | 0 | 0 | 0 | -35.6217 | -20.114 | 42.7366 | 0 | 0 | 0 | 0 | 182.8758 | -23.4907 | -435.367 | -531.3245 | 0.3716 | 0.014335 | 0.38347 | 0.014454 | 67.9573 | -0.33673 | -166.9491 | -7.6797
10 | 26 | 16 | 517.0878 | 521.1179 | 527.7716 | 533.6109 | 0 | 0 | 0 | 0 | 109.4115 | 150.6836 | 0 | 0 | 0 | 0 | 0 | 0 | 204.9505 | 333.9302 | 777.9943 | 802.2646 | 0 | 0 | 0 | 0 | 0 | -3.7405 | -16.8697 | 112.0065 | 0 | 0 | 0 | 0 | 202.7257 | 40.2445 | -233.353 | -380.6602 | 0.36606 | 0.39562 | 0.37317 | 0.38507 | 74.21 | 15.9217 | -87.0811 | -146.582
10 | 26 | 17 | 508.2952 | 514.0203 | 522.4785 | 529.8827 | 0 | 0 | 0 | 0 | 126.6279 | 193.7742 | 0 | 0 | 0 | 0 | 0 | 0 | 127.4177 | 120.5429 | 273.1766 | 278.1063 | 0 | 0 | 0 | 0 | 0 | -19.4929 | -0.93168 | 0 | 0 | 0 | 0 | 0 | 254.2496 | 219.1961 | 250.2336 | 251.7764 | 0.3796 | 0.40231 | 0.39727 | 0.39167 | 96.5141 | 88.1857 | 99.4102 | 98.6128
10 | 26 | 18 | 531.618 | 539.5666 | 550.5457 | 560.1418 | 0 | 0 | 0 | 0 | 159.1205 | 228.9213 | 0 | 0 | 0 | 0 | 0 | 0 | 130.7721 | 85.3793 | 156.375 | 156.3756 | 0 | 0 | 0 | 0 | 0 | -3.2945 | 35.5289 | 186.952 | 0 | 0 | 0 | 0 | 241.7254 | 228.5606 | 358.6418 | 216.8142 | 0.38763 | 0.39764 | 0.3935 | 0.37855 | 93.7 | 90.8844 | 141.126 | 82.0759
10 | 26 | 19 | 531.1738 | 541.2716 | 554.5994 | 566.2523 | 0 | 0 | 0 | 0 | 160.857 | 247.574 | 0 | 0 | 0 | 0 | 0 | 0 | 127.7806 | 94.8724 | 165.7865 | 165.7865 | 0 | 0 | 0 | 0 | 0 | -0.52159 | 71.6977 | 316.4569 | 0 | 0 | 0 | 0 | 242.5362 | 199.3468 | 317.1151 | 84.0089 | 0.39128 | 0.40086 | 0.39698 | 0.38389 | 94.9 | 79.9107 | 125.8895 | 32.2503
10 | 26 | 20 | 515.2989 | 525.8286 | 539.4913 | 551.3539 | 0 | 0 | 0 | 0 | 151.6606 | 249.8537 | 0 | 0 | 0 | 0 | 0 | 0 | 125.49 | 92.9625 | 159.2516 | 159.2516 | 0 | 0 | 0 | 0 | 0 | 30.1974 | 78.9981 | 214.7213 | 0 | 0 | 0 | 0 | 238.1484 | 152.815 | 301.2417 | 177.381 | 0.39034 | 0.40015 | 0.39617 | 0.38289 | 92.9599 | 61.1496 | 119.344 | 67.9171
10 | 26 | 21 | 500.1899 | 511.2065 | 525.2541 | 537.356 | 0 | 0 | 0 | 0 | 149.0397 | 238.0144 | 0 | 0 | 0 | 0 | 0 | 0 | 122.3866 | 82.4013 | 142.1186 | 142.1186 | 0 | 0 | 0 | 0 | 0 | 35.4285 | 66.6583 | 229.217 | 0 | 0 | 0 | 0 | 228.7637 | 155.3624 | 316.4772 | 166.0204 | 0.38547 | 0.3963 | 0.39241 | 0.3776 | 88.1807 | 61.5706 | 124.1895 | 62.6887
10 | 26 | 22 | 468.0651 | 479.2179 | 493.2654 | 505.3566 | 0 | 0 | 0 | 0 | 172.1219 | 228.7522 | 0 | 0 | 0 | 0 | 0 | 0 | 115.1523 | 80.9642 | 149.6117 | 149.6117 | 0 | 0 | 0 | 0 | 0 | 45.2117 | 102.1798 | 291.9182 | 0 | 0 | 0 | 0 | 180.7909 | 124.2898 | 241.474 | 63.8267 | 0.37586 | 0.38944 | 0.38588 | 0.36712 | 67.9521 | 48.4033 | 93.179 | 23.432
10 | 26 | 23 | 438.8375 | 449.6667 | 463.2122 | 474.8387 | 0 | 0 | 0 | 0 | 150.0125 | 215.718 | 0 | 0 | 0 | 0 | 0 | 0 | 101.0256 | 93.8753 | 195.6784 | 195.6784 | 0 | 0 | 0 | 0 | 0 | 0.64951 | 262.0778 | 13.0936 | 0 | 0 | 0 | 0 | 187.7994 | 139.4239 | 5.4559 | 266.0667 | 0.36524 | 0.38446 | 0.37959 | 0.36444 | 68.5925 | 53.6025 | 2.071 | 96.9654
10 | 26 | 24 | 406.4489 | 415.1846 | 426.2433 | 435.6228 | 0 | 0 | 0 | 0 | 110.6382 | 205.3225 | 0 | 0 | 0 | 0 | 0 | 0 | 85.9193 | 80.6513 | 191.2049 | 191.2049 | 0 | 0 | 0 | 0 | 0 | 14.2029 | 156.6925 | -48.9035 | 0 | 0 | 0 | 0 | 209.8914 | 115.0079 | 78.3458 | 293.3214 | 0.36532 | 0.37062 | 0.37486 | 0.36426 | 76.6768 | 42.6241 | 29.369 | 106.8454
10 | 27 | 1 | 386.4792 | 392.6386 | 400.6797 | 407.2796 | 0 | 0 | 0 | 0 | 108.337 | 201.8002 | 0 | 0 | 0 | 0 | 0 | 0 | 83.5334 | 73.9585 | 185.3546 | 185.3546 | 0 | 0 | 0 | 0 | 0 | 23.7996 | 201.6787 | -3.4936 | 0 | 0 | 0 | 0 | 194.6089 | 93.0803 | 13.6465 | 225.4187 | 0.37115 | 0.38254 | 0.37827 | 0.36417 | 72.2284 | 35.6071 | 5.1621 | 82.0913
10 | 27 | 2 | 371.8627 | 375.8951 | 381.5511 | 386.0677 | 0 | 0 | 0 | 0 | 88.7149 | 204.1451 | 0 | 0 | 0 | 0 | 0 | 0 | 80.6033 | 65.7103 | 181.4468 | 181.4468 | 0 | 0 | 0 | 0 | 0 | 12.5487 | 42.9418 | -36.0431 | 0 | 0 | 0 | 0 | 202.5445 | 93.491 | 157.1625 | 240.664 | 0.37051 | 0.38125 | 0.37759 | 0.36407 | 75.0449 | 35.643 | 59.3435 | 87.618
10 | 27 | 3 | 365.5541 | 367.7449 | 371.3611 | 374.0938 | 0 | 0 | 0 | 0 | 84.3139 | 214.6343 | 0 | 0 | 0 | 0 | 0 | 0 | 78.639 | 58.767 | 176.4926 | 176.4926 | 0 | 0 | 0 | 0 | 0 | 43.8653 | 98.9978 | -70.924 | 0 | 0 | 0 | 0 | 202.6012 | 50.4783 | 95.8707 | 268.5252 | 0.36947 | 0.37677 | 0.37471 | 0.36399 | 74.8544 | 19.0189 | 35.9241 | 97.7396
10 | 27 | 4 | 365.9726 | 366.3825 | 368.0289 | 369.0071 | 0 | 0 | 0 | 0 | 120.0279 | 204.4336 | 0 | 0 | 0 | 0 | 0 | 0 | 70.9147 | 52.9292 | 177.544 | 177.544 | 0 | 0 | 0 | 0 | 0 | 2.0625 | 44.4652 | -75.6567 | 0 | 0 | 0 | 0 | 175.03 | 106.9572 | 146.0196 | 267.1198 | 0.36665 | 0.38012 | 0.37574 | 0.364 | 64.1741 | 40.657 | 54.8657 | 97.2323
10 | 27 | 5 | 373.4238 | 371.8718 | 371.3731 | 370.433 | 0 | 0 | 0 | 0 | 147.3424 | 204.9059 | 0 | 0 | 0 | 0 | 0 | 0 | 65.3566 | 60.9832 | 203.264 | 203.264 | 0 | 0 | 0 | 0 | 0 | 13.9966 | 11.8671 | -27.1172 | 0 | 0 | 0 | 0 | 160.7248 | 91.9861 | 156.242 | 194.2862 | 0.36507 | 0.38413 | 0.37673 | 0.36411 | 58.6758 | 35.3349 | 58.8613 | 70.7416
10 | 27 | 6 | 385.4267 | 381.8918 | 379.298 | 376.5468 | 0 | 0 | 0 | 0 | 160.2538 | 225.4228 | 0 | 0 | 0 | 0 | 0 | 0 | 55.9899 | 71.3559 | 229.8585 | 229.8585 | 0 | 0 | 0 | 0 | 0 | 42.6639 | 94.8029 | -15.5359 | 0 | 0 | 0 | 0 | 169.183 | 42.4493 | 54.6365 | 162.2242 | 0.37565 | 0.38754 | 0.38116 | 0.36427 | 63.5532 | 16.4508 | 20.8255 | 59.0927
10 | 27 | 7 | 391.6305 | 386.9122 | 383.2422 | 379.7788 | 0 | 0 | 0 | 0 | 153.3059 | 201.6107 | 0 | 0 | 0 | 0 | 0 | 0 | 52.4392 | 70.5758 | 218.5804 | 218.7214 | 0 | 0 | 0 | 0 | 0 | -1.7459 | -85.1288 | -18.5842 | 0 | 0 | 0 | 0 | 185.8855 | 116.4715 | 249.7906 | 179.6416 | 0.37409 | 0.38456 | 0.38293 | 0.3729 | 69.5371 | 44.7899 | 95.6525 | 66.9891
10 | 27 | 8 | 416.3411 | 412.0675 | 409.3779 | 407.2425 | 0 | 0 | 0 | 0 | 117.4074 | 144.1809 | 0 | 0 | 0 | 0 | 0 | 0 | 81.7969 | 128.6876 | 339.0209 | 344.4589 | 0 | 0 | 0 | 0 | 0 | -13.6444 | -35.9344 | 8.345 | 0 | 0 | 0 | 0 | 217.1369 | 152.8434 | 106.2913 | 54.4386 | 0.36583 | 0.38953 | 0.37971 | 0.39001 | 79.4356 | 59.5373 | 40.36 | 21.2315
10 | 27 | 9 | 440.8022 | 437.7017 | 436.7739 | 436.634 | 0 | 0 | 0 | 0 | 91.8622 | 141.9612 | 0 | 0 | 0 | 0 | 0 | 0 | 125.843 | 234.2937 | 488.8065 | 503.4399 | 0 | 0 | 0 | 0 | 0 | -22.3513 | -155.7705 | -63.6428 | 0 | 0 | 0 | 0 | 223.0971 | 83.798 | 103.7379 | -3.163 | 0.37083 | 0.014884 | 0.38398 | 0.014047 | 82.7309 | 1.2472 | 39.833 | -0.044431
10 | 27 | 10 | 455.8933 | 453.0629 | 452.4474 | 452.5229 | 0 | 0 | 0 | 0 | 81.0478 | 113.5914 | 0 | 0 | 0 | 0 | 0 | 0 | 147.901 | 293.2996 | 594.6874 | 614.5909 | 0 | 0 | 0 | 0 | 0 | -53.7537 | -334.1854 | -351.6536 | 0 | 0 | 0 | 0 | 226.9444 | 99.9256 | 191.9454 | 189.5856 | 0.38038 | 0.014884 | 0.38398 | 0.014884 | 86.3249 | 1.4873 | 73.7027 | 2.8217
10 | 27 | 11 | 459.9365 | 457.1491 | 456.3311 | 455.905 | 0 | 0 | 0 | 0 | 83.893 | 113.5914 | 0 | 0 | 0 | 0 | 0 | 0 | 177.6744 | 349.2895 | 672.6112 | 699.1746 | 0 | 0 | 0 | 0 | 0 | -52.2639 | -328.9501 | -351 | 0 | 0 | 0 | 0 | 198.3692 | 46.5321 | 112.67 | 107.7304 | 0.3836 | 0.014884 | 0.38398 | 0.014884 | 76.0946 | 0.69257 | 43.2627 | 1.6034
10 | 27 | 12 | 455.5382 | 452.8779 | 451.9887 | 451.2674 | 0 | 0 | 0 | 0 | 82.2909 | 113.5914 | 0 | 0 | 0 | 0 | 0 | 0 | 199.9265 | 393.8758 | 762.3141 | 793.8318 | 0 | 0 | 0 | 0 | 0 | -55.9075 | -328.6673 | -367.5252 | 0 | 0 | 0 | 0 | 173.3207 | 1.3182 | 18.3419 | 24.9608 | 0.38344 | 0.014884 | 0.38398 | 0.014884 | 66.4578 | 0.01962 | 7.0429 | 0.37151
10 | 27 | 13 | 453.1005 | 451.2938 | 451.2674 | 451.2273 | 0 | 0 | 0 | 0 | 82.56 | 113.5914 | 0 | 0 | 0 | 0 | 0 | 0 | 187.4682 | 369.7966 | 664.5498 | 693.5763 | 0 | 0 | 0 | 0 | 0 | -66.7284 | -327.4348 | -348.4619 | 0 | 0 | 0 | 0 | 183.0723 | 34.6342 | 114.1523 | 106.1129 | 0.38056 | 0.014884 | 0.38398 | 0.014884 | 69.6697 | 0.51548 | 43.8319 | 1.5794
10 | 27 | 14 | 451.3609 | 450.3492 | 451.2221 | 452.014 | 0 | 0 | 0 | 0 | 87.8482 | 113.5914 | 0 | 0 | 0 | 0 | 0 | 0 | 175.4545 | 339.7516 | 564.8221 | 591.0941 | 0 | 0 | 0 | 0 | 0 | -26.8214 | -190.7497 | -247.9271 | 0 | 0 | 0 | 0 | 188.0582 | 23.8276 | 77.1497 | 108.847 | 0.37634 | 0.014773 | 0.38398 | 0.013952 | 70.7743 | 0.352 | 29.6237 | 1.5186
10 | 27 | 15 | 449.175 | 448.8195 | 450.382 | 451.7547 | 0 | 0 | 0 | 0 | 91.433 | 141.3905 | 0 | 0 | 0 | 0 | 0 | 0 | 148.9356 | 286.3719 | 480.6562 | 500.9503 | 0 | 0 | 0 | 0 | 0 | -35.6217 | -20.114 | 42.7366 | 0 | 0 | 0 | 0 | 208.8064 | 56.6789 | -10.1603 | -91.9323 | 0.3716 | 0.014335 | 0.38347 | 0.014454 | 77.5932 | 0.81247 | -3.8961 | -1.3288
10 | 27 | 16 | 451.3524 | 453.2307 | 457.2753 | 460.8574 | 0 | 0 | 0 | 0 | 109.4115 | 150.6836 | 0 | 0 | 0 | 0 | 0 | 0 | 117.8091 | 191.5572 | 316.1074 | 329.2645 | 0 | 0 | 0 | 0 | 0 | -3.7405 | -16.8697 | 112.0065 | 0 | 0 | 0 | 0 | 224.1318 | 114.7304 | 158.0377 | 19.5864 | 0.36606 | 0.39562 | 0.37317 | 0.38507 | 82.046 | 45.3901 | 58.9755 | 7.5422
10 | 27 | 17 | 460.4712 | 464.6308 | 471.1908 | 476.9528 | 0 | 0 | 0 | 0 | 126.6279 | 193.7742 | 0 | 0 | 0 | 0 | 0 | 0 | 68.6366 | 55.6454 | 169.3779 | 171.3326 | 0 | 0 | 0 | 0 | 0 | -19.4929 | -0.93168 | 0 | 0 | 0 | 0 | 0 | 265.2067 | 234.7041 | 302.7446 | 305.6203 | 0.3796 | 0.40231 | 0.39727 | 0.39167 | 100.6735 | 94.4248 | 120.2712 | 119.7018
10 | 27 | 18 | 496.9193 | 503.7321 | 513.3339 | 521.7386 | 0 | 0 | 0 | 0 | 159.1205 | 228.9213 | 0 | 0 | 0 | 0 | 0 | 0 | 70.37 | 32.8399 | 200.946 | 200.9462 | 0 | 0 | 0 | 0 | 0 | -3.2945 | 35.5289 | 186.952 | 0 | 0 | 0 | 0 | 267.4288 | 245.2654 | 276.859 | 133.8403 | 0.38763 | 0.39764 | 0.3935 | 0.37855 | 103.6634 | 97.5269 | 108.9444 | 50.6658
10 | 27 | 19 | 501.4787 | 510.6045 | 522.7535 | 533.3868 | 0 | 0 | 0 | 0 | 160.857 | 247.574 | 0 | 0 | 0 | 0 | 0 | 0 | 74.126 | 39.4325 | 256.7982 | 256.7982 | 0 | 0 | 0 | 0 | 0 | -0.52159 | 71.6977 | 316.4569 | 0 | 0 | 0 | 0 | 266.4957 | 224.1195 | 194.2576 | -39.8682 | 0.39128 | 0.40086 | 0.39698 | 0.38389 | 104.2749 | 89.8412 | 77.1171 | -15.3051
10 | 27 | 20 | 488.1962 | 497.8388 | 510.4257 | 521.3577 | 0 | 0 | 0 | 0 | 151.6606 | 249.8537 | 0 | 0 | 0 | 0 | 0 | 0 | 58.9155 | 35.8654 | 278.1278 | 278.1278 | 0 | 0 | 0 | 0 | 0 | 30.1974 | 78.9981 | 214.7213 | 0 | 0 | 0 | 0 | 277.6201 | 181.9222 | 153.2998 | 28.5085 | 0.39034 | 0.40015 | 0.39617 | 0.38289 | 108.3675 | 72.7969 | 60.7334 | 10.9156
10 | 27 | 21 | 475.2445 | 485.4446 | 498.502 | 509.7474 | 0 | 0 | 0 | 0 | 149.0397 | 238.0144 | 0 | 0 | 0 | 0 | 0 | 0 | 63.0143 | 45.3423 | 284.2332 | 284.2332 | 0 | 0 | 0 | 0 | 0 | 35.4285 | 66.6583 | 229.217 | 0 | 0 | 0 | 0 | 263.1906 | 166.6594 | 147.6105 | -3.7028 | 0.38547 | 0.3963 | 0.39241 | 0.3776 | 101.4511 | 66.0476 | 57.9242 | -1.3982
10 | 27 | 22 | 447.9964 | 458.4923 | 471.7432 | 483.1453 | 0 | 0 | 0 | 0 | 172.1219 | 228.7522 | 0 | 0 | 0 | 0 | 0 | 0 | 66.0794 | 49.4251 | 278.2465 | 278.2465 | 0 | 0 | 0 | 0 | 0 | 45.2117 | 102.1798 | 291.9182 | 0 | 0 | 0 | 0 | 209.7952 | 135.1033 | 91.317 | -87.0194 | 0.37586 | 0.38944 | 0.38588 | 0.36712 | 78.8537 | 52.6145 | 35.237 | -31.9464
10 | 27 | 23 | 418.6238 | 428.7913 | 441.5345 | 452.4669 | 0 | 0 | 0 | 0 | 150.0125 | 215.718 | 0 | 0 | 0 | 0 | 0 | 0 | 70.4407 | 37.4843 | 232.3515 | 232.3515 | 0 | 0 | 0 | 0 | 0 | 0.64951 | 262.0778 | 13.0936 | 0 | 0 | 0 | 0 | 198.1706 | 174.9395 | -52.8948 | 207.0218 | 0.36524 | 0.38446 | 0.37959 | 0.36444 | 72.3805 | 67.2567 | -20.0781 | 75.4471
10 | 27 | 24 | 391.0756 | 399.3081 | 409.7566 | 418.6082 | 0 | 0 | 0 | 0 | 110.6382 | 205.3225 | 0 | 0 | 0 | 0 | 0 | 0 | 71.7896 | 33.2253 | 201.2595 | 201.2595 | 0 | 0 | 0 | 0 | 0 | 14.2029 | 156.6925 | -48.9035 | 0 | 0 | 0 | 0 | 208.6479 | 146.5573 | 51.8045 | 266.2523 | 0.36532 | 0.37062 | 0.37486 | 0.36426 | 76.2225 | 54.3169 | 19.4197 | 96.9852
10 | 28 | 1 | 371.4322 | 377.099 | 384.543 | 390.6262 | 0 | 0 | 0 | 0 | 108.337 | 201.8002 | 0 | 0 | 0 | 0 | 0 | 0 | 72.0825 | 33.6029 | 169.355 | 169.355 | 0 | 0 | 0 | 0 | 0 | 23.7996 | 201.6787 | -3.4936 | 0 | 0 | 0 | 0 | 191.0128 | 117.8963 | 13.5093 | 224.7648 | 0.37115 | 0.38254 | 0.37827 | 0.36417 | 70.8937 | 45.1003 | 5.1102 | 81.8531
10 | 28 | 2 | 358.955 | 362.5648 | 367.7085 | 371.7819 | 0 | 0 | 0 | 0 | 88.7149 | 204.1451 | 0 | 0 | 0 | 0 | 0 | 0 | 72.2807 | 27.0211 | 143.0335 | 143.0335 | 0 | 0 | 0 | 0 | 0 | 12.5487 | 42.9418 | -36.0431 | 0 | 0 | 0 | 0 | 197.9593 | 118.8499 | 181.7331 | 264.7915 | 0.37051 | 0.38125 | 0.37759 | 0.36407 | 73.3461 | 45.3109 | 68.6212 | 96.4021
10 | 28 | 3 | 351.7217 | 353.4598 | 356.5269 | 358.7847 | 0 | 0 | 0 | 0 | 84.3139 | 214.6343 | 0 | 0 | 0 | 0 | 0 | 0 | 72.2966 | 23.3111 | 134.1221 | 134.1221 | 0 | 0 | 0 | 0 | 0 | 43.8653 | 98.9978 | -70.924 | 0 | 0 | 0 | 0 | 195.1112 | 71.6491 | 123.407 | 295.5865 | 0.36947 | 0.37677 | 0.37471 | 0.36399 | 72.0871 | 26.9955 | 46.2423 | 107.5895
10 | 28 | 4 | 347.8437 | 347.6602 | 348.587 | 348.9427 | 0 | 0 | 0 | 0 | 120.0279 | 204.4336 | 0 | 0 | 0 | 0 | 0 | 0 | 71.1997 | 20.2363 | 127.9726 | 127.9726 | 0 | 0 | 0 | 0 | 0 | 2.0625 | 44.4652 | -75.6567 | 0 | 0 | 0 | 0 | 156.6162 | 120.9278 | 176.1492 | 296.6268 | 0.36665 | 0.38012 | 0.37574 | 0.364 | 57.4227 | 45.9675 | 66.1866 | 107.9729
10 | 28 | 5 | 352.0317 | 349.7795 | 348.4317 | 346.757 | 0 | 0 | 0 | 0 | 147.3424 | 204.9059 | 0 | 0 | 0 | 0 | 0 | 0 | 68.1009 | 17.0296 | 121.5592 | 121.5592 | 0 | 0 | 0 | 0 | 0 | 13.9966 | 11.8671 | -27.1172 | 0 | 0 | 0 | 0 | 136.5884 | 113.8474 | 215.0054 | 252.3151 | 0.36507 | 0.38413 | 0.37673 | 0.36411 | 49.8644 | 43.7326 | 80.9993 | 91.8705
10 | 28 | 6 | 363.0194 | 358.751 | 355.2678 | 351.7472 | 0 | 0 | 0 | 0 | 160.2538 | 225.4228 | 0 | 0 | 0 | 0 | 0 | 0 | 65.3573 | 16.3782 | 120.2517 | 120.2517 | 0 | 0 | 0 | 0 | 0 | 42.6639 | 94.8029 | -15.5359 | 0 | 0 | 0 | 0 | 137.4083 | 74.2861 | 140.2132 | 247.0314 | 0.37565 | 0.38754 | 0.38116 | 0.36427 | 51.6172 | 28.7888 | 53.4442 | 89.985
10 | 28 | 7 | 368.2805 | 362.7978 | 358.2011 | 353.9359 | 0 | 0 | 0 | 0 | 153.3059 | 201.6107 | 0 | 0 | 0 | 0 | 0 | 0 | 80.8143 | 50.3298 | 150.9724 | 151.5853 | 0 | 0 | 0 | 0 | 0 | -1.7459 | -85.1288 | -18.5842 | 0 | 0 | 0 | 0 | 134.1603 | 112.6031 | 292.3575 | 220.9347 | 0.37409 | 0.38456 | 0.38293 | 0.3729 | 50.1875 | 43.3023 | 111.9526 | 82.3875
10 | 28 | 8 | 392.2479 | 387.1856 | 383.5396 | 380.5769 | 0 | 0 | 0 | 0 | 117.4074 | 144.1809 | 0 | 0 | 0 | 0 | 0 | 0 | 153.499 | 217.2865 | 514.5408 | 528.1842 | 0 | 0 | 0 | 0 | 0 | -13.6444 | -35.9344 | 8.345 | 0 | 0 | 0 | 0 | 121.3414 | 39.3625 | -95.0668 | -155.9523 | 0.36583 | 0.38953 | 0.37971 | 0.39001 | 44.3906 | 15.3329 | -36.0979 | -60.8228
10 | 28 | 9 | 417.1077 | 413.2316 | 411.3633 | 410.4099 | 0 | 0 | 0 | 0 | 91.8622 | 141.9612 | 0 | 0 | 0 | 0 | 0 | 0 | 213.664 | 366.619 | 796.1864 | 823.8305 | 0 | 0 | 0 | 0 | 0 | -22.3513 | -155.7705 | -63.6428 | 0 | 0 | 0 | 0 | 111.5816 | -72.9974 | -229.0526 | -349.7777 | 0.37083 | 0.014884 | 0.38398 | 0.014047 | 41.3777 | -1.0865 | -87.951 | -4.9134
10 | 28 | 10 | 437.8369 | 434.4155 | 433.0833 | 432.5388 | 0 | 0 | 0 | 0 | 81.0478 | 113.5914 | 0 | 0 | 0 | 0 | 0 | 0 | 257.1798 | 472.5917 | 1011.7273 | 1050.2811 | 0 | 0 | 0 | 0 | 0 | -53.7537 | -334.1854 | -351.6536 | 0 | 0 | 0 | 0 | 99.6093 | -98.0139 | -244.4586 | -266.0888 | 0.38038 | 0.014884 | 0.38398 | 0.014884 | 37.8893 | -1.4588 | -93.8666 | -3.9604
10 | 28 | 11 | 452.8662 | 449.8474 | 448.7487 | 448.0799 | 0 | 0 | 0 | 0 | 83.893 | 113.5914 | 0 | 0 | 0 | 0 | 0 | 0 | 286.7813 | 530.8038 | 1130.3506 | 1175.6452 | 0 | 0 | 0 | 0 | 0 | -52.2639 | -328.9501 | -351 | 0 | 0 | 0 | 0 | 82.192 | -142.2839 | -352.6518 | -376.5653 | 0.3836 | 0.014884 | 0.38398 | 0.014884 | 31.5289 | -2.1177 | -135.4103 | -5.6047
10 | 28 | 12 | 461.0856 | 458.607 | 457.9379 | 457.4071 | 0 | 0 | 0 | 0 | 82.2909 | 113.5914 | 0 | 0 | 0 | 0 | 0 | 0 | 301.5638 | 548.2122 | 1140.1929 | 1188.1282 | 0 | 0 | 0 | 0 | 0 | -55.9075 | -328.6673 | -367.5252 | 0 | 0 | 0 | 0 | 77.231 | -147.2892 | -353.5877 | -363.1959 | 0.38344 | 0.014884 | 0.38398 | 0.014884 | 29.6133 | -2.1922 | -135.7696 | -5.4057
10 | 28 | 13 | 473.4048 | 472.2628 | 473.0423 | 473.6994 | 0 | 0 | 0 | 0 | 82.56 | 113.5914 | 0 | 0 | 0 | 0 | 0 | 0 | 303.749 | 547.8206 | 1112.4314 | 1160.551 | 0 | 0 | 0 | 0 | 0 | -66.7284 | -327.4348 | -348.4619 | 0 | 0 | 0 | 0 | 87.0959 | -122.4209 | -311.9543 | -338.3897 | 0.38056 | 0.014884 | 0.38398 | 0.014884 | 33.145 | -1.8221 | -119.7833 | -5.0365
10 | 28 | 14 | 483.9566 | 484.012 | 486.1786 | 488.0897 | 0 | 0 | 0 | 0 | 87.8482 | 113.5914 | 0 | 0 | 0 | 0 | 0 | 0 | 287.9491 | 518.6 | 1092.8384 | 1137.2157 | 0 | 0 | 0 | 0 | 0 | -26.8214 | -190.7497 | -247.9271 | 0 | 0 | 0 | 0 | 108.1593 | -121.358 | -415.9101 | -401.1989 | 0.37634 | 0.014773 | 0.38398 | 0.013952 | 40.7049 | -1.7928 | -159.7 | -5.5974
10 | 28 | 15 | 488.7504 | 489.6904 | 492.8237 | 495.5552 | 0 | 0 | 0 | 0 | 91.433 | 141.3905 | 0 | 0 | 0 | 0 | 0 | 0 | 248.7641 | 438.5919 | 949.2103 | 984.4473 | 0 | 0 | 0 | 0 | 0 | -35.6217 | -20.114 | 42.7366 | 0 | 0 | 0 | 0 | 148.5534 | -54.6703 | -436.2727 | -531.6287 | 0.3716 | 0.014335 | 0.38347 | 0.014454 | 55.203 | -0.78368 | -167.2964 | -7.6841
10 | 28 | 16 | 489.8945 | 493.0344 | 498.6088 | 503.5143 | 0 | 0 | 0 | 0 | 109.4115 | 150.6836 | 0 | 0 | 0 | 0 | 0 | 0 | 190.2418 | 315.597 | 712.6623 | 734.8958 | 0 | 0 | 0 | 0 | 0 | -3.7405 | -16.8697 | 112.0065 | 0 | 0 | 0 | 0 | 190.2411 | 30.4942 | -197.1838 | -343.388 | 0.36606 | 0.39562 | 0.37317 | 0.38507 | 69.6399 | 12.0643 | -73.5838 | -132.2294
10 | 28 | 17 | 494.0277 | 499.2858 | 507.1778 | 514.092 | 0 | 0 | 0 | 0 | 126.6279 | 193.7742 | 0 | 0 | 0 | 0 | 0 | 0 | 101.4558 | 112.3564 | 319.9739 | 324.4939 | 0 | 0 | 0 | 0 | 0 | -19.4929 | -0.93168 | 0 | 0 | 0 | 0 | 0 | 265.944 | 212.648 | 188.1356 | 189.5981 | 0.3796 | 0.40231 | 0.39727 | 0.39167 | 100.9534 | 85.5514 | 74.7405 | 74.2596
10 | 28 | 18 | 527.5571 | 535.3728 | 546.1907 | 555.6474 | 0 | 0 | 0 | 0 | 159.1205 | 228.9213 | 0 | 0 | 0 | 0 | 0 | 0 | 69.9657 | 44.7372 | 177.1903 | 177.1911 | 0 | 0 | 0 | 0 | 0 | -3.2945 | 35.5289 | 186.952 | 0 | 0 | 0 | 0 | 298.4709 | 265.0089 | 333.4715 | 191.5042 | 0.38763 | 0.39764 | 0.3935 | 0.37855 | 115.6962 | 105.3776 | 131.2215 | 72.4947
10 | 28 | 19 | 536.685 | 546.9632 | 560.5097 | 572.3519 | 0 | 0 | 0 | 0 | 160.857 | 247.574 | 0 | 0 | 0 | 0 | 0 | 0 | 70.9317 | 49.0714 | 185.6429 | 185.6429 | 0 | 0 | 0 | 0 | 0 | -0.52159 | 71.6977 | 316.4569 | 0 | 0 | 0 | 0 | 304.8963 | 250.8393 | 303.1691 | 70.2521 | 0.39128 | 0.40086 | 0.39698 | 0.38389 | 119.3004 | 100.5522 | 120.3532 | 26.9692
10 | 28 | 20 | 520.1212 | 530.8088 | 544.6629 | 556.691 | 0 | 0 | 0 | 0 | 151.6606 | 249.8537 | 0 | 0 | 0 | 0 | 0 | 0 | 71.9527 | 47.3286 | 182.1572 | 182.1572 | 0 | 0 | 0 | 0 | 0 | 30.1974 | 78.9981 | 214.7213 | 0 | 0 | 0 | 0 | 296.5079 | 203.429 | 283.5076 | 159.8125 | 0.39034 | 0.40015 | 0.39617 | 0.38289 | 115.7402 | 81.403 | 112.3182 | 61.1903
10 | 28 | 21 | 499.356 | 510.3453 | 524.3597 | 536.433 | 0 | 0 | 0 | 0 | 149.0397 | 238.0144 | 0 | 0 | 0 | 0 | 0 | 0 | 72.7091 | 42.561 | 172.6221 | 172.6221 | 0 | 0 | 0 | 0 | 0 | 35.4285 | 66.6583 | 229.217 | 0 | 0 | 0 | 0 | 277.6072 | 194.3414 | 285.0794 | 134.594 | 0.38547 | 0.3963 | 0.39241 | 0.3776 | 107.0082 | 77.0181 | 111.8686 | 50.8222
10 | 28 | 22 | 448.4315 | 458.9416 | 472.2098 | 483.6269 | 0 | 0 | 0 | 0 | 172.1219 | 228.7522 | 0 | 0 | 0 | 0 | 0 | 0 | 72.659 | 42.2568 | 172.0135 | 172.0135 | 0 | 0 | 0 | 0 | 0 | 45.2117 | 102.1798 | 291.9182 | 0 | 0 | 0 | 0 | 203.6506 | 142.721 | 198.0165 | 19.6951 | 0.37586 | 0.38944 | 0.38588 | 0.36712 | 76.5442 | 55.5811 | 76.4098 | 7.2304
10 | 28 | 23 | 414.7805 | 424.8222 | 437.4128 | 448.2133 | 0 | 0 | 0 | 0 | 150.0125 | 215.718 | 0 | 0 | 0 | 0 | 0 | 0 | 69.8075 | 46.0884 | 179.6769 | 179.6769 | 0 | 0 | 0 | 0 | 0 | 0.64951 | 262.0778 | 13.0936 | 0 | 0 | 0 | 0 | 194.9605 | 162.3663 | -4.3419 | 255.4428 | 0.36524 | 0.38446 | 0.37959 | 0.36444 | 71.208 | 62.4228 | -1.6481 | 93.0936
10 | 28 | 24 | 390.1511 | 398.3532 | 408.765 | 417.5849 | 0 | 0 | 0 | 0 | 110.6382 | 205.3225 | 0 | 0 | 0 | 0 | 0 | 0 | 60.5663 | 53.928 | 195.3561 | 195.3561 | 0 | 0 | 0 | 0 | 0 | 14.2029 | 156.6925 | -48.9035 | 0 | 0 | 0 | 0 | 218.9466 | 124.8998 | 56.7164 | 271.1324 | 0.36532 | 0.37062 | 0.37486 | 0.36426 | 79.9848 | 46.2902 | 21.2609 | 98.7628
10 | 29 | 1 | 367.9515 | 373.5043 | 380.8101 | 386.7738 | 0 | 0 | 0 | 0 | 108.337 | 201.8002 | 0 | 0 | 0 | 0 | 0 | 0 | 56.244 | 59.4058 | 206.3117 | 206.3117 | 0 | 0 | 0 | 0 | 0 | 23.7996 | 201.6787 | -3.4936 | 0 | 0 | 0 | 0 | 203.3705 | 88.4987 | -27.1803 | 183.9558 | 0.37115 | 0.38254 | 0.37827 | 0.36417 | 75.4802 | 33.8544 | -10.2816 | 66.9916
10 | 29 | 2 | 359.6801 | 363.3137 | 368.4861 | 372.5845 | 0 | 0 | 0 | 0 | 88.7149 | 204.1451 | 0 | 0 | 0 | 0 | 0 | 0 | 50.0387 | 57.3072 | 202.1144 | 202.1144 | 0 | 0 | 0 | 0 | 0 | 12.5487 | 42.9418 | -36.0431 | 0 | 0 | 0 | 0 | 220.9265 | 89.3127 | 123.4299 | 206.5131 | 0.37051 | 0.38125 | 0.37759 | 0.36407 | 81.8557 | 34.05 | 46.6063 | 75.1848
10 | 29 | 3 | 355.1119 | 356.9608 | 360.1625 | 362.5367 | 0 | 0 | 0 | 0 | 84.3139 | 214.6343 | 0 | 0 | 0 | 0 | 0 | 0 | 50.1515 | 53.7047 | 194.9094 | 194.9094 | 0 | 0 | 0 | 0 | 0 | 43.8653 | 98.9978 | -70.924 | 0 | 0 | 0 | 0 | 220.6464 | 44.7566 | 66.2554 | 238.5513 | 0.36947 | 0.37677 | 0.37471 | 0.36399 | 81.5216 | 16.8631 | 24.8268 | 86.8295
10 | 29 | 4 | 363.8153 | 364.1546 | 365.7153 | 366.6194 | 0 | 0 | 0 | 0 | 120.0279 | 204.4336 | 0 | 0 | 0 | 0 | 0 | 0 | 56.7684 | 53.095 | 193.6899 | 193.6899 | 0 | 0 | 0 | 0 | 0 | 2.0625 | 44.4652 | -75.6567 | 0 | 0 | 0 | 0 | 187.019 | 104.5635 | 127.5601 | 248.5862 | 0.36665 | 0.38012 | 0.37574 | 0.364 | 68.5698 | 39.7471 | 47.9297 | 90.486
10 | 29 | 5 | 391.7521 | 390.8001 | 391.0288 | 390.718 | 0 | 0 | 0 | 0 | 147.3424 | 204.9059 | 0 | 0 | 0 | 0 | 0 | 0 | 62.6611 | 51.2218 | 189.9437 | 189.9437 | 0 | 0 | 0 | 0 | 0 | 13.9966 | 11.8671 | -27.1172 | 0 | 0 | 0 | 0 | 181.7486 | 120.6758 | 189.2181 | 227.8916 | 0.36507 | 0.38413 | 0.37673 | 0.36411 | 66.351 | 46.3556 | 71.2844 | 82.9777
10 | 29 | 6 | 442.8591 | 441.2042 | 440.8899 | 440.1107 | 0 | 0 | 0 | 0 | 160.2538 | 225.4228 | 0 | 0 | 0 | 0 | 0 | 0 | 69.546 | 48.7277 | 184.955 | 184.955 | 0 | 0 | 0 | 0 | 0 | 42.6639 | 94.8029 | -15.5359 | 0 | 0 | 0 | 0 | 213.0592 | 124.3898 | 161.1319 | 270.6917 | 0.37565 | 0.38754 | 0.38116 | 0.36427 | 80.0353 | 48.2059 | 61.4176 | 98.6036
10 | 29 | 7 | 483.0183 | 481.2915 | 481.2488 | 480.9234 | 0 | 0 | 0 | 0 | 153.3059 | 201.6107 | 0 | 0 | 0 | 0 | 0 | 0 | 67.6283 | 58.4617 | 208.2571 | 208.3779 | 0 | 0 | 0 | 0 | 0 | -1.7459 | -85.1288 | -18.5842 | 0 | 0 | 0 | 0 | 262.0841 | 222.9649 | 358.1205 | 291.1296 | 0.37409 | 0.38456 | 0.38293 | 0.3729 | 98.0419 | 85.7427 | 137.1353 | 108.5635
10 | 29 | 8 | 486.8988 | 484.9348 | 485.0457 | 485.3331 | 0 | 0 | 0 | 0 | 117.4074 | 144.1809 | 0 | 0 | 0 | 0 | 0 | 0 | 110.955 | 167.8471 | 533.6603 | 541.335 | 0 | 0 | 0 | 0 | 0 | -13.6444 | -35.9344 | 8.345 | 0 | 0 | 0 | 0 | 258.5364 | 186.5512 | -12.6802 | -64.3469 | 0.36583 | 0.38953 | 0.37971 | 0.39001 | 94.5809 | 72.6675 | -4.8148 | -25.0959
10 | 29 | 9 | 510.0364 | 509.2023 | 511.0224 | 513.2599 | 0 | 0 | 0 | 0 | 91.8622 | 141.9612 | 0 | 0 | 0 | 0 | 0 | 0 | 143.1051 | 251.8889 | 734.9379 | 750.7264 | 0 | 0 | 0 | 0 | 0 | -22.3513 | -155.7705 | -63.6428 | 0 | 0 | 0 | 0 | 275.0692 | 137.7034 | -68.145 | -173.8236 | 0.37083 | 0.014884 | 0.38398 | 0.014047 | 102.0037 | 2.0495 | -26.1661 | -2.4417
10 | 29 | 10 | 521.538 | 520.8565 | 522.8465 | 525.176 | 0 | 0 | 0 | 0 | 81.0478 | 113.5914 | 0 | 0 | 0 | 0 | 0 | 0 | 178.8744 | 321.313 | 876.2926 | 899.8589 | 0 | 0 | 0 | 0 | 0 | -53.7537 | -334.1854 | -351.6536 | 0 | 0 | 0 | 0 | 261.6158 | 139.7057 | -19.2607 | -23.0293 | 0.38038 | 0.014884 | 0.38398 | 0.014884 | 99.5132 | 2.0793 | -7.3957 | -0.34276
10 | 29 | 11 | 532.9415 | 532.5439 | 534.6235 | 536.7043 | 0 | 0 | 0 | 0 | 83.893 | 113.5914 | 0 | 0 | 0 | 0 | 0 | 0 | 199.7561 | 345.823 | 931.5965 | 958.4444 | 0 | 0 | 0 | 0 | 0 | -52.2639 | -328.9501 | -351 | 0 | 0 | 0 | 0 | 249.2925 | 125.3934 | -68.0229 | -70.7402 | 0.3836 | 0.014884 | 0.38398 | 0.014884 | 95.6288 | 1.8663 | -26.1193 | -1.0529
10 | 29 | 12 | 536.7919 | 536.7914 | 539.1272 | 541.1959 | 0 | 0 | 0 | 0 | 82.2909 | 113.5914 | 0 | 0 | 0 | 0 | 0 | 0 | 212.5467 | 377.5571 | 909.5898 | 939.2223 | 0 | 0 | 0 | 0 | 0 | -55.9075 | -328.6673 | -367.5252 | 0 | 0 | 0 | 0 | 241.9542 | 101.5504 | -41.7953 | -30.5011 | 0.38344 | 0.014884 | 0.38398 | 0.014884 | 92.7745 | 1.5114 | -16.0485 | -0.45397
10 | 29 | 13 | 542.7479 | 543.8757 | 547.4075 | 550.4457 | 0 | 0 | 0 | 0 | 82.56 | 113.5914 | 0 | 0 | 0 | 0 | 0 | 0 | 233.2304 | 405.4331 | 838.7865 | 871.2063 | 0 | 0 | 0 | 0 | 0 | -66.7284 | -327.4348 | -348.4619 | 0 | 0 | 0 | 0 | 226.9575 | 91.5795 | 36.0558 | 27.7013 | 0.38056 | 0.014884 | 0.38398 | 0.014884 | 86.3705 | 1.363 | 13.8446 | 0.4123
10 | 29 | 14 | 541.969 | 543.9234 | 548.3927 | 552.2957 | 0 | 0 | 0 | 0 | 87.8482 | 113.5914 | 0 | 0 | 0 | 0 | 0 | 0 | 216.6863 | 353.718 | 678.2958 | 703.7936 | 0 | 0 | 0 | 0 | 0 | -26.8214 | -190.7497 | -247.9271 | 0 | 0 | 0 | 0 | 237.4346 | 103.4354 | 60.8465 | 96.4292 | 0.37634 | 0.014773 | 0.38398 | 0.013952 | 89.3567 | 1.528 | 23.3637 | 1.3453
10 | 29 | 15 | 534.1089 | 536.5336 | 541.4673 | 545.7563 | 0 | 0 | 0 | 0 | 91.433 | 141.3905 | 0 | 0 | 0 | 0 | 0 | 0 | 201.3042 | 267.7235 | 439.1909 | 456.6522 | 0 | 0 | 0 | 0 | 0 | -35.6217 | -20.114 | 42.7366 | 0 | 0 | 0 | 0 | 241.3717 | 163.0414 | 122.3903 | 46.3675 | 0.3716 | 0.014335 | 0.38347 | 0.014454 | 89.6946 | 2.3371 | 46.9327 | 0.67019
10 | 29 | 16 | 531.7903 | 536.3017 | 543.539 | 549.8831 | 0 | 0 | 0 | 0 | 109.4115 | 150.6836 | 0 | 0 | 0 | 0 | 0 | 0 | 194.9351 | 239.8106 | 421.6365 | 434.3257 | 0 | 0 | 0 | 0 | 0 | -3.7405 | -16.8697 | 112.0065 | 0 | 0 | 0 | 0 | 227.4437 | 149.548 | 138.7722 | 3.5509 | 0.36606 | 0.39562 | 0.37317 | 0.38507 | 83.2583 | 59.1648 | 51.7861 | 1.3674
10 | 29 | 17 | 532.9686 | 539.5014 | 548.9389 | 557.1903 | 0 | 0 | 0 | 0 | 126.6279 | 193.7742 | 0 | 0 | 0 | 0 | 0 | 0 | 153.8414 | 156.9121 | 288.5628 | 291.1134 | 0 | 0 | 0 | 0 | 0 | -19.4929 | -0.93168 | 0 | 0 | 0 | 0 | 0 | 252.4993 | 208.3079 | 261.3078 | 266.0769 | 0.3796 | 0.40231 | 0.39727 | 0.39167 | 95.8497 | 83.8053 | 103.8096 | 104.2139
10 | 29 | 18 | 563.7061 | 572.7052 | 584.9578 | 595.6558 | 0 | 0 | 0 | 0 | 159.1205 | 228.9213 | 0 | 0 | 0 | 0 | 0 | 0 | 164.0573 | 141.674 | 251.3175 | 251.3176 | 0 | 0 | 0 | 0 | 0 | -3.2945 | 35.5289 | 186.952 | 0 | 0 | 0 | 0 | 240.5283 | 205.4044 | 298.1114 | 157.3861 | 0.38763 | 0.39764 | 0.3935 | 0.37855 | 93.236 | 81.6766 | 117.3073 | 59.5791
10 | 29 | 19 | 567.9029 | 579.2031 | 593.9886 | 606.9027 | 0 | 0 | 0 | 0 | 160.857 | 247.574 | 0 | 0 | 0 | 0 | 0 | 0 | 184.9162 | 159.1393 | 313.1921 | 313.1921 | 0 | 0 | 0 | 0 | 0 | -0.52159 | 71.6977 | 316.4569 | 0 | 0 | 0 | 0 | 222.1298 | 173.0113 | 209.0988 | -22.7462 | 0.39128 | 0.40086 | 0.39698 | 0.38389 | 86.9153 | 69.3538 | 83.0088 | -8.7321
10 | 29 | 20 | 548.6742 | 560.2964 | 575.2838 | 588.2924 | 0 | 0 | 0 | 0 | 151.6606 | 249.8537 | 0 | 0 | 0 | 0 | 0 | 0 | 186.5889 | 162.8827 | 346.2812 | 346.2812 | 0 | 0 | 0 | 0 | 0 | 30.1974 | 78.9981 | 214.7213 | 0 | 0 | 0 | 0 | 210.4248 | 117.3627 | 150.0045 | 27.2899 | 0.39034 | 0.40015 | 0.39617 | 0.38289 | 82.1381 | 46.9632 | 59.4279 | 10.449
10 | 29 | 21 | 521.02 | 532.7185 | 547.5928 | 560.41 | 0 | 0 | 0 | 0 | 149.0397 | 238.0144 | 0 | 0 | 0 | 0 | 0 | 0 | 166.7522 | 154.7196 | 361.4205 | 361.4205 | 0 | 0 | 0 | 0 | 0 | 35.4285 | 66.6583 | 229.217 | 0 | 0 | 0 | 0 | 205.2281 | 104.556 | 119.514 | -30.2275 | 0.38547 | 0.3963 | 0.39241 | 0.3776 | 79.1086 | 41.4358 | 46.8988 | -11.4138
10 | 29 | 22 | 476.2412 | 487.6617 | 502.0337 | 514.4056 | 0 | 0 | 0 | 0 | 172.1219 | 228.7522 | 0 | 0 | 0 | 0 | 0 | 0 | 164.4462 | 155.0616 | 359.3914 | 359.3914 | 0 | 0 | 0 | 0 | 0 | 45.2117 | 102.1798 | 291.9182 | 0 | 0 | 0 | 0 | 139.6732 | 58.6361 | 40.4625 | -136.904 | 0.37586 | 0.38944 | 0.38588 | 0.36712 | 52.4976 | 22.8352 | 15.6135 | -50.2599
10 | 29 | 23 | 436.6983 | 447.4575 | 460.918 | 472.4711 | 0 | 0 | 0 | 0 | 150.0125 | 215.718 | 0 | 0 | 0 | 0 | 0 | 0 | 164.5122 | 157.4385 | 372.3785 | 372.3785 | 0 | 0 | 0 | 0 | 0 | 0.64951 | 262.0778 | 13.0936 | 0 | 0 | 0 | 0 | 122.1736 | 73.6515 | -173.5383 | 86.999 | 0.36524 | 0.38446 | 0.37959 | 0.36444 | 44.6231 | 28.3158 | -65.8726 | 31.7059
10 | 29 | 24 | 402.4606 | 411.0657 | 421.9661 | 431.2086 | 0 | 0 | 0 | 0 | 110.6382 | 205.3225 | 0 | 0 | 0 | 0 | 0 | 0 | 156.9734 | 159.6394 | 393.9568 | 393.9568 | 0 | 0 | 0 | 0 | 0 | 14.2029 | 156.6925 | -48.9035 | 0 | 0 | 0 | 0 | 134.849 | 31.9009 | -128.6832 | 86.1554 | 0.36532 | 0.37062 | 0.37486 | 0.36426 | 49.2626 | 11.8231 | -48.2387 | 31.383
10 | 30 | 1 | 383.0529 | 389.1 | 397.0052 | 403.4875 | 0 | 0 | 0 | 0 | 108.337 | 201.8002 | 0 | 0 | 0 | 0 | 0 | 0 | 160.7695 | 170.9973 | 419.153 | 419.153 | 0 | 0 | 0 | 0 | 0 | 23.7996 | 201.6787 | -3.4936 | 0 | 0 | 0 | 0 | 113.9464 | -7.4971 | -223.8265 | -12.172 | 0.37115 | 0.38254 | 0.37827 | 0.36417 | 42.2908 | -2.8679 | -84.6678 | -4.4327
10 | 30 | 2 | 373.0774 | 377.1495 | 382.8537 | 387.4121 | 0 | 0 | 0 | 0 | 88.7149 | 204.1451 | 0 | 0 | 0 | 0 | 0 | 0 | 161.2325 | 175.8055 | 435.2861 | 435.2861 | 0 | 0 | 0 | 0 | 0 | 12.5487 | 42.9418 | -36.0431 | 0 | 0 | 0 | 0 | 123.1299 | -15.3498 | -95.3742 | -11.831 | 0.37051 | 0.38125 | 0.37759 | 0.36407 | 45.621 | -5.852 | -36.0126 | -4.3073
10 | 30 | 3 | 367.7114 | 369.9728 | 373.6747 | 376.4815 | 0 | 0 | 0 | 0 | 84.3139 | 214.6343 | 0 | 0 | 0 | 0 | 0 | 0 | 148.3722 | 166.2548 | 439.4901 | 439.4901 | 0 | 0 | 0 | 0 | 0 | 43.8653 | 98.9978 | -70.924 | 0 | 0 | 0 | 0 | 135.0254 | -54.7816 | -164.8132 | 7.9154 | 0.36947 | 0.37677 | 0.37471 | 0.36399 | 49.8874 | -20.6403 | -61.7578 | 2.8811
10 | 30 | 4 | 374.5657 | 375.2569 | 377.2443 | 378.5176 | 0 | 0 | 0 | 0 | 120.0279 | 204.4336 | 0 | 0 | 0 | 0 | 0 | 0 | 129.0952 | 153.0164 | 439.7869 | 439.7869 | 0 | 0 | 0 | 0 | 0 | 2.0625 | 44.4652 | -75.6567 | 0 | 0 | 0 | 0 | 125.4426 | 15.7444 | -107.0078 | 14.3874 | 0.36665 | 0.38012 | 0.37574 | 0.364 | 45.993 | 5.9848 | -40.2073 | 5.2371
10 | 30 | 5 | 397.3177 | 396.5478 | 396.9975 | 396.8778 | 0 | 0 | 0 | 0 | 147.3424 | 204.9059 | 0 | 0 | 0 | 0 | 0 | 0 | 152.5364 | 168.5214 | 436.5051 | 436.5051 | 0 | 0 | 0 | 0 | 0 | 13.9966 | 11.8671 | -27.1172 | 0 | 0 | 0 | 0 | 97.4389 | 9.1239 | -51.3747 | -12.51 | 0.36507 | 0.38413 | 0.37673 | 0.36411 | 35.572 | 3.5048 | -19.3544 | -4.555
10 | 30 | 6 | 449.6937 | 448.2625 | 448.2195 | 447.675 | 0 | 0 | 0 | 0 | 160.2538 | 225.4228 | 0 | 0 | 0 | 0 | 0 | 0 | 169.5076 | 183.2922 | 433.3666 | 433.3666 | 0 | 0 | 0 | 0 | 0 | 42.6639 | 94.8029 | -15.5359 | 0 | 0 | 0 | 0 | 119.9323 | -3.1164 | -79.95 | 29.8444 | 0.37565 | 0.38754 | 0.38116 | 0.36427 | 45.0523 | -1.2077 | -30.4741 | 10.8713
10 | 30 | 7 | 480.2264 | 478.4082 | 478.2547 | 477.8335 | 0 | 0 | 0 | 0 | 153.3059 | 201.6107 | 0 | 0 | 0 | 0 | 0 | 0 | 153.759 | 195.2843 | 440.2812 | 440.847 | 0 | 0 | 0 | 0 | 0 | -1.7459 | -85.1288 | -18.5842 | 0 | 0 | 0 | 0 | 173.1615 | 83.259 | 123.1024 | 55.5707 | 0.37409 | 0.38456 | 0.38293 | 0.3729 | 64.7772 | 32.0178 | 47.1397 | 20.7225
10 | 30 | 8 | 487.4427 | 485.4965 | 485.6289 | 485.935 | 0 | 0 | 0 | 0 | 117.4074 | 144.1809 | 0 | 0 | 0 | 0 | 0 | 0 | 215.7457 | 344.1868 | 699.6781 | 712.1866 | 0 | 0 | 0 | 0 | 0 | -13.6444 | -35.9344 | 8.345 | 0 | 0 | 0 | 0 | 154.2895 | 10.7732 | -178.1147 | -234.5967 | 0.36583 | 0.38953 | 0.37971 | 0.39001 | 56.444 | 4.1965 | -67.6322 | -91.4948
10 | 30 | 9 | 507.2627 | 506.3377 | 508.0478 | 510.1901 | 0 | 0 | 0 | 0 | 91.8622 | 141.9612 | 0 | 0 | 0 | 0 | 0 | 0 | 267.6151 | 474.8606 | 911.0356 | 935.9629 | 0 | 0 | 0 | 0 | 0 | -22.3513 | -155.7705 | -63.6428 | 0 | 0 | 0 | 0 | 147.7855 | -88.1328 | -247.2173 | -362.13 | 0.37083 | 0.014884 | 0.38398 | 0.014047 | 54.8032 | -1.3117 | -94.9258 | -5.0869
10 | 30 | 10 | 520.7584 | 520.0514 | 522.0105 | 524.3133 | 0 | 0 | 0 | 0 | 81.0478 | 113.5914 | 0 | 0 | 0 | 0 | 0 | 0 | 308.6491 | 553.4809 | 989.1231 | 1023.0524 | 0 | 0 | 0 | 0 | 0 | -53.7537 | -334.1854 | -351.6536 | 0 | 0 | 0 | 0 | 131.0615 | -93.2672 | -132.9272 | -147.0855 | 0.38038 | 0.014884 | 0.38398 | 0.014884 | 49.8531 | -1.3882 | -51.041 | -2.1892
10 | 30 | 11 | 527.9924 | 527.4327 | 529.3159 | 531.2267 | 0 | 0 | 0 | 0 | 83.893 | 113.5914 | 0 | 0 | 0 | 0 | 0 | 0 | 339.1017 | 612.0146 | 1103.5678 | 1144.9676 | 0 | 0 | 0 | 0 | 0 | -52.2639 | -328.9501 | -351 | 0 | 0 | 0 | 0 | 104.9977 | -145.9094 | -245.3018 | -262.7409 | 0.3836 | 0.014884 | 0.38398 | 0.014884 | 40.2772 | -2.1717 | -94.1903 | -3.9106
10 | 30 | 12 | 527.111 | 526.7937 | 528.7453 | 530.4816 | 0 | 0 | 0 | 0 | 82.2909 | 113.5914 | 0 | 0 | 0 | 0 | 0 | 0 | 334.7738 | 626.5242 | 1125.723 | 1170.812 | 0 | 0 | 0 | 0 | 0 | -55.9075 | -328.6673 | -367.5252 | 0 | 0 | 0 | 0 | 110.0464 | -157.4144 | -268.3104 | -272.8053 | 0.38344 | 0.014884 | 0.38398 | 0.014884 | 42.196 | -2.3429 | -103.0251 | -4.0603
10 | 30 | 13 | 529.5319 | 530.2271 | 533.2344 | 535.8188 | 0 | 0 | 0 | 0 | 82.56 | 113.5914 | 0 | 0 | 0 | 0 | 0 | 0 | 311.094 | 603.9294 | 1142.1634 | 1187.5066 | 0 | 0 | 0 | 0 | 0 | -66.7284 | -327.4348 | -348.4619 | 0 | 0 | 0 | 0 | 135.8779 | -120.5653 | -281.4942 | -303.226 | 0.38056 | 0.014884 | 0.38398 | 0.014884 | 51.7095 | -1.7945 | -108.0874 | -4.5131
10 | 30 | 14 | 525.7799 | 527.2044 | 531.0311 | 534.3782 | 0 | 0 | 0 | 0 | 87.8482 | 113.5914 | 0 | 0 | 0 | 0 | 0 | 0 | 285.2032 | 561.8753 | 1095.3636 | 1137.0141 | 0 | 0 | 0 | 0 | 0 | -26.8214 | -190.7497 | -247.9271 | 0 | 0 | 0 | 0 | 152.7286 | -121.4409 | -373.5829 | -354.7088 | 0.37634 | 0.014773 | 0.38398 | 0.013952 | 57.4782 | -1.794 | -143.4473 | -4.9488
10 | 30 | 15 | 520.3128 | 522.286 | 526.672 | 530.4873 | 0 | 0 | 0 | 0 | 91.433 | 141.3905 | 0 | 0 | 0 | 0 | 0 | 0 | 247.28 | 487.027 | 996.2035 | 1030.8827 | 0 | 0 | 0 | 0 | 0 | -35.6217 | -20.114 | 42.7366 | 0 | 0 | 0 | 0 | 181.5998 | -70.5098 | -449.4176 | -543.132 | 0.3716 | 0.014335 | 0.38347 | 0.014454 | 67.4831 | -1.0107 | -172.337 | -7.8503
10 | 30 | 16 | 513.7702 | 517.6917 | 524.2137 | 529.9391 | 0 | 0 | 0 | 0 | 109.4115 | 150.6836 | 0 | 0 | 0 | 0 | 0 | 0 | 198.4701 | 371.3663 | 814.1527 | 837.4108 | 0 | 0 | 0 | 0 | 0 | -3.7405 | -16.8697 | 112.0065 | 0 | 0 | 0 | 0 | 205.8886 | -0.61774 | -273.0693 | -419.4783 | 0.36606 | 0.39562 | 0.37317 | 0.38507 | 75.3678 | -0.24439 | -101.9022 | -161.5298
10 | 30 | 17 | 510.2168 | 516.0049 | 524.5394 | 532.0095 | 0 | 0 | 0 | 0 | 126.6279 | 193.7742 | 0 | 0 | 0 | 0 | 0 | 0 | 126.1113 | 202.2808 | 490.739 | 496.6772 | 0 | 0 | 0 | 0 | 0 | -19.4929 | -0.93168 | 0 | 0 | 0 | 0 | 0 | 257.4776 | 139.4427 | 34.732 | 35.3323 | 0.3796 | 0.40231 | 0.39727 | 0.39167 | 97.7395 | 56.0998 | 13.798 | 13.8385
10 | 30 | 18 | 546.5381 | 554.9751 | 566.5464 | 576.6548 | 0 | 0 | 0 | 0 | 159.1205 | 228.9213 | 0 | 0 | 0 | 0 | 0 | 0 | 95.7048 | 111.0413 | 290.2326 | 290.234 | 0 | 0 | 0 | 0 | 0 | -3.2945 | 35.5289 | 186.952 | 0 | 0 | 0 | 0 | 291.7128 | 218.307 | 240.7848 | 99.4688 | 0.38763 | 0.39764 | 0.3935 | 0.37855 | 113.0766 | 86.8072 | 94.7492 | 37.6543
10 | 30 | 19 | 557.9864 | 568.962 | 583.3539 | 595.9275 | 0 | 0 | 0 | 0 | 160.857 | 247.574 | 0 | 0 | 0 | 0 | 0 | 0 | 138.8746 | 153.3198 | 346.0554 | 346.0554 | 0 | 0 | 0 | 0 | 0 | -0.52159 | 71.6977 | 316.4569 | 0 | 0 | 0 | 0 | 258.2548 | 168.5897 | 165.6008 | -66.5848 | 0.39128 | 0.40086 | 0.39698 | 0.38389 | 101.0504 | 67.5814 | 65.7408 | -25.5613
10 | 30 | 20 | 542.0753 | 553.4815 | 568.207 | 580.989 | 0 | 0 | 0 | 0 | 151.6606 | 249.8537 | 0 | 0 | 0 | 0 | 0 | 0 | 149.8549 | 165.0077 | 360.9828 | 360.9828 | 0 | 0 | 0 | 0 | 0 | 30.1974 | 78.9981 | 214.7213 | 0 | 0 | 0 | 0 | 240.5598 | 108.4227 | 128.2261 | 5.2849 | 0.39034 | 0.40015 | 0.39617 | 0.38289 | 93.9011 | 43.3858 | 50.7998 | 2.0235
10 | 30 | 21 | 516.6691 | 528.2251 | 542.9267 | 555.5945 | 0 | 0 | 0 | 0 | 149.0397 | 238.0144 | 0 | 0 | 0 | 0 | 0 | 0 | 151.2092 | 163.9887 | 361.5086 | 361.5086 | 0 | 0 | 0 | 0 | 0 | 35.4285 | 66.6583 | 229.217 | 0 | 0 | 0 | 0 | 216.4202 | 90.7936 | 114.7599 | -35.131 | 0.38547 | 0.3963 | 0.39241 | 0.3776 | 83.4227 | 35.9818 | 45.0332 | -13.2653
10 | 30 | 22 | 470.2587 | 481.4833 | 495.6179 | 507.7844 | 0 | 0 | 0 | 0 | 172.1219 | 228.7522 | 0 | 0 | 0 | 0 | 0 | 0 | 162.8706 | 174.3661 | 353.6772 | 353.6772 | 0 | 0 | 0 | 0 | 0 | 45.2117 | 102.1798 | 291.9182 | 0 | 0 | 0 | 0 | 135.2662 | 33.1533 | 39.7609 | -137.8111 | 0.37586 | 0.38944 | 0.38588 | 0.36712 | 50.8412 | 12.9112 | 15.3427 | -50.5929
10 | 30 | 23 | 432.2386 | 442.8518 | 456.1353 | 467.5353 | 0 | 0 | 0 | 0 | 150.0125 | 215.718 | 0 | 0 | 0 | 0 | 0 | 0 | 145.882 | 158.3486 | 330.7883 | 330.7883 | 0 | 0 | 0 | 0 | 0 | 0.64951 | 262.0778 | 13.0936 | 0 | 0 | 0 | 0 | 136.3441 | 68.1357 | -136.7308 | 123.6533 | 0.36524 | 0.38446 | 0.37959 | 0.36444 | 49.7988 | 26.1952 | -51.901 | 45.0643
10 | 30 | 24 | 399.0161 | 407.5085 | 418.2721 | 427.3964 | 0 | 0 | 0 | 0 | 110.6382 | 205.3225 | 0 | 0 | 0 | 0 | 0 | 0 | 128.421 | 138.4841 | 307.4651 | 307.4651 | 0 | 0 | 0 | 0 | 0 | 14.2029 | 156.6925 | -48.9035 | 0 | 0 | 0 | 0 | 159.9569 | 49.499 | -45.8856 | 168.8348 | 0.36532 | 0.37062 | 0.37486 | 0.36426 | 58.4349 | 18.3452 | -17.2008 | 61.4999
10 | 31 | 1 | 381.24 | 387.2278 | 395.061 | 401.481 | 0 | 0 | 0 | 0 | 108.337 | 201.8002 | 0 | 0 | 0 | 0 | 0 | 0 | 125.6055 | 129.1857 | 280.0222 | 280.0222 | 0 | 0 | 0 | 0 | 0 | 23.7996 | 201.6787 | -3.4936 | 0 | 0 | 0 | 0 | 147.2975 | 32.4423 | -86.6398 | 124.9525 | 0.37115 | 0.38254 | 0.37827 | 0.36417 | 54.6689 | 12.4105 | -32.7736 | 45.5042
10 | 31 | 2 | 371.1013 | 375.1087 | 380.7345 | 385.225 | 0 | 0 | 0 | 0 | 88.7149 | 204.1451 | 0 | 0 | 0 | 0 | 0 | 0 | 118.8323 | 121.9266 | 257.5983 | 257.5983 | 0 | 0 | 0 | 0 | 0 | 12.5487 | 42.9418 | -36.0431 | 0 | 0 | 0 | 0 | 163.5541 | 36.4884 | 80.1944 | 163.6698 | 0.37051 | 0.38125 | 0.37759 | 0.36407 | 60.5986 | 13.911 | 30.2809 | 59.5869
10 | 31 | 3 | 366.388 | 368.6061 | 372.2554 | 375.0168 | 0 | 0 | 0 | 0 | 84.3139 | 214.6343 | 0 | 0 | 0 | 0 | 0 | 0 | 107.9251 | 115.2681 | 253.2408 | 253.2408 | 0 | 0 | 0 | 0 | 0 | 43.8653 | 98.9978 | -70.924 | 0 | 0 | 0 | 0 | 174.149 | -5.1616 | 20.0168 | 192.7 | 0.36947 | 0.37677 | 0.37471 | 0.36399 | 64.3423 | -1.9448 | 7.5006 | 70.1402
10 | 31 | 4 | 373.7681 | 374.4331 | 376.3889 | 377.6348 | 0 | 0 | 0 | 0 | 120.0279 | 204.4336 | 0 | 0 | 0 | 0 | 0 | 0 | 94.1546 | 102.7665 | 244.856 | 244.856 | 0 | 0 | 0 | 0 | 0 | 2.0625 | 44.4652 | -75.6567 | 0 | 0 | 0 | 0 | 159.5856 | 65.1705 | 87.0677 | 208.4355 | 0.36665 | 0.38012 | 0.37574 | 0.364 | 58.5114 | 24.7729 | 32.715 | 75.871
10 | 31 | 5 | 399.5838 | 398.8881 | 399.4277 | 399.3859 | 0 | 0 | 0 | 0 | 147.3424 | 204.9059 | 0 | 0 | 0 | 0 | 0 | 0 | 93.4276 | 93.492 | 225.0752 | 225.0752 | 0 | 0 | 0 | 0 | 0 | 13.9966 | 11.8671 | -27.1172 | 0 | 0 | 0 | 0 | 158.8138 | 86.4937 | 162.4854 | 201.4279 | 0.36507 | 0.38413 | 0.37673 | 0.36411 | 57.9782 | 33.2251 | 61.2134 | 73.342
10 | 31 | 6 | 451.2709 | 449.8913 | 449.9109 | 449.4206 | 0 | 0 | 0 | 0 | 160.2538 | 225.4228 | 0 | 0 | 0 | 0 | 0 | 0 | 87.7088 | 76.3432 | 202.2563 | 202.2563 | 0 | 0 | 0 | 0 | 0 | 42.6639 | 94.8029 | -15.5359 | 0 | 0 | 0 | 0 | 203.3083 | 105.4615 | 152.8516 | 262.7002 | 0.37565 | 0.38754 | 0.38116 | 0.36427 | 76.3723 | 40.8704 | 58.2615 | 95.6926
10 | 31 | 7 | 479.5375 | 477.6968 | 477.5159 | 477.071 | 0 | 0 | 0 | 0 | 153.3059 | 201.6107 | 0 | 0 | 0 | 0 | 0 | 0 | 106.8554 | 116.3351 | 242.229 | 242.8004 | 0 | 0 | 0 | 0 | 0 | -1.7459 | -85.1288 | -18.5842 | 0 | 0 | 0 | 0 | 219.3762 | 161.4968 | 320.4158 | 252.8548 | 0.37409 | 0.38456 | 0.38293 | 0.3729 | 82.0655 | 62.1047 | 122.697 | 94.2906
10 | 31 | 8 | 488.059 | 486.1331 | 486.29 | 486.6172 | 0 | 0 | 0 | 0 | 117.4074 | 144.1809 | 0 | 0 | 0 | 0 | 0 | 0 | 177.6897 | 269.0308 | 595.5293 | 609.7546 | 0 | 0 | 0 | 0 | 0 | -13.6444 | -35.9344 | 8.345 | 0 | 0 | 0 | 0 | 192.9619 | 86.5658 | -73.3049 | -131.4825 | 0.36583 | 0.38953 | 0.37971 | 0.39001 | 70.5916 | 33.7201 | -27.8347 | -51.2793
10 | 31 | 9 | 502.8211 | 501.7508 | 503.2845 | 505.2743 | 0 | 0 | 0 | 0 | 91.8622 | 141.9612 | 0 | 0 | 0 | 0 | 0 | 0 | 227.4558 | 368.6139 | 781.8038 | 809.5814 | 0 | 0 | 0 | 0 | 0 | -22.3513 | -155.7705 | -63.6428 | 0 | 0 | 0 | 0 | 183.5031 | 13.5269 | -122.7488 | -240.6642 | 0.37083 | 0.014884 | 0.38398 | 0.014047 | 68.0483 | 0.20133 | -47.1327 | -3.3807
10 | 31 | 10 | 518.1116 | 517.3179 | 519.172 | 521.3839 | 0 | 0 | 0 | 0 | 81.0478 | 113.5914 | 0 | 0 | 0 | 0 | 0 | 0 | 266.4759 | 465.5618 | 982.2227 | 1019.5111 | 0 | 0 | 0 | 0 | 0 | -53.7537 | -334.1854 | -351.6536 | 0 | 0 | 0 | 0 | 170.5879 | -8.0816 | -128.8653 | -146.4737 | 0.38038 | 0.014884 | 0.38398 | 0.014884 | 64.8881 | -0.12028 | -49.4814 | -2.1801
10 | 31 | 11 | 521.8104 | 521.0484 | 522.6862 | 524.3847 | 0 | 0 | 0 | 0 | 83.893 | 113.5914 | 0 | 0 | 0 | 0 | 0 | 0 | 298.0721 | 563.0606 | 1163.0389 | 1208.0594 | 0 | 0 | 0 | 0 | 0 | -52.2639 | -328.9501 | -351 | 0 | 0 | 0 | 0 | 139.8453 | -103.3397 | -311.4025 | -332.6747 | 0.3836 | 0.014884 | 0.38398 | 0.014884 | 53.6448 | -1.5381 | -119.5715 | -4.9514
10 | 31 | 12 | 523.032 | 522.5812 | 524.3708 | 525.9671 | 0 | 0 | 0 | 0 | 82.2909 | 113.5914 | 0 | 0 | 0 | 0 | 0 | 0 | 311.19 | 588.5322 | 1204.7021 | 1253.6053 | 0 | 0 | 0 | 0 | 0 | -55.9075 | -328.6673 | -367.5252 | 0 | 0 | 0 | 0 | 129.5511 | -123.635 | -351.664 | -360.113 | 0.38344 | 0.014884 | 0.38398 | 0.014884 | 49.6748 | -1.8401 | -135.031 | -5.3598
10 | 31 | 13 | 527.8822 | 528.5234 | 531.4652 | 533.9929 | 0 | 0 | 0 | 0 | 82.56 | 113.5914 | 0 | 0 | 0 | 0 | 0 | 0 | 315.4857 | 592.3036 | 1216.6732 | 1266.6097 | 0 | 0 | 0 | 0 | 0 | -66.7284 | -327.4348 | -348.4619 | 0 | 0 | 0 | 0 | 129.8365 | -110.6433 | -357.7732 | -384.1549 | 0.38056 | 0.014884 | 0.38398 | 0.014884 | 49.4103 | -1.6468 | -137.3768 | -5.7176
10 | 31 | 14 | 529.7139 | 531.2671 | 535.2499 | 538.7322 | 0 | 0 | 0 | 0 | 87.8482 | 113.5914 | 0 | 0 | 0 | 0 | 0 | 0 | 303.6751 | 560.2682 | 1162.8182 | 1209.4995 | 0 | 0 | 0 | 0 | 0 | -26.8214 | -190.7497 | -247.9271 | 0 | 0 | 0 | 0 | 138.1906 | -115.771 | -436.8185 | -422.8401 | 0.37634 | 0.014773 | 0.38398 | 0.013952 | 52.007 | -1.7103 | -167.7284 | -5.8993
10 | 31 | 15 | 524.9538 | 527.0789 | 531.6491 | 535.6238 | 0 | 0 | 0 | 0 | 91.433 | 141.3905 | 0 | 0 | 0 | 0 | 0 | 0 | 273.5132 | 492.7744 | 1044.1109 | 1083.2633 | 0 | 0 | 0 | 0 | 0 | -35.6217 | -20.114 | 42.7366 | 0 | 0 | 0 | 0 | 160.0076 | -71.4643 | -492.3478 | -590.3762 | 0.3716 | 0.014335 | 0.38347 | 0.014454 | 59.4594 | -1.0244 | -188.7993 | -8.5332
10 | 31 | 16 | 518.2843 | 522.3535 | 529.0547 | 534.9351 | 0 | 0 | 0 | 0 | 109.4115 | 150.6836 | 0 | 0 | 0 | 0 | 0 | 0 | 208.4664 | 354.9036 | 791.1555 | 815.564 | 0 | 0 | 0 | 0 | 0 | -3.7405 | -16.8697 | 112.0065 | 0 | 0 | 0 | 0 | 200.4063 | 20.5067 | -245.2311 | -392.6354 | 0.36606 | 0.39562 | 0.37317 | 0.38507 | 73.361 | 8.113 | -91.5137 | -151.1933
10 | 31 | 17 | 510.525 | 516.3231 | 524.8699 | 532.3506 | 0 | 0 | 0 | 0 | 126.6279 | 193.7742 | 0 | 0 | 0 | 0 | 0 | 0 | 129.6529 | 175.5396 | 467.6819 | 474.4533 | 0 | 0 | 0 | 0 | 0 | -19.4929 | -0.93168 | 0 | 0 | 0 | 0 | 0 | 254.2442 | 166.5022 | 58.1196 | 57.8973 | 0.3796 | 0.40231 | 0.39727 | 0.39167 | 96.5121 | 66.9862 | 23.0891 | 22.6765
10 | 31 | 18 | 534.6274 | 542.6746 | 553.7731 | 563.4725 | 0 | 0 | 0 | 0 | 159.1205 | 228.9213 | 0 | 0 | 0 | 0 | 0 | 0 | 91.9525 | 65.84 | 180.8448 | 180.8462 | 0 | 0 | 0 | 0 | 0 | -3.2945 | 35.5289 | 186.952 | 0 | 0 | 0 | 0 | 283.5544 | 251.2078 | 337.3993 | 195.6743 | 0.38763 | 0.39764 | 0.3935 | 0.37855 | 109.9142 | 99.8898 | 132.7671 | 74.0733
10 | 31 | 19 | 527.2942 | 537.2651 | 550.4388 | 561.9585 | 0 | 0 | 0 | 0 | 160.857 | 247.574 | 0 | 0 | 0 | 0 | 0 | 0 | 92.5386 | 65.6756 | 199.4804 | 199.4804 | 0 | 0 | 0 | 0 | 0 | -0.52159 | 71.6977 | 316.4569 | 0 | 0 | 0 | 0 | 273.8986 | 224.5371 | 279.2607 | 46.0213 | 0.39128 | 0.40086 | 0.39698 | 0.38389 | 107.1716 | 90.0086 | 110.8619 | 17.6672
10 | 31 | 20 | 513.631 | 524.1062 | 537.7027 | 549.508 | 0 | 0 | 0 | 0 | 151.6606 | 249.8537 | 0 | 0 | 0 | 0 | 0 | 0 | 85.7712 | 54.1987 | 218.5883 | 218.5883 | 0 | 0 | 0 | 0 | 0 | 30.1974 | 78.9981 | 214.7213 | 0 | 0 | 0 | 0 | 276.1993 | 189.8563 | 240.1163 | 116.1984 | 0.39034 | 0.40015 | 0.39617 | 0.38289 | 107.8128 | 75.9718 | 95.1278 | 44.491
10 | 31 | 21 | 495.7665 | 506.6383 | 520.5102 | 532.4603 | 0 | 0 | 0 | 0 | 149.0397 | 238.0144 | 0 | 0 | 0 | 0 | 0 | 0 | 81.2064 | 48.6859 | 231.0905 | 231.0905 | 0 | 0 | 0 | 0 | 0 | 35.4285 | 66.6583 | 229.217 | 0 | 0 | 0 | 0 | 265.5204 | 184.5095 | 222.7614 | 72.1528 | 0.38547 | 0.3963 | 0.39241 | 0.3776 | 102.3492 | 73.1217 | 87.4143 | 27.2446
10 | 31 | 22 | 465.9259 | 477.0087 | 490.9712 | 502.989 | 0 | 0 | 0 | 0 | 172.1219 | 228.7522 | 0 | 0 | 0 | 0 | 0 | 0 | 81.5074 | 43.7737 | 233.723 | 233.723 | 0 | 0 | 0 | 0 | 0 | 45.2117 | 102.1798 | 291.9182 | 0 | 0 | 0 | 0 | 212.2966 | 159.2711 | 155.0685 | -22.6522 | 0.37586 | 0.38944 | 0.38588 | 0.36712 | 79.7938 | 62.0264 | 59.8372 | -8.316
10 | 31 | 23 | 421.8507 | 432.1239 | 444.9951 | 456.0384 | 0 | 0 | 0 | 0 | 150.0125 | 215.718 | 0 | 0 | 0 | 0 | 0 | 0 | 91.2925 | 44.9217 | 234.076 | 234.076 | 0 | 0 | 0 | 0 | 0 | 0.64951 | 262.0778 | 13.0936 | 0 | 0 | 0 | 0 | 180.5457 | 170.8347 | -51.1586 | 208.8688 | 0.36524 | 0.38446 | 0.37959 | 0.36444 | 65.9432 | 65.6785 | -19.4191 | 76.1202
10 | 31 | 24 | 396.5506 | 404.9622 | 415.628 | 424.6676 | 0 | 0 | 0 | 0 | 110.6382 | 205.3225 | 0 | 0 | 0 | 0 | 0 | 0 | 111.702 | 48.8279 | 223.8546 | 223.8546 | 0 | 0 | 0 | 0 | 0 | 14.2029 | 156.6925 | -48.9035 | 0 | 0 | 0 | 0 | 174.2103 | 136.6089 | 35.0809 | 249.7166 | 0.36532 | 0.37062 | 0.37486 | 0.36426 | 63.6419 | 50.6298 | 13.1506 | 90.9619
11 | 1 | 1 | 377.2333 | 384.0169 | 392.7491 | 400.0138 | 0 | 0 | 0 | 0 | 114.5145 | 176.5791 | 0 | 0 | 0 | 0 | 0 | 0 | 134.7797 | 40.5887 | 189.5243 | 189.5243 | 0 | 0 | 0 | 0 | 0 | 23.7272 | 155.6666 | 28.7472 | 0 | 0 | 0 | 0 | 127.9391 | 143.1219 | 47.5582 | 181.7423 | 0.3688 | 0.37024 | 0.36683 | 0.36949 | 47.1843 | 52.9894 | 17.446 | 67.1525
11 | 1 | 2 | 368.2065 | 373.2129 | 379.9445 | 385.4367 | 0 | 0 | 0 | 0 | 79.2392 | 184.4169 | 0 | 0 | 0 | 0 | 0 | 0 | 160.3168 | 38.9893 | 169.0448 | 169.0448 | 0 | 0 | 0 | 0 | 0 | 43.1789 | 204.2787 | -11.1737 | 0 | 0 | 0 | 0 | 128.6504 | 106.6278 | 6.6209 | 227.5656 | 0.36982 | 0.36893 | 0.36693 | 0.36762 | 47.5773 | 39.3378 | 2.4294 | 83.6581
11 | 1 | 3 | 364.9691 | 368.4569 | 373.517 | 377.5513 | 0 | 0 | 0 | 0 | 66.0583 | 142.9772 | 0 | 0 | 0 | 0 | 0 | 0 | 169.6699 | 35.8075 | 159.115 | 159.115 | 0 | 0 | 0 | 0 | 0 | 5.1707 | -11.7483 | 4.0514 | 0 | 0 | 0 | 0 | 129.2409 | 184.5015 | 226.1503 | 214.3849 | 0.37 | 0.37041 | 0.36674 | 0.36591 | 47.8193 | 68.3413 | 82.9393 | 78.4457
11 | 1 | 4 | 372.6628 | 375.0993 | 379.0252 | 382.0464 | 0 | 0 | 0 | 0 | 60.5417 | 148.9986 | 0 | 0 | 0 | 0 | 0 | 0 | 163.8665 | 30.8619 | 149.2237 | 149.2237 | 0 | 0 | 0 | 0 | 0 | 1.729 | -0.07113 | -0.25722 | 0 | 0 | 0 | 0 | 148.2546 | 193.5098 | 229.8727 | 233.0799 | 0.37047 | 0.36757 | 0.36593 | 0.36392 | 54.9245 | 71.1279 | 84.1172 | 84.8233
11 | 1 | 5 | 399.1368 | 400.6613 | 403.6721 | 405.8544 | 0 | 0 | 0 | 0 | 87.13 | 185.5266 | 0 | 0 | 0 | 0 | 0 | 0 | 153.7256 | 22.0327 | 131.5654 | 131.5654 | 0 | 0 | 0 | 0 | 0 | 25.1885 | -33.6277 | 81.7374 | 0 | 0 | 0 | 0 | 158.2812 | 167.9135 | 305.7345 | 192.5516 | 0.3683 | 0.36546 | 0.36536 | 0.36382 | 58.2944 | 61.3651 | 111.7027 | 70.0546
11 | 1 | 6 | 446.7208 | 447.6088 | 450.1379 | 451.9103 | 0 | 0 | 0 | 0 | 119.9222 | 197.7659 | 0 | 0 | 0 | 0 | 0 | 0 | 135.3836 | 21.6061 | 130.7121 | 130.7121 | 0 | 0 | 0 | 0 | 0 | 27.9465 | 152.1221 | -60.7808 | 0 | 0 | 0 | 0 | 191.415 | 200.2903 | 167.3037 | 381.979 | 0.3671 | 0.37164 | 0.36654 | 0.36504 | 70.2688 | 74.435 | 61.3232 | 139.4391
11 | 1 | 7 | 479.793 | 480.1202 | 482.3509 | 484.0707 | 0 | 0 | 0 | 0 | 132.2385 | 166.8711 | 0 | 0 | 0 | 0 | 0 | 0 | 144.5128 | 56.3289 | 161.8254 | 162.3691 | 0 | 0 | 0 | 0 | 0 | 30.6266 | 250.0916 | 117.2479 | 0 | 0 | 0 | 0 | 203.0417 | 226.2937 | 70.4339 | 204.4537 | 0.37421 | 0.37971 | 0.37449 | 0.37153 | 75.9799 | 85.9269 | 26.3766 | 75.9605
11 | 1 | 8 | 487.778 | 487.491 | 489.4637 | 491.4148 | 0 | 0 | 0 | 0 | 120.4487 | 115.1877 | 0 | 0 | 0 | 0 | 0 | 0 | 208.7639 | 217.2737 | 486.4909 | 500.5717 | 0 | 0 | 0 | 0 | 0 | -18.8971 | -41.8371 | -35.8839 | 0 | 0 | 0 | 0 | 158.5654 | 173.9267 | 44.8099 | 26.727 | 0.37146 | 0.3818 | 0.38331 | 0.37768 | 58.9013 | 66.4057 | 17.1762 | 10.0943
11 | 1 | 9 | 504.2304 | 504.8103 | 508.1724 | 511.7884 | 0 | 0 | 0 | 0 | 88.0987 | 105.0555 | 0 | 0 | 0 | 0 | 0 | 0 | 259.4974 | 360.7332 | 760.5487 | 789.4936 | 0 | 0 | 0 | 0 | 0 | -5.6896 | 6.7993 | -62.5546 | 0 | 0 | 0 | 0 | 156.6342 | 44.7113 | -259.1756 | -215.1507 | 0.37123 | 0.22113 | 0.22 | 0.23066 | 58.1472 | 9.8872 | -57.0196 | -49.6257
11 | 1 | 10 | 512.7851 | 513.3769 | 516.7439 | 520.3093 | 0 | 0 | 0 | 0 | 54.6754 | 85.3617 | 0 | 0 | 0 | 0 | 0 | 0 | 303.3336 | 458.2933 | 958.3025 | 998.1617 | 0 | 0 | 0 | 0 | 0 | -22.6907 | -152.1278 | -164.2015 | 0 | 0 | 0 | 0 | 154.7761 | -7.5874 | -289.4308 | -313.6508 | 0.3751 | 0.22969 | 0.22687 | 0.23713 | 58.057 | -1.7427 | -65.6646 | -74.3757
11 | 1 | 11 | 516.6475 | 517.2089 | 520.2966 | 523.2981 | 0 | 0 | 0 | 0 | 57.9862 | 92.117 | 0 | 0 | 0 | 0 | 0 | 0 | 331.2198 | 546.8307 | 1117.4221 | 1165.3985 | 0 | 0 | 0 | 0 | 0 | -24.3667 | -304.8744 | -198.1813 | 0 | 0 | 0 | 0 | 127.4415 | -97.372 | -292.251 | -443.9191 | 0.37749 | 0.2322 | 0.2322 | 0 | 48.1079 | -22.6099 | -67.8611 | 0
11 | 1 | 12 | 519.2876 | 520.0869 | 523.253 | 526.0882 | 0 | 0 | 0 | 0 | 55.3302 | 83.3223 | 0 | 0 | 0 | 0 | 0 | 0 | 332.5682 | 574.8509 | 1170.0339 | 1220.9138 | 0 | 0 | 0 | 0 | 0 | -59.7175 | -348.555 | -359.1097 | 0 | 0 | 0 | 0 | 131.3892 | -78.3689 | -298.2258 | -335.7159 | 0.38446 | 0.2322 | 0.2322 | 0 | 50.5138 | -18.1973 | -69.2484 | 0
11 | 1 | 13 | 525.7473 | 527.9438 | 532.6093 | 536.689 | 0 | 0 | 0 | 0 | 54.8271 | 85.3965 | 0 | 0 | 0 | 0 | 0 | 0 | 321.856 | 570.5929 | 1184.4533 | 1234.555 | 0 | 0 | 0 | 0 | 0 | -56.8875 | -348.4294 | -374.1833 | 0 | 0 | 0 | 0 | 149.0641 | -71.1581 | -303.4146 | -323.6827 | 0.38397 | 0.2322 | 0.2322 | 0 | 57.2369 | -16.523 | -70.4533 | 0
11 | 1 | 14 | 523.5192 | 526.414 | 531.8692 | 536.6825 | 0 | 0 | 0 | 0 | 54.2869 | 92.0603 | 0 | 0 | 0 | 0 | 0 | 0 | 304.7841 | 544.164 | 1137.8834 | 1184.5753 | 0 | 0 | 0 | 0 | 0 | -61.2558 | -337.8572 | -322.1578 | 0 | 0 | 0 | 0 | 164.4482 | -48.5545 | -268.1569 | -325.735 | 0.38397 | 0.2322 | 0.2322 | 0 | 63.144 | -11.2744 | -62.2664 | 0
11 | 1 | 15 | 519.8391 | 523.3807 | 529.5108 | 534.8945 | 0 | 0 | 0 | 0 | 58.8953 | 83.3223 | 0 | 0 | 0 | 0 | 0 | 0 | 269.3863 | 473.7688 | 1014.5574 | 1053.3621 | 0 | 0 | 0 | 0 | 0 | -36.2936 | -221.0698 | -280.9067 | 0 | 0 | 0 | 0 | 191.5576 | 2.5832 | -263.9768 | -237.5609 | 0.38285 | 0.2322 | 0.2322 | 0 | 73.3376 | 0.59982 | -61.2958 | 0
11 | 1 | 16 | 515.2767 | 520.864 | 529.2456 | 536.6411 | 0 | 0 | 0 | 0 | 71.6083 | 98.3943 | 0 | 0 | 0 | 0 | 0 | 0 | 202.0166 | 324.3271 | 748.3064 | 771.6873 | 0 | 0 | 0 | 0 | 0 | -9.5486 | -55.0142 | 26.1372 | 0 | 0 | 0 | 0 | 241.6518 | 107.6911 | -164.0466 | -261.1833 | 0.36639 | 0.37183 | 0.37526 | 0.38586 | 88.5387 | 40.0426 | -61.5597 | -100.7815
11 | 1 | 17 | 518.1748 | 525.0402 | 534.8004 | 543.3626 | 0 | 0 | 0 | 0 | 117.6576 | 139.2317 | 0 | 0 | 0 | 0 | 0 | 0 | 124.4772 | 155.2216 | 432.1474 | 438.3968 | 0 | 0 | 0 | 0 | 0 | -8.9661 | -9.1503 | 11.8688 | 0 | 0 | 0 | 0 | 276.04 | 239.553 | 111.8032 | 93.097 | 0.37929 | 0.39223 | 0.38711 | 0.38707 | 104.6983 | 93.9598 | 43.2802 | 36.0354
11 | 1 | 18 | 553.2993 | 563.3459 | 576.7319 | 588.4642 | 0 | 0 | 0 | 0 | 130.1507 | 179.5085 | 0 | 0 | 0 | 0 | 0 | 0 | 94.4453 | 53.7775 | 163.2027 | 163.2037 | 0 | 0 | 0 | 0 | 0 | -4.5673 | 6.9095 | 63.7009 | 0 | 0 | 0 | 0 | 328.7033 | 334.6271 | 406.6196 | 361.5595 | 0.38908 | 0.39443 | 0.3893 | 0.38442 | 127.8932 | 131.9876 | 158.299 | 138.9906
11 | 1 | 19 | 557.2633 | 569.3012 | 584.8754 | 598.5155 | 0 | 0 | 0 | 0 | 129.6716 | 202.7192 | 0 | 0 | 0 | 0 | 0 | 0 | 98.3801 | 57.9768 | 166.3862 | 166.3862 | 0 | 0 | 0 | 0 | 0 | -2.8427 | 49.6248 | 403.2279 | 0 | 0 | 0 | 0 | 329.2117 | 311.448 | 368.8644 | 28.9015 | 0.39237 | 0.3967 | 0.39262 | 0.38839 | 129.1741 | 123.5514 | 144.8228 | 11.2252
11 | 1 | 20 | 542.1482 | 554.5011 | 570.2838 | 584.0205 | 0 | 0 | 0 | 0 | 140.9636 | 197.6531 | 0 | 0 | 0 | 0 | 0 | 0 | 114.7909 | 77.415 | 182.9961 | 182.9961 | 0 | 0 | 0 | 0 | 0 | -4.3153 | 10.6252 | 102.3447 | 0 | 0 | 0 | 0 | 286.3937 | 283.7483 | 376.6626 | 298.6797 | 0.3924 | 0.39622 | 0.39194 | 0.38777 | 112.3817 | 112.4279 | 147.6301 | 115.8195
11 | 1 | 21 | 515.274 | 527.1761 | 542.2636 | 555.2867 | 0 | 0 | 0 | 0 | 144.9276 | 204.3972 | 0 | 0 | 0 | 0 | 0 | 0 | 132.0736 | 93.0248 | 190.045 | 190.045 | 0 | 0 | 0 | 0 | 0 | 4.8984 | 25.7168 | 278.4243 | 0 | 0 | 0 | 0 | 238.2728 | 224.8557 | 326.5018 | 86.8174 | 0.39025 | 0.39436 | 0.39015 | 0.38582 | 92.985 | 88.6746 | 127.385 | 33.4958
11 | 1 | 22 | 468.5817 | 479.6753 | 493.6637 | 505.7075 | 0 | 0 | 0 | 0 | 139.6436 | 217.2779 | 0 | 0 | 0 | 0 | 0 | 0 | 138.3458 | 97.0313 | 192.0856 | 192.0856 | 0 | 0 | 0 | 0 | 0 | 4.8623 | 30.7665 | 96.6847 | 0 | 0 | 0 | 0 | 190.5923 | 160.5038 | 270.8116 | 216.9372 | 0.38615 | 0.39118 | 0.3871 | 0.38217 | 73.5963 | 62.7857 | 104.8324 | 82.9064
11 | 1 | 23 | 430.6014 | 441.2947 | 454.6667 | 466.1541 | 0 | 0 | 0 | 0 | 129.7736 | 205.9207 | 0 | 0 | 0 | 0 | 0 | 0 | 132.2312 | 92.3135 | 198.0405 | 198.0405 | 0 | 0 | 0 | 0 | 0 | 17.5347 | 130.9106 | 52.7368 | 0 | 0 | 0 | 0 | 168.5966 | 125.5258 | 125.7156 | 215.3768 | 0.37881 | 0.38565 | 0.38202 | 0.38151 | 63.8666 | 48.4092 | 48.0265 | 82.1678
11 | 1 | 24 | 397.2752 | 406.1162 | 417.2669 | 426.7473 | 0 | 0 | 0 | 0 | 121.1831 | 190.5338 | 0 | 0 | 0 | 0 | 0 | 0 | 143.5266 | 105.5589 | 197.0817 | 197.0817 | 0 | 0 | 0 | 0 | 0 | 33.0982 | 223.9918 | -1.9817 | 0 | 0 | 0 | 0 | 132.5655 | 76.9253 | -3.8066 | 231.6472 | 0.37303 | 0.37589 | 0.37336 | 0.37439 | 49.4507 | 28.9153 | -1.4213 | 86.7266
11 | 2 | 1 | 380.2064 | 387.0874 | 395.9376 | 403.3044 | 0 | 0 | 0 | 0 | 114.5145 | 176.5791 | 0 | 0 | 0 | 0 | 0 | 0 | 149.5141 | 110.7958 | 180.3368 | 180.3368 | 0 | 0 | 0 | 0 | 0 | 23.7272 | 155.6666 | 28.7472 | 0 | 0 | 0 | 0 | 116.1778 | 75.9853 | 59.9342 | 194.2203 | 0.3688 | 0.37024 | 0.36683 | 0.36949 | 42.8467 | 28.1328 | 21.9859 | 71.763
11 | 2 | 2 | 369.7474 | 374.8043 | 381.597 | 387.1422 | 0 | 0 | 0 | 0 | 79.2392 | 184.4169 | 0 | 0 | 0 | 0 | 0 | 0 | 138.1158 | 105.9183 | 170.0539 | 170.0539 | 0 | 0 | 0 | 0 | 0 | 43.1789 | 204.2787 | -11.1737 | 0 | 0 | 0 | 0 | 152.3924 | 41.2902 | 7.2644 | 228.262 | 0.36982 | 0.36893 | 0.36693 | 0.36762 | 56.3575 | 15.233 | 2.6655 | 83.914
11 | 2 | 3 | 365.9662 | 369.4866 | 374.5863 | 378.6548 | 0 | 0 | 0 | 0 | 66.0583 | 142.9772 | 0 | 0 | 0 | 0 | 0 | 0 | 124.0576 | 98.4354 | 177.6309 | 177.6309 | 0 | 0 | 0 | 0 | 0 | 5.1707 | -11.7483 | 4.0514 | 0 | 0 | 0 | 0 | 175.8503 | 122.9034 | 208.7037 | 196.9725 | 0.37 | 0.37041 | 0.36674 | 0.36591 | 65.0648 | 45.5247 | 76.5408 | 72.0743
11 | 2 | 4 | 373.4424 | 375.9043 | 379.8612 | 382.9092 | 0 | 0 | 0 | 0 | 60.5417 | 148.9986 | 0 | 0 | 0 | 0 | 0 | 0 | 130.4627 | 101.3982 | 201.4156 | 201.4156 | 0 | 0 | 0 | 0 | 0 | 1.729 | -0.07113 | -0.25722 | 0 | 0 | 0 | 0 | 182.438 | 123.7785 | 178.5168 | 181.7508 | 0.37047 | 0.36757 | 0.36593 | 0.36392 | 67.5886 | 45.497 | 65.3245 | 66.1434
11 | 2 | 5 | 397.8315 | 399.3133 | 402.2723 | 404.4097 | 0 | 0 | 0 | 0 | 87.13 | 185.5266 | 0 | 0 | 0 | 0 | 0 | 0 | 143.513 | 105.8464 | 216.7003 | 216.7003 | 0 | 0 | 0 | 0 | 0 | 25.1885 | -33.6277 | 81.7374 | 0 | 0 | 0 | 0 | 167.1885 | 82.7518 | 219.1997 | 105.972 | 0.3683 | 0.36546 | 0.36536 | 0.36382 | 61.5749 | 30.2422 | 80.0865 | 38.555
11 | 2 | 6 | 446.8114 | 447.7024 | 450.2352 | 452.0106 | 0 | 0 | 0 | 0 | 119.9222 | 197.7659 | 0 | 0 | 0 | 0 | 0 | 0 | 145.6862 | 104.0603 | 202.0085 | 202.0085 | 0 | 0 | 0 | 0 | 0 | 27.9465 | 152.1221 | -60.7808 | 0 | 0 | 0 | 0 | 181.2031 | 117.9297 | 96.1045 | 310.7829 | 0.3671 | 0.37164 | 0.36654 | 0.36504 | 66.52 | 43.8269 | 35.226 | 113.4494
11 | 2 | 7 | 478.7597 | 479.0531 | 481.2427 | 482.9271 | 0 | 0 | 0 | 0 | 132.2385 | 166.8711 | 0 | 0 | 0 | 0 | 0 | 0 | 158.5748 | 130.999 | 220.3248 | 220.8225 | 0 | 0 | 0 | 0 | 0 | 30.6266 | 250.0916 | 117.2479 | 0 | 0 | 0 | 0 | 187.9463 | 150.5563 | 10.8264 | 144.8566 | 0.37421 | 0.37971 | 0.37449 | 0.37153 | 70.3311 | 57.1684 | 4.0543 | 53.8184
11 | 2 | 8 | 484.406 | 484.0086 | 485.8475 | 487.6828 | 0 | 0 | 0 | 0 | 120.4487 | 115.1877 | 0 | 0 | 0 | 0 | 0 | 0 | 234.7492 | 311.9648 | 607.107 | 621.9829 | 0 | 0 | 0 | 0 | 0 | -18.8971 | -41.8371 | -35.8839 | 0 | 0 | 0 | 0 | 129.2081 | 75.7533 | -79.4224 | -98.4162 | 0.37146 | 0.3818 | 0.38331 | 0.37768 | 47.9961 | 28.9228 | -30.4436 | -37.17
11 | 2 | 9 | 495.456 | 495.7487 | 498.7626 | 502.0772 | 0 | 0 | 0 | 0 | 88.0987 | 105.0555 | 0 | 0 | 0 | 0 | 0 | 0 | 302.3476 | 467.2634 | 904.567 | 935.8015 | 0 | 0 | 0 | 0 | 0 | -5.6896 | 6.7993 | -62.5546 | 0 | 0 | 0 | 0 | 105.0096 | -70.8806 | -412.6038 | -371.1697 | 0.37123 | 0.22113 | 0.22 | 0.23066 | 38.9827 | -15.6741 | -90.7744 | -85.6124
11 | 2 | 10 | 513.329 | 513.9385 | 517.3272 | 520.9112 | 0 | 0 | 0 | 0 | 54.6754 | 85.3617 | 0 | 0 | 0 | 0 | 0 | 0 | 352.195 | 572.2996 | 1079.8338 | 1122.3725 | 0 | 0 | 0 | 0 | 0 | -22.6907 | -152.1278 | -164.2015 | 0 | 0 | 0 | 0 | 106.4586 | -121.0321 | -410.3788 | -437.2597 | 0.3751 | 0.22969 | 0.22687 | 0.23713 | 39.9329 | -27.7996 | -93.1046 | -103.687
11 | 2 | 11 | 518.8774 | 519.5118 | 522.688 | 525.7661 | 0 | 0 | 0 | 0 | 57.9862 | 92.117 | 0 | 0 | 0 | 0 | 0 | 0 | 400.5442 | 648.7804 | 1185.1595 | 1234.058 | 0 | 0 | 0 | 0 | 0 | -24.3667 | -304.8744 | -198.1813 | 0 | 0 | 0 | 0 | 60.3469 | -197.0189 | -357.5971 | -510.1107 | 0.37749 | 0.2322 | 0.2322 | 0 | 22.7804 | -45.748 | -83.0345 | 0
11 | 2 | 12 | 523.421 | 524.3556 | 527.6858 | 530.6629 | 0 | 0 | 0 | 0 | 55.3302 | 83.3223 | 0 | 0 | 0 | 0 | 0 | 0 | 420.0373 | 675.6347 | 1212.9562 | 1264.4269 | 0 | 0 | 0 | 0 | 0 | -59.7175 | -348.555 | -359.1097 | 0 | 0 | 0 | 0 | 48.0535 | -174.8839 | -336.7154 | -374.6543 | 0.38446 | 0.2322 | 0.2322 | 0 | 18.4746 | -40.6082 | -78.1858 | 0
11 | 2 | 13 | 529.8807 | 532.2124 | 537.042 | 541.2637 | 0 | 0 | 0 | 0 | 54.8271 | 85.3965 | 0 | 0 | 0 | 0 | 0 | 0 | 413.0148 | 662.0169 | 1203.5789 | 1253.942 | 0 | 0 | 0 | 0 | 0 | -56.8875 | -348.4294 | -374.1833 | 0 | 0 | 0 | 0 | 62.0387 | -158.3133 | -318.1074 | -338.495 | 0.38397 | 0.2322 | 0.2322 | 0 | 23.8213 | -36.7605 | -73.865 | 0
11 | 2 | 14 | 527.0906 | 530.1023 | 535.6993 | 540.6352 | 0 | 0 | 0 | 0 | 54.2869 | 92.0603 | 0 | 0 | 0 | 0 | 0 | 0 | 405.2365 | 630.71 | 1141.4199 | 1188.5713 | 0 | 0 | 0 | 0 | 0 | -61.2558 | -337.8572 | -322.1578 | 0 | 0 | 0 | 0 | 67.5672 | -131.4122 | -267.8633 | -325.7783 | 0.38397 | 0.2322 | 0.2322 | 0 | 25.9441 | -30.514 | -62.1982 | 0
11 | 2 | 15 | 520.7274 | 524.2981 | 530.4635 | 535.8776 | 0 | 0 | 0 | 0 | 58.8953 | 83.3223 | 0 | 0 | 0 | 0 | 0 | 0 | 394.348 | 578.3748 | 1044.7258 | 1084.5676 | 0 | 0 | 0 | 0 | 0 | -36.2936 | -221.0698 | -280.9067 | 0 | 0 | 0 | 0 | 67.4842 | -101.1055 | -293.1925 | -267.7833 | 0.38285 | 0.2322 | 0.2322 | 0 | 25.8362 | -23.4768 | -68.0797 | 0
11 | 2 | 16 | 514.3703 | 519.9279 | 528.2735 | 535.6379 | 0 | 0 | 0 | 0 | 71.6083 | 98.3943 | 0 | 0 | 0 | 0 | 0 | 0 | 329.3131 | 439.5558 | 806.426 | 831.1001 | 0 | 0 | 0 | 0 | 0 | -9.5486 | -55.0142 | 26.1372 | 0 | 0 | 0 | 0 | 113.4489 | -8.4736 | -223.1383 | -321.5993 | 0.36639 | 0.37183 | 0.37526 | 0.38586 | 41.5665 | -3.1507 | -83.7343 | -124.0939
11 | 2 | 17 | 503.708 | 510.0997 | 519.2858 | 527.3512 | 0 | 0 | 0 | 0 | 117.6576 | 139.2317 | 0 | 0 | 0 | 0 | 0 | 0 | 252.5006 | 265.7069 | 492.9611 | 499.6897 | 0 | 0 | 0 | 0 | 0 | -8.9661 | -9.1503 | 11.8688 | 0 | 0 | 0 | 0 | 133.5497 | 114.1272 | 35.4749 | 15.7927 | 0.37929 | 0.39223 | 0.38711 | 0.38707 | 50.6536 | 44.7641 | 13.7327 | 6.1129
11 | 2 | 18 | 537.6722 | 547.2072 | 559.973 | 571.1687 | 0 | 0 | 0 | 0 | 130.1507 | 179.5085 | 0 | 0 | 0 | 0 | 0 | 0 | 218.3494 | 155.359 | 189.9448 | 189.9455 | 0 | 0 | 0 | 0 | 0 | -4.5673 | 6.9095 | 63.7009 | 0 | 0 | 0 | 0 | 189.1722 | 216.907 | 363.1186 | 317.5222 | 0.38908 | 0.39443 | 0.3893 | 0.38442 | 73.6038 | 85.555 | 141.3639 | 122.0618
11 | 2 | 19 | 536.3245 | 547.6769 | 562.42 | 575.3412 | 0 | 0 | 0 | 0 | 129.6716 | 202.7192 | 0 | 0 | 0 | 0 | 0 | 0 | 214.9319 | 162.0199 | 210.0051 | 210.0051 | 0 | 0 | 0 | 0 | 0 | -2.8427 | 49.6248 | 403.2279 | 0 | 0 | 0 | 0 | 191.721 | 185.7806 | 302.7901 | -37.8918 | 0.39237 | 0.3967 | 0.39262 | 0.38839 | 75.2263 | 73.6991 | 118.8808 | -14.717
11 | 2 | 20 | 518.6532 | 530.2369 | 545.0872 | 558.017 | 0 | 0 | 0 | 0 | 140.9636 | 197.6531 | 0 | 0 | 0 | 0 | 0 | 0 | 227.099 | 192.1637 | 254.3242 | 254.3242 | 0 | 0 | 0 | 0 | 0 | -4.3153 | 10.6252 | 102.3447 | 0 | 0 | 0 | 0 | 150.5906 | 144.7355 | 280.1378 | 201.3481 | 0.3924 | 0.39622 | 0.39194 | 0.38777 | 59.0922 | 57.3477 | 109.7979 | 78.0771
11 | 2 | 21 | 493.6281 | 504.8216 | 519.05 | 531.3298 | 0 | 0 | 0 | 0 | 144.9276 | 204.3972 | 0 | 0 | 0 | 0 | 0 | 0 | 224.2308 | 186.669 | 251.8305 | 251.8305 | 0 | 0 | 0 | 0 | 0 | 4.8984 | 25.7168 | 278.4243 | 0 | 0 | 0 | 0 | 124.4697 | 108.857 | 241.5028 | 1.0751 | 0.39025 | 0.39436 | 0.39015 | 0.38582 | 48.5738 | 42.9291 | 94.2225 | 0.4148
11 | 2 | 22 | 469.9232 | 481.0607 | 495.1024 | 507.1922 | 0 | 0 | 0 | 0 | 139.6436 | 217.2779 | 0 | 0 | 0 | 0 | 0 | 0 | 216.2671 | 176.7422 | 258.0155 | 258.0155 | 0 | 0 | 0 | 0 | 0 | 4.8623 | 30.7665 | 96.6847 | 0 | 0 | 0 | 0 | 114.0126 | 82.1783 | 206.3204 | 152.4921 | 0.38615 | 0.39118 | 0.3871 | 0.38217 | 44.0254 | 32.1464 | 79.8676 | 58.2775
11 | 2 | 23 | 432.5956 | 443.3541 | 456.8053 | 468.3612 | 0 | 0 | 0 | 0 | 129.7736 | 205.9207 | 0 | 0 | 0 | 0 | 0 | 0 | 208.8617 | 162.8459 | 274.3603 | 274.3603 | 0 | 0 | 0 | 0 | 0 | 17.5347 | 130.9106 | 52.7368 | 0 | 0 | 0 | 0 | 93.9603 | 57.0528 | 51.5344 | 141.264 | 0.37881 | 0.38565 | 0.38202 | 0.38151 | 35.5934 | 22.0025 | 19.6874 | 53.8933
11 | 2 | 24 | 401.8981 | 410.8903 | 422.2246 | 431.8637 | 0 | 0 | 0 | 0 | 121.1831 | 190.5338 | 0 | 0 | 0 | 0 | 0 | 0 | 201.1687 | 143.5102 | 295.1311 | 295.1311 | 0 | 0 | 0 | 0 | 0 | 33.0982 | 223.9918 | -1.9817 | 0 | 0 | 0 | 0 | 79.5462 | 43.7482 | -96.8983 | 138.7142 | 0.37303 | 0.37589 | 0.37336 | 0.37439 | 29.673 | 16.4444 | -36.1784 | 51.9333
11 | 3 | 1 | 381.7836 | 388.7162 | 397.6291 | 405.05 | 0 | 0 | 0 | 0 | 114.5145 | 176.5791 | 0 | 0 | 0 | 0 | 0 | 0 | 208.6568 | 136.3435 | 323.774 | 323.774 | 0 | 0 | 0 | 0 | 0 | 23.7272 | 155.6666 | 28.7472 | 0 | 0 | 0 | 0 | 58.6123 | 52.0665 | -81.8115 | 52.5288 | 0.3688 | 0.37024 | 0.36683 | 0.36949 | 21.6164 | 19.2771 | -30.0112 | 19.409
11 | 3 | 2 | 365.5778 | 370.4981 | 377.1254 | 382.5274 | 0 | 0 | 0 | 0 | 79.2392 | 184.4169 | 0 | 0 | 0 | 0 | 0 | 0 | 212.314 | 128.4067 | 321.532 | 321.532 | 0 | 0 | 0 | 0 | 0 | 43.1789 | 204.2787 | -11.1737 | 0 | 0 | 0 | 0 | 74.0245 | 14.4957 | -148.6853 | 72.1692 | 0.36982 | 0.36893 | 0.36693 | 0.36762 | 27.3756 | 5.3478 | -54.5577 | 26.5309
11 | 3 | 3 | 359.0591 | 362.3534 | 367.1789 | 371.0103 | 0 | 0 | 0 | 0 | 66.0583 | 142.9772 | 0 | 0 | 0 | 0 | 0 | 0 | 208.4337 | 117.5995 | 295.4274 | 295.4274 | 0 | 0 | 0 | 0 | 0 | 5.1707 | -11.7483 | 4.0514 | 0 | 0 | 0 | 0 | 84.5671 | 96.606 | 83.4999 | 71.5315 | 0.37 | 0.37041 | 0.36674 | 0.36591 | 31.2899 | 35.7839 | 30.6231 | 26.1741
11 | 3 | 4 | 359.5375 | 361.5443 | 364.9493 | 367.5198 | 0 | 0 | 0 | 0 | 60.5417 | 148.9986 | 0 | 0 | 0 | 0 | 0 | 0 | 191.913 | 100.4425 | 267.2955 | 267.2955 | 0 | 0 | 0 | 0 | 0 | 1.729 | -0.07113 | -0.25722 | 0 | 0 | 0 | 0 | 107.0828 | 110.3742 | 97.725 | 100.4815 | 0.37047 | 0.36757 | 0.36593 | 0.36392 | 39.6714 | 40.57 | 35.7604 | 36.5676
11 | 3 | 5 | 367.2118 | 367.6913 | 369.435 | 370.521 | 0 | 0 | 0 | 0 | 87.13 | 185.5266 | 0 | 0 | 0 | 0 | 0 | 0 | 185.3035 | 96.2405 | 247.8814 | 247.8814 | 0 | 0 | 0 | 0 | 0 | 25.1885 | -33.6277 | 81.7374 | 0 | 0 | 0 | 0 | 94.7783 | 60.7357 | 155.1813 | 40.9021 | 0.3683 | 0.36546 | 0.36536 | 0.36382 | 34.9065 | 22.1963 | 56.6968 | 14.8811
11 | 3 | 6 | 378.3023 | 376.9507 | 376.7643 | 376.1873 | 0 | 0 | 0 | 0 | 119.9222 | 197.7659 | 0 | 0 | 0 | 0 | 0 | 0 | 180.8943 | 97.0481 | 221.735 | 221.735 | 0 | 0 | 0 | 0 | 0 | 27.9465 | 152.1221 | -60.7808 | 0 | 0 | 0 | 0 | 77.4859 | 54.1902 | 2.9071 | 215.2331 | 0.3671 | 0.37164 | 0.36654 | 0.36504 | 28.4452 | 20.139 | 1.0656 | 78.5696
11 | 3 | 7 | 391.5779 | 389.0174 | 387.7467 | 386.4374 | 0 | 0 | 0 | 0 | 132.2385 | 166.8711 | 0 | 0 | 0 | 0 | 0 | 0 | 189.1644 | 125.668 | 214.7439 | 215.3246 | 0 | 0 | 0 | 0 | 0 | 30.6266 | 250.0916 | 117.2479 | 0 | 0 | 0 | 0 | 70.1749 | 65.8517 | -77.0888 | 53.8649 | 0.37421 | 0.37971 | 0.37449 | 0.37153 | 26.26 | 25.0048 | -28.8688 | 20.0124
11 | 3 | 8 | 410.0776 | 407.2471 | 406.1358 | 405.4188 | 0 | 0 | 0 | 0 | 120.4487 | 115.1877 | 0 | 0 | 0 | 0 | 0 | 0 | 261.2926 | 299.7625 | 595.3627 | 610.5433 | 0 | 0 | 0 | 0 | 0 | -18.8971 | -41.8371 | -35.8839 | 0 | 0 | 0 | 0 | 28.3363 | 11.194 | -147.3898 | -169.2406 | 0.37146 | 0.3818 | 0.38331 | 0.37768 | 10.5259 | 4.2739 | -56.4963 | -63.9191
11 | 3 | 9 | 432.6032 | 430.8384 | 431.3575 | 432.514 | 0 | 0 | 0 | 0 | 88.0987 | 105.0555 | 0 | 0 | 0 | 0 | 0 | 0 | 323.2403 | 449.2593 | 894.5843 | 925.6277 | 0 | 0 | 0 | 0 | 0 | -5.6896 | 6.7993 | -62.5546 | 0 | 0 | 0 | 0 | 21.2641 | -117.7868 | -470.0261 | -430.5591 | 0.37123 | 0.22113 | 0.22 | 0.23066 | 7.8938 | -26.0466 | -103.4076 | -99.3109
11 | 3 | 10 | 448.21 | 446.6879 | 447.4919 | 448.84 | 0 | 0 | 0 | 0 | 54.6754 | 85.3617 | 0 | 0 | 0 | 0 | 0 | 0 | 372.9442 | 547.0214 | 1052.7848 | 1094.5904 | 0 | 0 | 0 | 0 | 0 | -22.6907 | -152.1278 | -164.2015 | 0 | 0 | 0 | 0 | 20.5904 | -163.0044 | -453.1651 | -481.5489 | 0.3751 | 0.22969 | 0.22687 | 0.23713 | 7.7235 | -37.4401 | -102.8117 | -114.1892
11 | 3 | 11 | 455.0093 | 453.553 | 454.1942 | 455.0792 | 0 | 0 | 0 | 0 | 57.9862 | 92.117 | 0 | 0 | 0 | 0 | 0 | 0 | 406.0239 | 606.0131 | 1138.6155 | 1186.7503 | 0 | 0 | 0 | 0 | 0 | -24.3667 | -304.8744 | -198.1813 | 0 | 0 | 0 | 0 | -9.0009 | -220.2104 | -379.5469 | -533.4898 | 0.37749 | 0.2322 | 0.2322 | 0 | -3.3977 | -51.133 | -88.1313 | 0
11 | 3 | 12 | 459.1903 | 458.0224 | 458.8032 | 459.5748 | 0 | 0 | 0 | 0 | 55.3302 | 83.3223 | 0 | 0 | 0 | 0 | 0 | 0 | 414.8557 | 627.6702 | 1174.0018 | 1224.904 | 0 | 0 | 0 | 0 | 0 | -59.7175 | -348.555 | -359.1097 | 0 | 0 | 0 | 0 | -10.9955 | -193.2527 | -366.6436 | -406.2195 | 0.38446 | 0.2322 | 0.2322 | 0 | -4.2273 | -44.8734 | -85.1351 | 0
11 | 3 | 13 | 463.6921 | 463.8572 | 466.0597 | 468.0086 | 0 | 0 | 0 | 0 | 54.8271 | 85.3965 | 0 | 0 | 0 | 0 | 0 | 0 | 430.8999 | 636.2217 | 1166.9373 | 1217.1594 | 0 | 0 | 0 | 0 | 0 | -56.8875 | -348.4294 | -374.1833 | 0 | 0 | 0 | 0 | -22.0349 | -200.8734 | -352.4481 | -374.9674 | 0.38397 | 0.2322 | 0.2322 | 0 | -8.4608 | -46.643 | -81.8389 | 0
11 | 3 | 14 | 462.3705 | 463.2636 | 466.2918 | 469.0054 | 0 | 0 | 0 | 0 | 54.2869 | 92.0603 | 0 | 0 | 0 | 0 | 0 | 0 | 432.1681 | 621.1959 | 1133.1002 | 1179.5656 | 0 | 0 | 0 | 0 | 0 | -61.2558 | -337.8572 | -322.1578 | 0 | 0 | 0 | 0 | -24.0845 | -188.7368 | -328.9512 | -388.4024 | 0.38397 | 0.2322 | 0.2322 | 0 | -9.2478 | -43.8248 | -76.3829 | 0
11 | 3 | 15 | 460.0682 | 461.6532 | 465.4109 | 468.7422 | 0 | 0 | 0 | 0 | 58.8953 | 83.3223 | 0 | 0 | 0 | 0 | 0 | 0 | 401.2147 | 554.2602 | 1033.839 | 1072.1403 | 0 | 0 | 0 | 0 | 0 | -36.2936 | -221.0698 | -280.9067 | 0 | 0 | 0 | 0 | -0.041846 | -139.6357 | -347.3582 | -322.4913 | 0.38285 | 0.2322 | 0.2322 | 0 | -0.016021 | -32.4235 | -80.6571 | 0
11 | 3 | 16 | 458.2976 | 462.0197 | 468.1397 | 473.5788 | 0 | 0 | 0 | 0 | 71.6083 | 98.3943 | 0 | 0 | 0 | 0 | 0 | 0 | 337.3618 | 409.1457 | 781.6409 | 805.1693 | 0 | 0 | 0 | 0 | 0 | -9.5486 | -55.0142 | 26.1372 | 0 | 0 | 0 | 0 | 49.3275 | -35.9717 | -258.487 | -357.7278 | 0.36639 | 0.37183 | 0.37526 | 0.38586 | 18.0731 | -13.3753 | -96.9992 | -138.0346
11 | 3 | 17 | 463.8969 | 468.9855 | 476.5914 | 483.2898 | 0 | 0 | 0 | 0 | 117.6576 | 139.2317 | 0 | 0 | 0 | 0 | 0 | 0 | 254.2216 | 235.4779 | 482.0914 | 488.4778 | 0 | 0 | 0 | 0 | 0 | -8.9661 | -9.1503 | 11.8688 | 0 | 0 | 0 | 0 | 92.0177 | 103.242 | 3.6503 | -17.0568 | 0.37929 | 0.39223 | 0.38711 | 0.38707 | 34.9011 | 40.4946 | 1.4131 | -6.6022
11 | 3 | 18 | 501.0881 | 509.4256 | 520.7392 | 530.6787 | 0 | 0 | 0 | 0 | 130.1507 | 179.5085 | 0 | 0 | 0 | 0 | 0 | 0 | 192.7659 | 115.7228 | 196.5024 | 196.5029 | 0 | 0 | 0 | 0 | 0 | -4.5673 | 6.9095 | 63.7009 | 0 | 0 | 0 | 0 | 178.1715 | 218.7615 | 317.3272 | 270.4749 | 0.38908 | 0.39443 | 0.3893 | 0.38442 | 69.3237 | 86.2865 | 123.5371 | 103.9759
11 | 3 | 19 | 503.2211 | 513.4899 | 526.9191 | 538.7036 | 0 | 0 | 0 | 0 | 129.6716 | 202.7192 | 0 | 0 | 0 | 0 | 0 | 0 | 184.9696 | 106.5272 | 198.5597 | 198.5597 | 0 | 0 | 0 | 0 | 0 | -2.8427 | 49.6248 | 403.2279 | 0 | 0 | 0 | 0 | 188.5799 | 207.0863 | 278.7346 | -63.084 | 0.39237 | 0.3967 | 0.39262 | 0.38839 | 73.9939 | 82.1511 | 109.4362 | -24.5015
11 | 3 | 20 | 485.0785 | 495.5632 | 509.0808 | 520.8578 | 0 | 0 | 0 | 0 | 140.9636 | 197.6531 | 0 | 0 | 0 | 0 | 0 | 0 | 202.1515 | 117.5111 | 206.3684 | 206.3684 | 0 | 0 | 0 | 0 | 0 | -4.3153 | 10.6252 | 102.3447 | 0 | 0 | 0 | 0 | 141.9634 | 184.7143 | 292.0872 | 212.1447 | 0.3924 | 0.39622 | 0.39194 | 0.38777 | 55.7068 | 73.1883 | 114.4814 | 82.2637
11 | 3 | 21 | 465.8184 | 476.1016 | 489.2262 | 500.5511 | 0 | 0 | 0 | 0 | 144.9276 | 204.3972 | 0 | 0 | 0 | 0 | 0 | 0 | 201.6679 | 113.5864 | 210.0869 | 210.0869 | 0 | 0 | 0 | 0 | 0 | 4.8984 | 25.7168 | 278.4243 | 0 | 0 | 0 | 0 | 119.2228 | 153.2195 | 253.4225 | 12.0399 | 0.39025 | 0.39436 | 0.39015 | 0.38582 | 46.5262 | 60.424 | 98.873 | 4.6452
11 | 3 | 22 | 445.9206 | 456.2724 | 469.3614 | 480.627 | 0 | 0 | 0 | 0 | 139.6436 | 217.2779 | 0 | 0 | 0 | 0 | 0 | 0 | 191.6344 | 108.0807 | 217.0277 | 217.0277 | 0 | 0 | 0 | 0 | 0 | 4.8623 | 30.7665 | 96.6847 | 0 | 0 | 0 | 0 | 114.6426 | 126.0515 | 221.5671 | 166.9146 | 0.38615 | 0.39118 | 0.3871 | 0.38217 | 44.2687 | 49.3087 | 85.7697 | 63.7894
11 | 3 | 23 | 417.5849 | 427.852 | 440.7074 | 451.7479 | 0 | 0 | 0 | 0 | 129.7736 | 205.9207 | 0 | 0 | 0 | 0 | 0 | 0 | 185.5244 | 105.4881 | 221.7054 | 221.7054 | 0 | 0 | 0 | 0 | 0 | 17.5347 | 130.9106 | 52.7368 | 0 | 0 | 0 | 0 | 102.2869 | 98.9085 | 88.0914 | 177.3057 | 0.37881 | 0.38565 | 0.38202 | 0.38151 | 38.7476 | 38.1442 | 33.6531 | 67.6434
11 | 3 | 24 | 386.561 | 395.0513 | 405.7768 | 414.8892 | 0 | 0 | 0 | 0 | 121.1831 | 190.5338 | 0 | 0 | 0 | 0 | 0 | 0 | 174.2263 | 96.9571 | 225.5552 | 225.5552 | 0 | 0 | 0 | 0 | 0 | 33.0982 | 223.9918 | -1.9817 | 0 | 0 | 0 | 0 | 91.1516 | 74.4622 | -43.7702 | 191.3157 | 0.37303 | 0.37589 | 0.37336 | 0.37439 | 34.0021 | 27.9894 | -16.3422 | 71.6268
11 | 4 | 1 | 367.208 | 373.6635 | 381.9978 | 388.9182 | 0 | 0 | 0 | 0 | 114.5145 | 176.5791 | 0 | 0 | 0 | 0 | 0 | 0 | 167.9515 | 90.8331 | 232.6579 | 232.6579 | 0 | 0 | 0 | 0 | 0 | 23.7272 | 155.6666 | 28.7472 | 0 | 0 | 0 | 0 | 84.742 | 82.5241 | -6.3267 | 127.5131 | 0.3688 | 0.37024 | 0.36683 | 0.36949 | 31.2531 | 30.5537 | -2.3208 | 47.1152
11 | 4 | 2 | 350.3314 | 354.7527 | 360.7748 | 365.6533 | 0 | 0 | 0 | 0 | 79.2392 | 184.4169 | 0 | 0 | 0 | 0 | 0 | 0 | 161.5488 | 88.7234 | 238.8508 | 238.8508 | 0 | 0 | 0 | 0 | 0 | 43.1789 | 204.2787 | -11.1737 | 0 | 0 | 0 | 0 | 109.5433 | 38.4336 | -82.3547 | 137.9762 | 0.36982 | 0.36893 | 0.36693 | 0.36762 | 40.5111 | 14.1791 | -30.2188 | 50.723
11 | 4 | 3 | 338.2471 | 340.8601 | 344.8597 | 347.9764 | 0 | 0 | 0 | 0 | 66.0583 | 142.9772 | 0 | 0 | 0 | 0 | 0 | 0 | 157.4162 | 90.0863 | 243.2932 | 243.2932 | 0 | 0 | 0 | 0 | 0 | 5.1707 | -11.7483 | 4.0514 | 0 | 0 | 0 | 0 | 114.7726 | 102.6259 | 113.3147 | 100.6317 | 0.37 | 0.37041 | 0.36674 | 0.36591 | 42.466 | 38.0137 | 41.5575 | 36.8222
11 | 4 | 4 | 349.3672 | 351.0411 | 354.0424 | 356.2637 | 0 | 0 | 0 | 0 | 60.5417 | 148.9986 | 0 | 0 | 0 | 0 | 0 | 0 | 156.0619 | 91.8539 | 246.2422 | 246.2422 | 0 | 0 | 0 | 0 | 0 | 1.729 | -0.07113 | -0.25722 | 0 | 0 | 0 | 0 | 132.7636 | 108.4595 | 107.8713 | 110.2787 | 0.37047 | 0.36757 | 0.36593 | 0.36392 | 49.1855 | 39.8662 | 39.4733 | 40.133
11 | 4 | 5 | 358.6913 | 358.8918 | 360.2973 | 361.0907 | 0 | 0 | 0 | 0 | 87.13 | 185.5266 | 0 | 0 | 0 | 0 | 0 | 0 | 157.0876 | 91.9646 | 247.481 | 247.481 | 0 | 0 | 0 | 0 | 0 | 25.1885 | -33.6277 | 81.7374 | 0 | 0 | 0 | 0 | 114.4737 | 56.2121 | 146.444 | 31.8723 | 0.3683 | 0.36546 | 0.36536 | 0.36382 | 42.1602 | 20.5431 | 53.5045 | 11.5959
11 | 4 | 6 | 364.5788 | 362.7779 | 362.0468 | 360.9986 | 0 | 0 | 0 | 0 | 119.9222 | 197.7659 | 0 | 0 | 0 | 0 | 0 | 0 | 153.615 | 88.6331 | 261.5531 | 261.5531 | 0 | 0 | 0 | 0 | 0 | 27.9465 | 152.1221 | -60.7808 | 0 | 0 | 0 | 0 | 91.0416 | 48.4324 | -51.6285 | 160.2263 | 0.3671 | 0.37164 | 0.36654 | 0.36504 | 33.4216 | 17.9992 | -18.9238 | 58.4896
11 | 4 | 7 | 376.0958 | 373.0285 | 371.1433 | 369.3025 | 0 | 0 | 0 | 0 | 132.2385 | 166.8711 | 0 | 0 | 0 | 0 | 0 | 0 | 164.4238 | 110.9072 | 294.7264 | 295.0707 | 0 | 0 | 0 | 0 | 0 | 30.6266 | 250.0916 | 117.2479 | 0 | 0 | 0 | 0 | 79.4335 | 64.6236 | -173.6746 | -43.0162 | 0.37421 | 0.37971 | 0.37449 | 0.37153 | 29.7247 | 24.5385 | -65.039 | -15.9818
11 | 4 | 8 | 396.499 | 393.224 | 391.5738 | 390.3906 | 0 | 0 | 0 | 0 | 120.4487 | 115.1877 | 0 | 0 | 0 | 0 | 0 | 0 | 230.3926 | 268.0408 | 643.2471 | 655.5377 | 0 | 0 | 0 | 0 | 0 | -18.8971 | -41.8371 | -35.8839 | 0 | 0 | 0 | 0 | 45.6577 | 28.8927 | -209.8362 | -229.2632 | 0.37146 | 0.3818 | 0.38331 | 0.37768 | 16.9602 | 11.0313 | -80.4327 | -86.5885
11 | 4 | 9 | 421.327 | 419.1931 | 419.2647 | 420.0339 | 0 | 0 | 0 | 0 | 88.0987 | 105.0555 | 0 | 0 | 0 | 0 | 0 | 0 | 279.4838 | 410.6614 | 912.8433 | 939.8191 | 0 | 0 | 0 | 0 | 0 | -5.6896 | 6.7993 | -62.5546 | 0 | 0 | 0 | 0 | 53.7444 | -90.8342 | -500.378 | -457.2306 | 0.37123 | 0.22113 | 0.22 | 0.23066 | 19.9515 | -20.0865 | -110.0851 | -105.4628
11 | 4 | 10 | 426.1471 | 423.9029 | 423.8312 | 424.4216 | 0 | 0 | 0 | 0 | 54.6754 | 85.3617 | 0 | 0 | 0 | 0 | 0 | 0 | 299.844 | 497.858 | 1063.0838 | 1100.0692 | 0 | 0 | 0 | 0 | 0 | -22.6907 | -152.1278 | -164.2015 | 0 | 0 | 0 | 0 | 71.6278 | -136.6262 | -487.1248 | -511.446 | 0.3751 | 0.22969 | 0.22687 | 0.23713 | 26.8678 | -31.3814 | -110.5164 | -121.2787
11 | 4 | 11 | 441.1044 | 439.193 | 439.2823 | 439.6898 | 0 | 0 | 0 | 0 | 57.9862 | 92.117 | 0 | 0 | 0 | 0 | 0 | 0 | 313.4764 | 549.7724 | 1149.0115 | 1191.8504 | 0 | 0 | 0 | 0 | 0 | -24.3667 | -304.8744 | -198.1813 | 0 | 0 | 0 | 0 | 69.6419 | -178.3298 | -404.8548 | -553.9793 | 0.37749 | 0.2322 | 0.2322 | 0 | 26.2891 | -41.4083 | -94.0078 | 0
11 | 4 | 12 | 440.1006 | 438.3078 | 438.3309 | 438.447 | 0 | 0 | 0 | 0 | 55.3302 | 83.3223 | 0 | 0 | 0 | 0 | 0 | 0 | 318.0783 | 564.298 | 1186.3823 | 1231.2028 | 0 | 0 | 0 | 0 | 0 | -59.7175 | -348.555 | -359.1097 | 0 | 0 | 0 | 0 | 66.6921 | -149.595 | -399.4964 | -433.6461 | 0.38446 | 0.2322 | 0.2322 | 0 | 25.6404 | -34.7361 | -92.7636 | 0
11 | 4 | 13 | 438.8374 | 438.1889 | 439.4049 | 440.5004 | 0 | 0 | 0 | 0 | 54.8271 | 85.3965 | 0 | 0 | 0 | 0 | 0 | 0 | 297.6227 | 534.662 | 1130.2567 | 1172.949 | 0 | 0 | 0 | 0 | 0 | -56.8875 | -348.4294 | -374.1833 | 0 | 0 | 0 | 0 | 86.3876 | -124.9821 | -342.4224 | -358.2653 | 0.38397 | 0.2322 | 0.2322 | 0 | 33.1707 | -29.0209 | -79.5109 | 0
11 | 4 | 14 | 441.7398 | 441.9576 | 444.1669 | 446.1721 | 0 | 0 | 0 | 0 | 54.2869 | 92.0603 | 0 | 0 | 0 | 0 | 0 | 0 | 263.4942 | 508.4068 | 1181.8736 | 1218.7783 | 0 | 0 | 0 | 0 | 0 | -61.2558 | -337.8572 | -322.1578 | 0 | 0 | 0 | 0 | 123.9586 | -97.2537 | -399.8495 | -450.4483 | 0.38397 | 0.2322 | 0.2322 | 0 | 47.597 | -22.5824 | -92.8456 | 0
11 | 4 | 15 | 445.0756 | 446.1698 | 449.3325 | 452.149 | 0 | 0 | 0 | 0 | 58.8953 | 83.3223 | 0 | 0 | 0 | 0 | 0 | 0 | 221.7428 | 433.4994 | 1082.7065 | 1111.1112 | 0 | 0 | 0 | 0 | 0 | -36.2936 | -221.0698 | -280.9067 | 0 | 0 | 0 | 0 | 164.4375 | -34.3583 | -412.3042 | -378.0555 | 0.38285 | 0.2322 | 0.2322 | 0 | 62.9547 | -7.978 | -95.7376 | 0
11 | 4 | 16 | 453.2215 | 456.7775 | 462.696 | 467.9607 | 0 | 0 | 0 | 0 | 71.6083 | 98.3943 | 0 | 0 | 0 | 0 | 0 | 0 | 157.9464 | 317.4287 | 849.1555 | 866.2431 | 0 | 0 | 0 | 0 | 0 | -9.5486 | -55.0142 | 26.1372 | 0 | 0 | 0 | 0 | 223.6668 | 50.503 | -331.4453 | -424.4195 | 0.36639 | 0.37183 | 0.37526 | 0.38586 | 81.9492 | 18.7784 | -124.3773 | -163.7686
11 | 4 | 17 | 481.6632 | 487.3334 | 495.6444 | 502.9529 | 0 | 0 | 0 | 0 | 117.6576 | 139.2317 | 0 | 0 | 0 | 0 | 0 | 0 | 82.863 | 177.9776 | 550.9117 | 555.2375 | 0 | 0 | 0 | 0 | 0 | -8.9661 | -9.1503 | 11.8688 | 0 | 0 | 0 | 0 | 281.1426 | 179.0902 | -46.117 | -64.1533 | 0.37929 | 0.39223 | 0.38711 | 0.38707 | 106.6336 | 70.2445 | -17.8524 | -24.8321
11 | 4 | 18 | 530.2031 | 539.4936 | 551.9629 | 562.9021 | 0 | 0 | 0 | 0 | 130.1507 | 179.5085 | 0 | 0 | 0 | 0 | 0 | 0 | 49.0024 | 95.5266 | 278.6252 | 278.6254 | 0 | 0 | 0 | 0 | 0 | -4.5673 | 6.9095 | 63.7009 | 0 | 0 | 0 | 0 | 351.05 | 269.0258 | 266.4281 | 220.5758 | 0.38908 | 0.39443 | 0.3893 | 0.38442 | 136.5879 | 106.1123 | 103.7218 | 84.7937
11 | 4 | 19 | 511.3791 | 521.915 | 535.6679 | 547.7326 | 0 | 0 | 0 | 0 | 129.6716 | 202.7192 | 0 | 0 | 0 | 0 | 0 | 0 | 51.1566 | 94.0644 | 275.6288 | 275.6288 | 0 | 0 | 0 | 0 | 0 | -2.8427 | 49.6248 | 403.2279 | 0 | 0 | 0 | 0 | 330.551 | 227.9741 | 210.4143 | -131.1241 | 0.39237 | 0.3967 | 0.39262 | 0.38839 | 129.6996 | 90.4373 | 82.6124 | -50.928
11 | 4 | 20 | 489.9008 | 500.5433 | 514.2523 | 526.1949 | 0 | 0 | 0 | 0 | 140.9636 | 197.6531 | 0 | 0 | 0 | 0 | 0 | 0 | 54.2393 | 93.293 | 274.086 | 274.086 | 0 | 0 | 0 | 0 | 0 | -4.3153 | 10.6252 | 102.3447 | 0 | 0 | 0 | 0 | 294.6978 | 213.9126 | 229.5412 | 149.7643 | 0.3924 | 0.39622 | 0.39194 | 0.38777 | 115.6403 | 84.7573 | 89.967 | 58.0743
11 | 4 | 21 | 459.4733 | 469.5487 | 482.4215 | 493.5285 | 0 | 0 | 0 | 0 | 144.9276 | 204.3972 | 0 | 0 | 0 | 0 | 0 | 0 | 50.8377 | 93.8543 | 275.2085 | 275.2085 | 0 | 0 | 0 | 0 | 0 | 4.8984 | 25.7168 | 278.4243 | 0 | 0 | 0 | 0 | 263.708 | 166.3989 | 181.4962 | -60.1043 | 0.39025 | 0.39436 | 0.39015 | 0.38582 | 102.911 | 65.6214 | 70.8109 | -23.1894
11 | 4 | 22 | 422.2624 | 431.8397 | 443.9897 | 454.443 | 0 | 0 | 0 | 0 | 139.6436 | 217.2779 | 0 | 0 | 0 | 0 | 0 | 0 | 46.4144 | 93.3544 | 274.2087 | 274.2087 | 0 | 0 | 0 | 0 | 0 | 4.8623 | 30.7665 | 96.6847 | 0 | 0 | 0 | 0 | 236.2043 | 116.3452 | 139.0145 | 83.5496 | 0.38615 | 0.39118 | 0.3871 | 0.38217 | 91.2092 | 45.5118 | 53.8131 | 31.9299
11 | 4 | 23 | 394.5974 | 404.1121 | 416.0551 | 426.3062 | 0 | 0 | 0 | 0 | 129.7736 | 205.9207 | 0 | 0 | 0 | 0 | 0 | 0 | 47.1051 | 93.9371 | 275.3741 | 275.3741 | 0 | 0 | 0 | 0 | 0 | 17.5347 | 130.9106 | 52.7368 | 0 | 0 | 0 | 0 | 217.7187 | 86.7197 | 9.7704 | 98.1953 | 0.37881 | 0.38565 | 0.38202 | 0.38151 | 82.4747 | 33.4435 | 3.7325 | 37.4622
11 | 4 | 24 | 372.348 | 380.373 | 390.5343 | 399.1587 | 0 | 0 | 0 | 0 | 121.1831 | 190.5338 | 0 | 0 | 0 | 0 | 0 | 0 | 50.484 | 95.7508 | 279.0015 | 279.0015 | 0 | 0 | 0 | 0 | 0 | 33.0982 | 223.9918 | -1.9817 | 0 | 0 | 0 | 0 | 200.6808 | 60.9902 | -112.459 | 122.1389 | 0.37303 | 0.37589 | 0.37336 | 0.37439 | 74.8596 | 22.9255 | -41.9882 | 45.7277
11 | 5 | 1 | 368.5677 | 375.0676 | 383.4559 | 390.4231 | 0 | 0 | 0 | 0 | 114.5145 | 176.5791 | 0 | 0 | 0 | 0 | 0 | 0 | 49.9106 | 96.7633 | 281.0266 | 281.0266 | 0 | 0 | 0 | 0 | 0 | 23.7272 | 155.6666 | 28.7472 | 0 | 0 | 0 | 0 | 204.1426 | 77.998 | -53.2373 | 80.6492 | 0.3688 | 0.37024 | 0.36683 | 0.36949 | 75.2884 | 28.878 | -19.5292 | 29.7993
11 | 5 | 2 | 355.5525 | 360.1447 | 366.374 | 371.4318 | 0 | 0 | 0 | 0 | 79.2392 | 184.4169 | 0 | 0 | 0 | 0 | 0 | 0 | 46.7849 | 97.1111 | 281.7222 | 281.7222 | 0 | 0 | 0 | 0 | 0 | 43.1789 | 204.2787 | -11.1737 | 0 | 0 | 0 | 0 | 229.5283 | 35.4379 | -119.6269 | 100.8833 | 0.36982 | 0.36893 | 0.36693 | 0.36762 | 84.8838 | 13.0739 | -43.8952 | 37.0869
11 | 5 | 3 | 348.2905 | 351.2323 | 355.6305 | 359.092 | 0 | 0 | 0 | 0 | 66.0583 | 142.9772 | 0 | 0 | 0 | 0 | 0 | 0 | 45.5876 | 97.8164 | 283.1329 | 283.1329 | 0 | 0 | 0 | 0 | 0 | 5.1707 | -11.7483 | 4.0514 | 0 | 0 | 0 | 0 | 236.6446 | 105.268 | 84.2459 | 71.9078 | 0.37 | 0.37041 | 0.36674 | 0.36591 | 87.5588 | 38.9924 | 30.8967 | 26.3118
11 | 5 | 4 | 350.5818 | 352.2955 | 355.345 | 357.608 | 0 | 0 | 0 | 0 | 60.5417 | 148.9986 | 0 | 0 | 0 | 0 | 0 | 0 | 45.5 | 97.7548 | 283.0096 | 283.0096 | 0 | 0 | 0 | 0 | 0 | 1.729 | -0.07113 | -0.25722 | 0 | 0 | 0 | 0 | 244.5401 | 103.813 | 72.4065 | 74.8555 | 0.37047 | 0.36757 | 0.36593 | 0.36392 | 90.5958 | 38.1583 | 26.4957 | 27.2417
11 | 5 | 5 | 364.7644 | 365.1637 | 366.8103 | 367.8123 | 0 | 0 | 0 | 0 | 87.13 | 185.5266 | 0 | 0 | 0 | 0 | 0 | 0 | 45.6596 | 97.7602 | 283.0205 | 283.0205 | 0 | 0 | 0 | 0 | 0 | 25.1885 | -33.6277 | 81.7374 | 0 | 0 | 0 | 0 | 231.9748 | 56.6884 | 117.4176 | 3.0544 | 0.3683 | 0.36546 | 0.36536 | 0.36382 | 85.4355 | 20.7172 | 42.8995 | 1.1113
11 | 5 | 6 | 398.6429 | 397.9572 | 398.5781 | 398.6996 | 0 | 0 | 0 | 0 | 119.9222 | 197.7659 | 0 | 0 | 0 | 0 | 0 | 0 | 48.3461 | 95.7637 | 278.7584 | 278.7584 | 0 | 0 | 0 | 0 | 0 | 27.9465 | 152.1221 | -60.7808 | 0 | 0 | 0 | 0 | 230.3747 | 76.4811 | -32.3025 | 180.7219 | 0.3671 | 0.37164 | 0.36654 | 0.36504 | 84.571 | 28.4231 | -11.8401 | 65.9715
11 | 5 | 7 | 446.164 | 445.3903 | 446.2862 | 446.8513 | 0 | 0 | 0 | 0 | 132.2385 | 166.8711 | 0 | 0 | 0 | 0 | 0 | 0 | 76.1987 | 120.9745 | 290.7053 | 291.2572 | 0 | 0 | 0 | 0 | 0 | 30.6266 | 250.0916 | 117.2479 | 0 | 0 | 0 | 0 | 237.7267 | 126.9182 | -94.5106 | 38.3462 | 0.37421 | 0.37971 | 0.37449 | 0.37153 | 88.9593 | 48.1926 | -35.3931 | 14.2467
11 | 5 | 8 | 467.9268 | 466.99 | 468.1748 | 469.4443 | 0 | 0 | 0 | 0 | 120.4487 | 115.1877 | 0 | 0 | 0 | 0 | 0 | 0 | 149.0909 | 265.7399 | 586.9702 | 600.8156 | 0 | 0 | 0 | 0 | 0 | -18.8971 | -41.8371 | -35.8839 | 0 | 0 | 0 | 0 | 198.3873 | 104.9596 | -76.9583 | -95.4875 | 0.37146 | 0.3818 | 0.38331 | 0.37768 | 73.6937 | 40.0738 | -29.499 | -36.0639
11 | 5 | 9 | 485.4126 | 485.3766 | 487.9918 | 490.9615 | 0 | 0 | 0 | 0 | 88.0987 | 105.0555 | 0 | 0 | 0 | 0 | 0 | 0 | 197.976 | 375.8982 | 790.0467 | 817.5023 | 0 | 0 | 0 | 0 | 0 | -5.6896 | 6.7993 | -62.5546 | 0 | 0 | 0 | 0 | 199.3378 | 10.1124 | -308.8543 | -263.9862 | 0.37123 | 0.22113 | 0.22 | 0.23066 | 74.0001 | 2.2362 | -67.9492 | -60.8899
11 | 5 | 10 | 502.3429 | 502.5928 | 505.5454 | 508.7522 | 0 | 0 | 0 | 0 | 54.6754 | 85.3617 | 0 | 0 | 0 | 0 | 0 | 0 | 229.359 | 438.596 | 911.4223 | 947.1768 | 0 | 0 | 0 | 0 | 0 | -22.6907 | -152.1278 | -164.2015 | 0 | 0 | 0 | 0 | 218.3085 | 1.3258 | -253.7492 | -274.2231 | 0.3751 | 0.22969 | 0.22687 | 0.23713 | 81.8882 | 0.30453 | -57.5693 | -65.0263
11 | 5 | 11 | 511.6983 | 512.0977 | 514.989 | 517.8206 | 0 | 0 | 0 | 0 | 57.9862 | 92.117 | 0 | 0 | 0 | 0 | 0 | 0 | 264.6469 | 512.0915 | 1017.1635 | 1061.2603 | 0 | 0 | 0 | 0 | 0 | -24.3667 | -304.8744 | -198.1813 | 0 | 0 | 0 | 0 | 189.0652 | -67.744 | -197.3001 | -345.2585 | 0.37749 | 0.2322 | 0.2322 | 0 | 71.3702 | -15.7302 | -45.8134 | 0
11 | 5 | 12 | 518.4718 | 519.2444 | 522.3781 | 525.1853 | 0 | 0 | 0 | 0 | 55.3302 | 83.3223 | 0 | 0 | 0 | 0 | 0 | 0 | 273.9475 | 534.7695 | 1079.615 | 1126.2545 | 0 | 0 | 0 | 0 | 0 | -59.7175 | -348.555 | -359.1097 | 0 | 0 | 0 | 0 | 189.1942 | -39.13 | -208.6818 | -241.9595 | 0.38446 | 0.2322 | 0.2322 | 0 | 72.7374 | -9.086 | -48.4562 | 0
11 | 5 | 13 | 519.6741 | 521.6718 | 526.0963 | 529.9674 | 0 | 0 | 0 | 0 | 54.8271 | 85.3965 | 0 | 0 | 0 | 0 | 0 | 0 | 268.5229 | 526.5637 | 1079.6709 | 1125.2696 | 0 | 0 | 0 | 0 | 0 | -56.8875 | -348.4294 | -374.1833 | 0 | 0 | 0 | 0 | 196.324 | -33.4009 | -205.1453 | -221.1188 | 0.38397 | 0.2322 | 0.2322 | 0 | 75.3835 | -7.7557 | -47.635 | 0
11 | 5 | 14 | 522.4859 | 525.3469 | 530.761 | 535.5389 | 0 | 0 | 0 | 0 | 54.2869 | 92.0603 | 0 | 0 | 0 | 0 | 0 | 0 | 253.086 | 492.6752 | 1030.7305 | 1072.6765 | 0 | 0 | 0 | 0 | 0 | -61.2558 | -337.8572 | -322.1578 | 0 | 0 | 0 | 0 | 215.1129 | 1.8672 | -162.1122 | -214.9798 | 0.38397 | 0.2322 | 0.2322 | 0 | 82.5979 | 0.43357 | -37.6427 | 0
11 | 5 | 15 | 520.3467 | 523.905 | 530.0552 | 535.4563 | 0 | 0 | 0 | 0 | 58.8953 | 83.3223 | 0 | 0 | 0 | 0 | 0 | 0 | 221.862 | 426.1458 | 938.9197 | 973.2813 | 0 | 0 | 0 | 0 | 0 | -36.2936 | -221.0698 | -280.9067 | 0 | 0 | 0 | 0 | 239.5894 | 50.7304 | -187.7947 | -156.9183 | 0.38285 | 0.2322 | 0.2322 | 0 | 91.7265 | 11.7796 | -43.6062 | 0
11 | 5 | 16 | 512.8837 | 518.3926 | 526.6792 | 533.9926 | 0 | 0 | 0 | 0 | 71.6083 | 98.3943 | 0 | 0 | 0 | 0 | 0 | 0 | 163.6746 | 302.8785 | 740.8615 | 761.5948 | 0 | 0 | 0 | 0 | 0 | -9.5486 | -55.0142 | 26.1372 | 0 | 0 | 0 | 0 | 277.6007 | 126.6684 | -159.168 | -253.7394 | 0.36639 | 0.37183 | 0.37526 | 0.38586 | 101.71 | 47.0988 | -59.729 | -97.9091
11 | 5 | 17 | 515.6005 | 522.3816 | 532.0396 | 540.5134 | 0 | 0 | 0 | 0 | 117.6576 | 139.2317 | 0 | 0 | 0 | 0 | 0 | 0 | 97.9848 | 148.8031 | 437.6644 | 442.6553 | 0 | 0 | 0 | 0 | 0 | -8.9661 | -9.1503 | 11.8688 | 0 | 0 | 0 | 0 | 299.9581 | 243.3129 | 103.5255 | 85.9894 | 0.37929 | 0.39223 | 0.38711 | 0.38707 | 113.7701 | 95.4346 | 40.0758 | 33.2842
11 | 5 | 18 | 562.3456 | 572.6883 | 586.4334 | 598.4763 | 0 | 0 | 0 | 0 | 130.1507 | 179.5085 | 0 | 0 | 0 | 0 | 0 | 0 | 73.5707 | 61.8933 | 190.6896 | 190.6897 | 0 | 0 | 0 | 0 | 0 | -4.5673 | 6.9095 | 63.7009 | 0 | 0 | 0 | 0 | 358.6242 | 335.8538 | 388.8342 | 344.0856 | 0.38908 | 0.39443 | 0.3893 | 0.38442 | 139.5349 | 132.4714 | 151.3751 | 132.2733
11 | 5 | 19 | 567.6512 | 580.0291 | 596.0156 | 610.0124 | 0 | 0 | 0 | 0 | 129.6716 | 202.7192 | 0 | 0 | 0 | 0 | 0 | 0 | 69.5629 | 64.2348 | 204.3969 | 204.3969 | 0 | 0 | 0 | 0 | 0 | -2.8427 | 49.6248 | 403.2279 | 0 | 0 | 0 | 0 | 368.4167 | 315.9179 | 341.9939 | 2.3876 | 0.39237 | 0.3967 | 0.39262 | 0.38839 | 144.5571 | 125.3246 | 134.2729 | 0.92735
11 | 5 | 20 | 550.6507 | 563.2818 | 579.4021 | 593.4307 | 0 | 0 | 0 | 0 | 140.9636 | 197.6531 | 0 | 0 | 0 | 0 | 0 | 0 | 59.7693 | 65.9863 | 214.701 | 214.701 | 0 | 0 | 0 | 0 | 0 | -4.3153 | 10.6252 | 102.3447 | 0 | 0 | 0 | 0 | 349.9178 | 303.9577 | 354.076 | 276.385 | 0.3924 | 0.39622 | 0.39194 | 0.38777 | 137.3088 | 120.4354 | 138.7775 | 107.1743
11 | 5 | 21 | 523.6133 | 535.7883 | 551.2069 | 564.5163 | 0 | 0 | 0 | 0 | 144.9276 | 204.3972 | 0 | 0 | 0 | 0 | 0 | 0 | 51.9595 | 68.658 | 224.5434 | 224.5434 | 0 | 0 | 0 | 0 | 0 | 4.8984 | 25.7168 | 278.4243 | 0 | 0 | 0 | 0 | 326.7261 | 257.8347 | 300.9467 | 61.5486 | 0.39025 | 0.39436 | 0.39015 | 0.38582 | 127.5035 | 101.6803 | 117.4146 | 23.7467
11 | 5 | 22 | 494.7779 | 506.729 | 521.7573 | 534.7005 | 0 | 0 | 0 | 0 | 139.6436 | 217.2779 | 0 | 0 | 0 | 0 | 0 | 0 | 48.0327 | 64.599 | 216.6979 | 216.6979 | 0 | 0 | 0 | 0 | 0 | 4.8623 | 30.7665 | 96.6847 | 0 | 0 | 0 | 0 | 307.1016 | 219.9899 | 274.2928 | 221.3179 | 0.38615 | 0.39118 | 0.3871 | 0.38217 | 118.5859 | 86.0554 | 106.18 | 84.5805
11 | 5 | 23 | 447.4976 | 458.7439 | 472.7866 | 484.8541 | 0 | 0 | 0 | 0 | 129.7736 | 205.9207 | 0 | 0 | 0 | 0 | 0 | 0 | 45.6956 | 64.0096 | 215.5192 | 215.5192 | 0 | 0 | 0 | 0 | 0 | 17.5347 | 130.9106 | 52.7368 | 0 | 0 | 0 | 0 | 272.0284 | 171.2789 | 126.3567 | 216.5981 | 0.37881 | 0.38565 | 0.38202 | 0.38151 | 103.0479 | 66.0539 | 48.2714 | 82.6337
11 | 5 | 24 | 410.6181 | 419.8958 | 431.5761 | 441.5146 | 0 | 0 | 0 | 0 | 121.1831 | 190.5338 | 0 | 0 | 0 | 0 | 0 | 0 | 45.6499 | 57.3858 | 202.0568 | 202.0568 | 0 | 0 | 0 | 0 | 0 | 33.0982 | 223.9918 | -1.9817 | 0 | 0 | 0 | 0 | 243.785 | 138.878 | 5.5275 | 241.4395 | 0.37303 | 0.37589 | 0.37336 | 0.37439 | 90.9387 | 52.2025 | 2.0638 | 90.3927
11 | 6 | 1 | 383.5603 | 390.551 | 399.5344 | 407.0163 | 0 | 0 | 0 | 0 | 114.5145 | 176.5791 | 0 | 0 | 0 | 0 | 0 | 0 | 47.9123 | 51.2022 | 186.4475 | 186.4475 | 0 | 0 | 0 | 0 | 0 | 23.7272 | 155.6666 | 28.7472 | 0 | 0 | 0 | 0 | 221.1335 | 139.0425 | 57.4203 | 191.8215 | 0.3688 | 0.37024 | 0.36683 | 0.36949 | 81.5547 | 51.4791 | 21.0637 | 70.8767
11 | 6 | 2 | 367.9345 | 372.932 | 379.6528 | 385.1358 | 0 | 0 | 0 | 0 | 79.2392 | 184.4169 | 0 | 0 | 0 | 0 | 0 | 0 | 48.1503 | 47.1327 | 177.9674 | 177.9674 | 0 | 0 | 0 | 0 | 0 | 43.1789 | 204.2787 | -11.1737 | 0 | 0 | 0 | 0 | 240.5449 | 98.2036 | -2.5933 | 218.3421 | 0.36982 | 0.36893 | 0.36693 | 0.36762 | 88.9579 | 36.2298 | -0.95156 | 80.2673
11 | 6 | 3 | 359.9474 | 363.2708 | 368.1316 | 371.9934 | 0 | 0 | 0 | 0 | 66.0583 | 142.9772 | 0 | 0 | 0 | 0 | 0 | 0 | 48.1772 | 39.2885 | 162.2403 | 162.2403 | 0 | 0 | 0 | 0 | 0 | 5.1707 | -11.7483 | 4.0514 | 0 | 0 | 0 | 0 | 245.7119 | 175.8344 | 217.6396 | 205.7017 | 0.37 | 0.37041 | 0.36674 | 0.36591 | 90.9137 | 65.1309 | 79.818 | 75.2684
11 | 6 | 4 | 356.7094 | 358.6236 | 361.9164 | 364.3897 | 0 | 0 | 0 | 0 | 60.5417 | 148.9986 | 0 | 0 | 0 | 0 | 0 | 0 | 45.6675 | 33.0358 | 153.3315 | 153.3315 | 0 | 0 | 0 | 0 | 0 | 1.729 | -0.07113 | -0.25722 | 0 | 0 | 0 | 0 | 250.5002 | 174.8602 | 208.656 | 211.3155 | 0.37047 | 0.36757 | 0.36593 | 0.36392 | 92.8039 | 64.2729 | 76.3534 | 76.9027
11 | 6 | 5 | 367.1575 | 367.6351 | 369.3766 | 370.4608 | 0 | 0 | 0 | 0 | 87.13 | 185.5266 | 0 | 0 | 0 | 0 | 0 | 0 | 45.5 | 35.1694 | 157.8387 | 157.8387 | 0 | 0 | 0 | 0 | 0 | 25.1885 | -33.6277 | 81.7374 | 0 | 0 | 0 | 0 | 234.5274 | 121.7507 | 245.1656 | 130.8847 | 0.3683 | 0.36546 | 0.36536 | 0.36382 | 86.3756 | 44.4946 | 89.5733 | 47.6188
11 | 6 | 6 | 399.0962 | 398.4252 | 399.0641 | 399.2012 | 0 | 0 | 0 | 0 | 119.9222 | 197.7659 | 0 | 0 | 0 | 0 | 0 | 0 | 45.6424 | 32.2161 | 151.7281 | 151.7281 | 0 | 0 | 0 | 0 | 0 | 27.9465 | 152.1221 | -60.7808 | 0 | 0 | 0 | 0 | 233.5316 | 140.4967 | 95.2139 | 308.2539 | 0.3671 | 0.37164 | 0.36654 | 0.36504 | 85.7299 | 52.2136 | 34.8995 | 112.5262
11 | 6 | 7 | 444.3873 | 443.5555 | 444.3809 | 444.885 | 0 | 0 | 0 | 0 | 132.2385 | 166.8711 | 0 | 0 | 0 | 0 | 0 | 0 | 64.086 | 60.5391 | 169.2909 | 169.8146 | 0 | 0 | 0 | 0 | 0 | 30.6266 | 250.0916 | 117.2479 | 0 | 0 | 0 | 0 | 248.0627 | 185.5187 | 24.9985 | 157.8225 | 0.37421 | 0.37971 | 0.37449 | 0.37153 | 92.8271 | 70.4441 | 9.3616 | 58.6356
11 | 6 | 8 | 477.7527 | 477.1375 | 478.7123 | 480.3192 | 0 | 0 | 0 | 0 | 120.4487 | 115.1877 | 0 | 0 | 0 | 0 | 0 | 0 | 142.278 | 228.6394 | 501.8058 | 515.7923 | 0 | 0 | 0 | 0 | 0 | -18.8971 | -41.8371 | -35.8839 | 0 | 0 | 0 | 0 | 215.026 | 152.2076 | 18.7436 | 0.41075 | 0.37146 | 0.3818 | 0.38331 | 0.37768 | 79.8743 | 58.1132 | 7.1847 | 0.15513
11 | 6 | 9 | 494.3139 | 494.5692 | 497.5377 | 500.8131 | 0 | 0 | 0 | 0 | 88.0987 | 105.0555 | 0 | 0 | 0 | 0 | 0 | 0 | 204.6678 | 371.9557 | 767.9512 | 796.7866 | 0 | 0 | 0 | 0 | 0 | -5.6896 | 6.7993 | -62.5546 | 0 | 0 | 0 | 0 | 201.5474 | 23.2476 | -277.2128 | -233.4189 | 0.37123 | 0.22113 | 0.22 | 0.23066 | 74.8203 | 5.1408 | -60.9879 | -53.8394
11 | 6 | 10 | 500.1493 | 500.3274 | 503.1929 | 506.3244 | 0 | 0 | 0 | 0 | 54.6754 | 85.3617 | 0 | 0 | 0 | 0 | 0 | 0 | 253.9053 | 472.335 | 951.5789 | 991.3762 | 0 | 0 | 0 | 0 | 0 | -22.6907 | -152.1278 | -164.2015 | 0 | 0 | 0 | 0 | 191.5686 | -34.6786 | -296.2582 | -320.8502 | 0.3751 | 0.22969 | 0.22687 | 0.23713 | 71.858 | -7.9652 | -67.2135 | -76.0829
11 | 6 | 11 | 509.9217 | 510.2629 | 513.0837 | 515.8542 | 0 | 0 | 0 | 0 | 57.9862 | 92.117 | 0 | 0 | 0 | 0 | 0 | 0 | 280.6707 | 527.4918 | 1061.926 | 1108.2215 | 0 | 0 | 0 | 0 | 0 | -24.3667 | -304.8744 | -198.1813 | 0 | 0 | 0 | 0 | 171.2648 | -84.9791 | -243.9679 | -394.186 | 0.37749 | 0.2322 | 0.2322 | 0 | 64.6508 | -19.7322 | -56.6497 | 0
11 | 6 | 12 | 513.9759 | 514.6013 | 517.5565 | 520.2093 | 0 | 0 | 0 | 0 | 55.3302 | 83.3223 | 0 | 0 | 0 | 0 | 0 | 0 | 290.6953 | 553.6159 | 1103.9824 | 1153.3205 | 0 | 0 | 0 | 0 | 0 | -59.7175 | -348.555 | -359.1097 | 0 | 0 | 0 | 0 | 167.9504 | -62.6195 | -237.8708 | -274.0015 | 0.38446 | 0.2322 | 0.2322 | 0 | 64.5701 | -14.5403 | -55.2339 | 0
11 | 6 | 13 | 515.6314 | 517.4967 | 521.7607 | 525.4931 | 0 | 0 | 0 | 0 | 54.8271 | 85.3965 | 0 | 0 | 0 | 0 | 0 | 0 | 288.6031 | 554.1426 | 1128.4424 | 1177.7437 | 0 | 0 | 0 | 0 | 0 | -56.8875 | -348.4294 | -374.1833 | 0 | 0 | 0 | 0 | 172.2011 | -65.1548 | -258.2523 | -278.0673 | 0.38397 | 0.2322 | 0.2322 | 0 | 66.1209 | -15.129 | -59.9665 | 0
11 | 6 | 14 | 522.6309 | 525.4967 | 530.9166 | 535.6994 | 0 | 0 | 0 | 0 | 54.2869 | 92.0603 | 0 | 0 | 0 | 0 | 0 | 0 | 275.3077 | 532.6597 | 1111.4944 | 1157.9024 | 0 | 0 | 0 | 0 | 0 | -61.2558 | -337.8572 | -322.1578 | 0 | 0 | 0 | 0 | 193.0363 | -37.9676 | -242.7205 | -300.0452 | 0.38397 | 0.2322 | 0.2322 | 0 | 74.1211 | -8.8161 | -56.36 | 0
11 | 6 | 15 | 517.6455 | 521.1153 | 527.1584 | 532.4667 | 0 | 0 | 0 | 0 | 58.8953 | 83.3223 | 0 | 0 | 0 | 0 | 0 | 0 | 242.2087 | 461.7427 | 979.3606 | 1017.5388 | 0 | 0 | 0 | 0 | 0 | -36.2936 | -221.0698 | -280.9067 | 0 | 0 | 0 | 0 | 216.5415 | 12.3438 | -231.1324 | -204.1653 | 0.38285 | 0.2322 | 0.2322 | 0 | 82.9027 | 2.8662 | -53.6693 | 0
11 | 6 | 16 | 514.4609 | 520.0215 | 528.3707 | 535.7382 | 0 | 0 | 0 | 0 | 71.6083 | 98.3943 | 0 | 0 | 0 | 0 | 0 | 0 | 177.4077 | 307.6501 | 700.9924 | 723.3721 | 0 | 0 | 0 | 0 | 0 | -9.5486 | -55.0142 | 26.1372 | 0 | 0 | 0 | 0 | 265.4448 | 123.5257 | -117.6075 | -213.771 | 0.36639 | 0.37183 | 0.37526 | 0.38586 | 97.2562 | 45.9303 | -44.1331 | -82.4868
11 | 6 | 17 | 517.0146 | 523.8419 | 533.5561 | 542.0785 | 0 | 0 | 0 | 0 | 117.6576 | 139.2317 | 0 | 0 | 0 | 0 | 0 | 0 | 105.1249 | 129.5745 | 369.8347 | 374.6056 | 0 | 0 | 0 | 0 | 0 | -8.9661 | -9.1503 | 11.8688 | 0 | 0 | 0 | 0 | 294.2321 | 264.0019 | 172.8717 | 155.6041 | 0.37929 | 0.39223 | 0.38711 | 0.38707 | 111.5983 | 103.5494 | 66.9204 | 60.2302
11 | 6 | 18 | 562.3637 | 572.707 | 586.4528 | 598.4964 | 0 | 0 | 0 | 0 | 130.1507 | 179.5085 | 0 | 0 | 0 | 0 | 0 | 0 | 72.7007 | 49.5746 | 154.905 | 154.9051 | 0 | 0 | 0 | 0 | 0 | -4.5673 | 6.9095 | 63.7009 | 0 | 0 | 0 | 0 | 359.5124 | 348.1912 | 424.6382 | 379.8903 | 0.38908 | 0.39443 | 0.3893 | 0.38442 | 139.8805 | 137.3377 | 165.3138 | 146.0374
11 | 6 | 19 | 566.2915 | 578.6249 | 594.5574 | 608.5076 | 0 | 0 | 0 | 0 | 129.6716 | 202.7192 | 0 | 0 | 0 | 0 | 0 | 0 | 67.3207 | 52.8635 | 168.9893 | 168.9893 | 0 | 0 | 0 | 0 | 0 | -2.8427 | 49.6248 | 403.2279 | 0 | 0 | 0 | 0 | 369.2993 | 325.885 | 375.9433 | 36.2904 | 0.39237 | 0.3967 | 0.39262 | 0.38839 | 144.9035 | 129.2785 | 147.6021 | 14.095
11 | 6 | 20 | 552.0466 | 564.7235 | 580.8991 | 594.9756 | 0 | 0 | 0 | 0 | 140.9636 | 197.6531 | 0 | 0 | 0 | 0 | 0 | 0 | 63.1952 | 59.4272 | 192.4746 | 192.4746 | 0 | 0 | 0 | 0 | 0 | -4.3153 | 10.6252 | 102.3447 | 0 | 0 | 0 | 0 | 347.8878 | 311.9585 | 377.7994 | 300.1564 | 0.3924 | 0.39622 | 0.39194 | 0.38777 | 136.5122 | 123.6055 | 148.0757 | 116.3921
11 | 6 | 21 | 529.7771 | 542.1539 | 557.8171 | 571.3382 | 0 | 0 | 0 | 0 | 144.9276 | 204.3972 | 0 | 0 | 0 | 0 | 0 | 0 | 67.7972 | 62.3034 | 195.9728 | 195.9728 | 0 | 0 | 0 | 0 | 0 | 4.8984 | 25.7168 | 278.4243 | 0 | 0 | 0 | 0 | 317.0523 | 270.5549 | 336.1275 | 96.9412 | 0.39025 | 0.39436 | 0.39015 | 0.38582 | 123.7284 | 106.6967 | 131.1405 | 37.4018
11 | 6 | 22 | 487.3269 | 499.0342 | 513.7666 | 526.454 | 0 | 0 | 0 | 0 | 139.6436 | 217.2779 | 0 | 0 | 0 | 0 | 0 | 0 | 78.7415 | 70.7673 | 200.0885 | 200.0885 | 0 | 0 | 0 | 0 | 0 | 4.8623 | 30.7665 | 96.6847 | 0 | 0 | 0 | 0 | 268.9419 | 206.1267 | 282.9117 | 229.6809 | 0.38615 | 0.39118 | 0.3871 | 0.38217 | 103.8506 | 80.6324 | 109.5164 | 87.7766
11 | 6 | 23 | 443.908 | 455.0368 | 468.9371 | 480.8814 | 0 | 0 | 0 | 0 | 129.7736 | 205.9207 | 0 | 0 | 0 | 0 | 0 | 0 | 85.3376 | 76.1952 | 209.2233 | 209.2233 | 0 | 0 | 0 | 0 | 0 | 17.5347 | 130.9106 | 52.7368 | 0 | 0 | 0 | 0 | 228.7969 | 155.3863 | 128.8031 | 218.9212 | 0.37881 | 0.38565 | 0.38202 | 0.38151 | 86.6712 | 59.9249 | 49.206 | 83.52
11 | 6 | 24 | 403.4209 | 412.463 | 423.8577 | 433.5491 | 0 | 0 | 0 | 0 | 121.1831 | 190.5338 | 0 | 0 | 0 | 0 | 0 | 0 | 89.5469 | 82.2569 | 224.1306 | 224.1306 | 0 | 0 | 0 | 0 | 0 | 33.0982 | 223.9918 | -1.9817 | 0 | 0 | 0 | 0 | 192.6908 | 106.5741 | -24.2647 | 211.4001 | 0.37303 | 0.37589 | 0.37336 | 0.37439 | 71.8791 | 40.0599 | -9.0596 | 79.1463
11 | 7 | 1 | 380.4602 | 387.3495 | 396.2098 | 403.5853 | 0 | 0 | 0 | 0 | 114.5145 | 176.5791 | 0 | 0 | 0 | 0 | 0 | 0 | 92.8363 | 90.1174 | 234.7471 | 234.7471 | 0 | 0 | 0 | 0 | 0 | 23.7272 | 155.6666 | 28.7472 | 0 | 0 | 0 | 0 | 173.1094 | 96.9258 | 5.7962 | 140.091 | 0.3688 | 0.37024 | 0.36683 | 0.36949 | 63.8433 | 35.8858 | 2.1262 | 51.7626
11 | 7 | 2 | 364.345 | 369.225 | 375.8033 | 381.163 | 0 | 0 | 0 | 0 | 79.2392 | 184.4169 | 0 | 0 | 0 | 0 | 0 | 0 | 95.7888 | 96.7521 | 240.7587 | 240.7587 | 0 | 0 | 0 | 0 | 0 | 43.1789 | 204.2787 | -11.1737 | 0 | 0 | 0 | 0 | 189.317 | 44.8772 | -69.234 | 151.5781 | 0.36982 | 0.36893 | 0.36693 | 0.36762 | 70.0129 | 16.5564 | -25.4043 | 55.7234
11 | 7 | 3 | 356.1947 | 359.3953 | 364.1071 | 367.8401 | 0 | 0 | 0 | 0 | 66.0583 | 142.9772 | 0 | 0 | 0 | 0 | 0 | 0 | 94.7347 | 98.4413 | 238.8401 | 238.8401 | 0 | 0 | 0 | 0 | 0 | 5.1707 | -11.7483 | 4.0514 | 0 | 0 | 0 | 0 | 195.4018 | 112.8061 | 137.0153 | 124.9486 | 0.37 | 0.37041 | 0.36674 | 0.36591 | 72.2989 | 41.7845 | 50.2495 | 45.72
11 | 7 | 4 | 355.0234 | 356.8825 | 360.1083 | 362.5238 | 0 | 0 | 0 | 0 | 60.5417 | 148.9986 | 0 | 0 | 0 | 0 | 0 | 0 | 91.2131 | 94.5268 | 236.2822 | 236.2822 | 0 | 0 | 0 | 0 | 0 | 1.729 | -0.07113 | -0.25722 | 0 | 0 | 0 | 0 | 203.2686 | 111.628 | 123.8972 | 126.4988 | 0.37047 | 0.36757 | 0.36593 | 0.36392 | 75.3058 | 41.0308 | 45.3376 | 46.0359
11 | 7 | 5 | 364.0393 | 364.4148 | 366.0326 | 367.0097 | 0 | 0 | 0 | 0 | 87.13 | 185.5266 | 0 | 0 | 0 | 0 | 0 | 0 | 89.1766 | 93.9304 | 242.1184 | 242.1184 | 0 | 0 | 0 | 0 | 0 | 25.1885 | -33.6277 | 81.7374 | 0 | 0 | 0 | 0 | 187.7326 | 59.7694 | 157.5419 | 43.1539 | 0.3683 | 0.36546 | 0.36536 | 0.36382 | 69.1413 | 21.8431 | 57.5593 | 15.7003
11 | 7 | 6 | 398.0084 | 397.3019 | 397.8976 | 397.9973 | 0 | 0 | 0 | 0 | 119.9222 | 197.7659 | 0 | 0 | 0 | 0 | 0 | 0 | 88.2635 | 98.814 | 251.9215 | 251.9215 | 0 | 0 | 0 | 0 | 0 | 27.9465 | 152.1221 | -60.7808 | 0 | 0 | 0 | 0 | 189.8228 | 72.7755 | -6.146 | 206.8567 | 0.3671 | 0.37164 | 0.36654 | 0.36504 | 69.6843 | 27.046 | -2.2527 | 75.5118
11 | 7 | 7 | 443.082 | 442.2075 | 442.9811 | 443.4404 | 0 | 0 | 0 | 0 | 132.2385 | 166.8711 | 0 | 0 | 0 | 0 | 0 | 0 | 101.6738 | 132.9572 | 287.1661 | 287.6392 | 0 | 0 | 0 | 0 | 0 | 30.6266 | 250.0916 | 117.2479 | 0 | 0 | 0 | 0 | 209.1697 | 111.7526 | -94.2766 | 38.5532 | 0.37421 | 0.37971 | 0.37449 | 0.37153 | 78.273 | 42.434 | -35.3054 | 14.3236
11 | 7 | 8 | 474.5983 | 473.8798 | 475.3294 | 476.828 | 0 | 0 | 0 | 0 | 120.4487 | 115.1877 | 0 | 0 | 0 | 0 | 0 | 0 | 174.9718 | 300.5828 | 624.3129 | 638.229 | 0 | 0 | 0 | 0 | 0 | -18.8971 | -41.8371 | -35.8839 | 0 | 0 | 0 | 0 | 179.1777 | 77.0065 | -107.1463 | -125.5172 | 0.37146 | 0.3818 | 0.38331 | 0.37768 | 66.558 | 29.4013 | -41.0705 | -47.4055
11 | 7 | 9 | 488.7846 | 488.8589 | 491.6079 | 494.6935 | 0 | 0 | 0 | 0 | 88.0987 | 105.0555 | 0 | 0 | 0 | 0 | 0 | 0 | 224.8678 | 433.213 | 892.7241 | 921.4513 | 0 | 0 | 0 | 0 | 0 | -5.6896 | 6.7993 | -62.5546 | 0 | 0 | 0 | 0 | 175.818 | -43.7201 | -407.9155 | -364.2032 | 0.37123 | 0.22113 | 0.22 | 0.23066 | 65.2688 | -9.668 | -89.743 | -84.0055
11 | 7 | 10 | 501.4546 | 501.6754 | 504.5928 | 507.7691 | 0 | 0 | 0 | 0 | 54.6754 | 85.3617 | 0 | 0 | 0 | 0 | 0 | 0 | 252.8354 | 533.6724 | 1087.6453 | 1127.0269 | 0 | 0 | 0 | 0 | 0 | -22.6907 | -152.1278 | -164.2015 | 0 | 0 | 0 | 0 | 193.9438 | -94.668 | -430.9247 | -455.0563 | 0.3751 | 0.22969 | 0.22687 | 0.23713 | 72.7489 | -21.7441 | -97.766 | -107.9071
11 | 7 | 11 | 511.4445 | 511.8356 | 514.7168 | 517.5397 | 0 | 0 | 0 | 0 | 57.9862 | 92.117 | 0 | 0 | 0 | 0 | 0 | 0 | 274.9463 | 592.5679 | 1225.6014 | 1271.63 | 0 | 0 | 0 | 0 | 0 | -24.3667 | -304.8744 | -198.1813 | 0 | 0 | 0 | 0 | 178.512 | -148.4826 | -406.0102 | -555.9091 | 0.37749 | 0.2322 | 0.2322 | 0 | 67.3865 | -34.4778 | -94.2761 | 0
11 | 7 | 12 | 515.5712 | 516.2488 | 519.2674 | 521.975 | 0 | 0 | 0 | 0 | 55.3302 | 83.3223 | 0 | 0 | 0 | 0 | 0 | 0 | 283.793 | 613.3248 | 1255.6599 | 1304.0638 | 0 | 0 | 0 | 0 | 0 | -59.7175 | -348.555 | -359.1097 | 0 | 0 | 0 | 0 | 176.448 | -120.6808 | -387.8375 | -422.9791 | 0.38446 | 0.2322 | 0.2322 | 0 | 67.837 | -28.0222 | -90.0564 | 0
11 | 7 | 13 | 517.97 | 519.9119 | 524.2687 | 528.0814 | 0 | 0 | 0 | 0 | 54.8271 | 85.3965 | 0 | 0 | 0 | 0 | 0 | 0 | 284.1221 | 612.6549 | 1260.9247 | 1309.4642 | 0 | 0 | 0 | 0 | 0 | -56.8875 | -348.4294 | -374.1833 | 0 | 0 | 0 | 0 | 179.0208 | -121.252 | -388.2266 | -407.1995 | 0.38397 | 0.2322 | 0.2322 | 0 | 68.7395 | -28.1548 | -90.1467 | 0
11 | 7 | 14 | 522.4677 | 525.3282 | 530.7416 | 535.5188 | 0 | 0 | 0 | 0 | 54.2869 | 92.0603 | 0 | 0 | 0 | 0 | 0 | 0 | 273.4104 | 584.463 | 1229.9604 | 1275.2671 | 0 | 0 | 0 | 0 | 0 | -61.2558 | -337.8572 | -322.1578 | 0 | 0 | 0 | 0 | 194.7704 | -89.9394 | -361.3616 | -417.5904 | 0.38397 | 0.2322 | 0.2322 | 0 | 74.7869 | -20.884 | -83.9087 | 0
11 | 7 | 15 | 520.1111 | 523.6616 | 529.8025 | 535.1954 | 0 | 0 | 0 | 0 | 58.8953 | 83.3223 | 0 | 0 | 0 | 0 | 0 | 0 | 242.1612 | 511.9524 | 1121.6732 | 1158.8905 | 0 | 0 | 0 | 0 | 0 | -36.2936 | -221.0698 | -280.9067 | 0 | 0 | 0 | 0 | 219.0545 | -35.3196 | -370.801 | -342.7883 | 0.38285 | 0.2322 | 0.2322 | 0 | 83.8648 | -8.2012 | -86.1005 | 0
11 | 7 | 16 | 514.2796 | 519.8343 | 528.1763 | 535.5376 | 0 | 0 | 0 | 0 | 71.6083 | 98.3943 | 0 | 0 | 0 | 0 | 0 | 0 | 173.0083 | 366.7596 | 852.603 | 874.4707 | 0 | 0 | 0 | 0 | 0 | -9.5486 | -55.0142 | 26.1372 | 0 | 0 | 0 | 0 | 269.663 | 64.2289 | -269.4126 | -365.0703 | 0.36639 | 0.37183 | 0.37526 | 0.38586 | 98.8017 | 23.8821 | -101.0991 | -140.8678
11 | 7 | 17 | 520.9667 | 527.9234 | 537.7944 | 546.4525 | 0 | 0 | 0 | 0 | 117.6576 | 139.2317 | 0 | 0 | 0 | 0 | 0 | 0 | 85.7055 | 185.506 | 516.0137 | 520.397 | 0 | 0 | 0 | 0 | 0 | -8.9661 | -9.1503 | 11.8688 | 0 | 0 | 0 | 0 | 317.6035 | 212.1518 | 30.931 | 14.1867 | 0.37929 | 0.39223 | 0.38711 | 0.38707 | 120.4628 | 83.2122 | 11.9737 | 5.4913
11 | 7 | 18 | 564.1948 | 574.598 | 588.4164 | 600.5229 | 0 | 0 | 0 | 0 | 130.1507 | 179.5085 | 0 | 0 | 0 | 0 | 0 | 0 | 55.2921 | 103.8857 | 295.8003 | 295.8003 | 0 | 0 | 0 | 0 | 0 | -4.5673 | 6.9095 | 63.7009 | 0 | 0 | 0 | 0 | 378.752 | 295.7711 | 285.7066 | 241.0217 | 0.38908 | 0.39443 | 0.3893 | 0.38442 | 147.3663 | 116.6616 | 111.227 | 92.6535
11 | 7 | 19 | 567.1255 | 579.4861 | 595.4517 | 609.4306 | 0 | 0 | 0 | 0 | 129.6716 | 202.7192 | 0 | 0 | 0 | 0 | 0 | 0 | 56.7777 | 100.6593 | 295.8397 | 295.8397 | 0 | 0 | 0 | 0 | 0 | -2.8427 | 49.6248 | 403.2279 | 0 | 0 | 0 | 0 | 380.6762 | 278.9504 | 249.9872 | -89.6371 | 0.39237 | 0.3967 | 0.39262 | 0.38839 | 149.3675 | 110.6596 | 98.1495 | -34.8146
11 | 7 | 20 | 553.7326 | 566.4646 | 582.7072 | 596.8416 | 0 | 0 | 0 | 0 | 140.9636 | 197.6531 | 0 | 0 | 0 | 0 | 0 | 0 | 52.323 | 96.0513 | 306.6522 | 306.6522 | 0 | 0 | 0 | 0 | 0 | -4.3153 | 10.6252 | 102.3447 | 0 | 0 | 0 | 0 | 360.446 | 277.0755 | 265.4298 | 187.8447 | 0.3924 | 0.39622 | 0.39194 | 0.38777 | 141.4401 | 109.784 | 104.0333 | 72.8408
11 | 7 | 21 | 532.0433 | 544.4942 | 560.2474 | 573.8463 | 0 | 0 | 0 | 0 | 144.9276 | 204.3972 | 0 | 0 | 0 | 0 | 0 | 0 | 46.0648 | 91.4652 | 315.4571 | 315.4571 | 0 | 0 | 0 | 0 | 0 | 4.8984 | 25.7168 | 278.4243 | 0 | 0 | 0 | 0 | 341.0509 | 243.7334 | 219.0734 | -20.0352 | 0.39025 | 0.39436 | 0.39015 | 0.38582 | 133.0937 | 96.1193 | 85.4717 | -7.73
11 | 7 | 22 | 496.4458 | 508.4515 | 523.5459 | 536.5464 | 0 | 0 | 0 | 0 | 139.6436 | 217.2779 | 0 | 0 | 0 | 0 | 0 | 0 | 46.2093 | 89.6583 | 332.2017 | 332.2017 | 0 | 0 | 0 | 0 | 0 | 4.8623 | 30.7665 | 96.6847 | 0 | 0 | 0 | 0 | 310.5929 | 196.653 | 160.5777 | 107.6601 | 0.38615 | 0.39118 | 0.3871 | 0.38217 | 119.934 | 76.9265 | 62.1604 | 41.1442
11 | 7 | 23 | 450.7426 | 462.0952 | 476.2666 | 488.4456 | 0 | 0 | 0 | 0 | 129.7736 | 205.9207 | 0 | 0 | 0 | 0 | 0 | 0 | 53.8002 | 91.0904 | 349.4604 | 349.4604 | 0 | 0 | 0 | 0 | 0 | 17.5347 | 130.9106 | 52.7368 | 0 | 0 | 0 | 0 | 267.1688 | 147.5494 | -4.1043 | 86.2484 | 0.37881 | 0.38565 | 0.38202 | 0.38151 | 101.207 | 56.9026 | -1.568 | 32.9044
11 | 7 | 24 | 411.4701 | 420.7757 | 432.4899 | 442.4577 | 0 | 0 | 0 | 0 | 121.1831 | 190.5338 | 0 | 0 | 0 | 0 | 0 | 0 | 56.9888 | 93.7336 | 359.9097 | 359.9097 | 0 | 0 | 0 | 0 | 0 | 33.0982 | 223.9918 | -1.9817 | 0 | 0 | 0 | 0 | 233.2982 | 103.4102 | -151.4115 | 84.5297 | 0.37303 | 0.37589 | 0.37336 | 0.37439 | 87.0268 | 38.8706 | -56.5317 | 31.6471
11 | 8 | 1 | 388.582 | 395.7371 | 404.9198 | 412.5742 | 0 | 0 | 0 | 0 | 114.5145 | 176.5791 | 0 | 0 | 0 | 0 | 0 | 0 | 59.2104 | 98.5307 | 371.0933 | 371.0933 | 0 | 0 | 0 | 0 | 0 | 23.7272 | 155.6666 | 28.7472 | 0 | 0 | 0 | 0 | 214.857 | 96.9 | -121.8401 | 12.7336 | 0.3688 | 0.37024 | 0.36683 | 0.36949 | 79.2399 | 35.8763 | -44.6951 | 4.705
11 | 8 | 2 | 371.8141 | 376.9386 | 383.8134 | 389.4296 | 0 | 0 | 0 | 0 | 79.2392 | 184.4169 | 0 | 0 | 0 | 0 | 0 | 0 | 59.4668 | 103.3492 | 384.231 | 384.231 | 0 | 0 | 0 | 0 | 0 | 43.1789 | 204.2787 | -11.1737 | 0 | 0 | 0 | 0 | 233.1081 | 45.9937 | -204.6963 | 16.3723 | 0.36982 | 0.36893 | 0.36693 | 0.36762 | 86.2076 | 16.9683 | -75.11 | 6.0188
11 | 8 | 3 | 362.5036 | 365.9106 | 370.8729 | 374.8225 | 0 | 0 | 0 | 0 | 66.0583 | 142.9772 | 0 | 0 | 0 | 0 | 0 | 0 | 57.0338 | 105.6889 | 394.9319 | 394.9319 | 0 | 0 | 0 | 0 | 0 | 5.1707 | -11.7483 | 4.0514 | 0 | 0 | 0 | 0 | 239.4115 | 112.0739 | -12.3106 | -24.1607 | 0.37 | 0.37041 | 0.36674 | 0.36591 | 88.5825 | 41.5133 | -4.5148 | -8.8407
11 | 8 | 4 | 360.6071 | 362.6489 | 366.0964 | 368.7036 | 0 | 0 | 0 | 0 | 60.5417 | 148.9986 | 0 | 0 | 0 | 0 | 0 | 0 | 53.7671 | 105.4014 | 405.0663 | 405.0663 | 0 | 0 | 0 | 0 | 0 | 1.729 | -0.07113 | -0.25722 | 0 | 0 | 0 | 0 | 246.2983 | 106.5199 | -38.8987 | -36.1055 | 0.37047 | 0.36757 | 0.36593 | 0.36392 | 91.2472 | 39.1533 | -14.2342 | -13.1396
11 | 8 | 5 | 370.6201 | 371.2111 | 373.09 | 374.2931 | 0 | 0 | 0 | 0 | 87.13 | 185.5266 | 0 | 0 | 0 | 0 | 0 | 0 | 52.1994 | 103.0249 | 411.6972 | 411.6972 | 0 | 0 | 0 | 0 | 0 | 25.1885 | -33.6277 | 81.7374 | 0 | 0 | 0 | 0 | 231.2906 | 57.4711 | -4.9794 | -119.1415 | 0.3683 | 0.36546 | 0.36536 | 0.36382 | 85.1835 | 21.0032 | -1.8193 | -43.3463
11 | 8 | 6 | 403.429 | 402.8999 | 403.7107 | 403.9966 | 0 | 0 | 0 | 0 | 119.9222 | 197.7659 | 0 | 0 | 0 | 0 | 0 | 0 | 51.7343 | 103.3648 | 419.5121 | 419.5121 | 0 | 0 | 0 | 0 | 0 | 27.9465 | 152.1221 | -60.7808 | 0 | 0 | 0 | 0 | 231.7725 | 73.8226 | -167.9235 | 45.2652 | 0.3671 | 0.37164 | 0.36654 | 0.36504 | 85.0841 | 27.4351 | -61.5504 | 16.5238
11 | 8 | 7 | 452.3822 | 451.8121 | 452.9548 | 453.7334 | 0 | 0 | 0 | 0 | 132.2385 | 166.8711 | 0 | 0 | 0 | 0 | 0 | 0 | 64.3917 | 123.0978 | 435.0437 | 435.3815 | 0 | 0 | 0 | 0 | 0 | 30.6266 | 250.0916 | 117.2479 | 0 | 0 | 0 | 0 | 255.7519 | 131.2166 | -232.1805 | -98.896 | 0.37421 | 0.37971 | 0.37449 | 0.37153 | 95.7045 | 49.8248 | -86.9487 | -36.7427
11 | 8 | 8 | 486.6359 | 486.3115 | 488.2389 | 490.1507 | 0 | 0 | 0 | 0 | 120.4487 | 115.1877 | 0 | 0 | 0 | 0 | 0 | 0 | 125.7839 | 257.4206 | 687.1006 | 698.7202 | 0 | 0 | 0 | 0 | 0 | -18.8971 | -41.8371 | -35.8839 | 0 | 0 | 0 | 0 | 240.4032 | 132.6003 | -157.0246 | -172.6856 | 0.37146 | 0.3818 | 0.38331 | 0.37768 | 89.3011 | 50.6271 | -60.1894 | -65.2202
11 | 8 | 9 | 500.0426 | 500.4855 | 503.6814 | 507.1535 | 0 | 0 | 0 | 0 | 88.0987 | 105.0555 | 0 | 0 | 0 | 0 | 0 | 0 | 184.9266 | 397.0702 | 893.8259 | 919.1397 | 0 | 0 | 0 | 0 | 0 | -5.6896 | 6.7993 | -62.5546 | 0 | 0 | 0 | 0 | 227.0173 | 4.0494 | -396.9438 | -349.4316 | 0.37123 | 0.22113 | 0.22 | 0.23066 | 84.2755 | 0.89545 | -87.3292 | -80.5984
11 | 8 | 10 | 510.0839 | 510.5873 | 513.8471 | 517.3197 | 0 | 0 | 0 | 0 | 54.6754 | 85.3617 | 0 | 0 | 0 | 0 | 0 | 0 | 226.0232 | 485.8556 | 963.8469 | 999.0211 | 0 | 0 | 0 | 0 | 0 | -22.6907 | -152.1278 | -164.2015 | 0 | 0 | 0 | 0 | 229.3853 | -37.9393 | -297.872 | -317.4999 | 0.3751 | 0.22969 | 0.22687 | 0.23713 | 86.0431 | -8.7142 | -67.5797 | -75.2884
11 | 8 | 11 | 519.6569 | 520.3168 | 523.524 | 526.6288 | 0 | 0 | 0 | 0 | 57.9862 | 92.117 | 0 | 0 | 0 | 0 | 0 | 0 | 255.8366 | 545.3554 | 1026.5496 | 1068.8987 | 0 | 0 | 0 | 0 | 0 | -24.3667 | -304.8744 | -198.1813 | 0 | 0 | 0 | 0 | 205.8341 | -92.7889 | -198.1512 | -344.0886 | 0.37749 | 0.2322 | 0.2322 | 0 | 77.7003 | -21.5457 | -46.011 | 0
11 | 8 | 12 | 525.7959 | 526.8082 | 530.2327 | 533.2913 | 0 | 0 | 0 | 0 | 55.3302 | 83.3223 | 0 | 0 | 0 | 0 | 0 | 0 | 268.2667 | 564.084 | 1056.339 | 1101.8224 | 0 | 0 | 0 | 0 | 0 | -59.7175 | -348.555 | -359.1097 | 0 | 0 | 0 | 0 | 202.199 | -60.8806 | -177.5513 | -209.4213 | 0.38446 | 0.2322 | 0.2322 | 0 | 77.7373 | -14.1365 | -41.2277 | 0
11 | 8 | 13 | 519.8373 | 521.8403 | 526.2712 | 530.148 | 0 | 0 | 0 | 0 | 54.8271 | 85.3965 | 0 | 0 | 0 | 0 | 0 | 0 | 265.119 | 535.7389 | 1039.107 | 1084.0048 | 0 | 0 | 0 | 0 | 0 | -56.8875 | -348.4294 | -374.1833 | 0 | 0 | 0 | 0 | 199.8912 | -42.4075 | -164.4064 | -179.6734 | 0.38397 | 0.2322 | 0.2322 | 0 | 76.7532 | -9.8471 | -38.1754 | 0
11 | 8 | 14 | 518.2437 | 520.9658 | 526.2116 | 530.8438 | 0 | 0 | 0 | 0 | 54.2869 | 92.0603 | 0 | 0 | 0 | 0 | 0 | 0 | 244.7172 | 501.2882 | 942.4922 | 982.7575 | 0 | 0 | 0 | 0 | 0 | -61.2558 | -337.8572 | -322.1578 | 0 | 0 | 0 | 0 | 219.2396 | -11.1268 | -78.4234 | -129.7559 | 0.38397 | 0.2322 | 0.2322 | 0 | 84.1825 | -2.5837 | -18.21 | 0
11 | 8 | 15 | 514.9806 | 518.3631 | 524.3004 | 529.5172 | 0 | 0 | 0 | 0 | 58.8953 | 83.3223 | 0 | 0 | 0 | 0 | 0 | 0 | 193.2286 | 382.2522 | 729.6739 | 758.657 | 0 | 0 | 0 | 0 | 0 | -36.2936 | -221.0698 | -280.9067 | 0 | 0 | 0 | 0 | 262.8567 | 89.0822 | 15.6963 | 51.7669 | 0.38285 | 0.2322 | 0.2322 | 0 | 100.6344 | 20.685 | 3.6447 | 0
11 | 8 | 16 | 512.1767 | 517.6625 | 525.921 | 533.2101 | 0 | 0 | 0 | 0 | 71.6083 | 98.3943 | 0 | 0 | 0 | 0 | 0 | 0 | 132.7415 | 253.1218 | 542.7691 | 558.7967 | 0 | 0 | 0 | 0 | 0 | -9.5486 | -55.0142 | 26.1372 | 0 | 0 | 0 | 0 | 307.8268 | 175.695 | 38.1661 | -51.7238 | 0.36639 | 0.37183 | 0.37526 | 0.38586 | 112.7845 | 65.3283 | 14.3221 | -19.9584
11 | 8 | 17 | 524.955 | 532.0423 | 542.0717 | 550.8667 | 0 | 0 | 0 | 0 | 117.6576 | 139.2317 | 0 | 0 | 0 | 0 | 0 | 0 | 62.8151 | 119.4494 | 378.2016 | 380.2495 | 0 | 0 | 0 | 0 | 0 | -8.9661 | -9.1503 | 11.8688 | 0 | 0 | 0 | 0 | 344.4823 | 282.3273 | 173.0203 | 158.7484 | 0.37929 | 0.39223 | 0.38711 | 0.38707 | 130.6575 | 110.7372 | 66.978 | 61.4473
11 | 8 | 18 | 567.5305 | 578.0429 | 591.9937 | 604.2147 | 0 | 0 | 0 | 0 | 130.1507 | 179.5085 | 0 | 0 | 0 | 0 | 0 | 0 | 45.6574 | 83.0973 | 355.4158 | 355.4158 | 0 | 0 | 0 | 0 | 0 | -4.5673 | 6.9095 | 63.7009 | 0 | 0 | 0 | 0 | 391.7224 | 320.0044 | 229.6684 | 185.098 | 0.38908 | 0.39443 | 0.3893 | 0.38442 | 152.4129 | 126.2199 | 89.4111 | 71.1553
11 | 8 | 19 | 568.0682 | 580.4597 | 596.4627 | 610.4739 | 0 | 0 | 0 | 0 | 129.6716 | 202.7192 | 0 | 0 | 0 | 0 | 0 | 0 | 47.8708 | 77.5252 | 363.3836 | 363.3836 | 0 | 0 | 0 | 0 | 0 | -2.8427 | 49.6248 | 403.2279 | 0 | 0 | 0 | 0 | 390.5258 | 303.0581 | 183.4543 | -156.1376 | 0.39237 | 0.3967 | 0.39262 | 0.38839 | 153.2322 | 120.2231 | 72.0275 | -60.6431
11 | 8 | 20 | 553.5694 | 566.2961 | 582.5322 | 596.661 | 0 | 0 | 0 | 0 | 140.9636 | 197.6531 | 0 | 0 | 0 | 0 | 0 | 0 | 45.6574 | 57.6141 | 330.3735 | 330.3735 | 0 | 0 | 0 | 0 | 0 | -4.3153 | 10.6252 | 102.3447 | 0 | 0 | 0 | 0 | 366.9484 | 315.3443 | 241.5336 | 163.9428 | 0.3924 | 0.39622 | 0.39194 | 0.38777 | 143.9916 | 124.947 | 94.6673 | 63.5724
11 | 8 | 21 | 536.9381 | 549.5493 | 565.4967 | 579.2636 | 0 | 0 | 0 | 0 | 144.9276 | 204.3972 | 0 | 0 | 0 | 0 | 0 | 0 | 45.5 | 43.2923 | 297.7259 | 297.7259 | 0 | 0 | 0 | 0 | 0 | 4.8984 | 25.7168 | 278.4243 | 0 | 0 | 0 | 0 | 346.5104 | 296.9614 | 242.054 | 3.1135 | 0.39025 | 0.39436 | 0.39015 | 0.38582 | 135.2243 | 117.1104 | 94.4376 | 1.2012
11 | 8 | 22 | 504.7851 | 517.0638 | 532.4892 | 545.776 | 0 | 0 | 0 | 0 | 139.6436 | 217.2779 | 0 | 0 | 0 | 0 | 0 | 0 | 45.5 | 43.4252 | 289.7214 | 289.7214 | 0 | 0 | 0 | 0 | 0 | 4.8623 | 30.7665 | 96.6847 | 0 | 0 | 0 | 0 | 319.6415 | 251.4984 | 212.0012 | 159.3699 | 0.38615 | 0.39118 | 0.3871 | 0.38217 | 123.4281 | 98.3809 | 82.0666 | 60.906
11 | 8 | 23 | 456.1994 | 467.7306 | 482.1187 | 494.485 | 0 | 0 | 0 | 0 | 129.7736 | 205.9207 | 0 | 0 | 0 | 0 | 0 | 0 | 45.5 | 44.226 | 286.2023 | 286.2023 | 0 | 0 | 0 | 0 | 0 | 17.5347 | 130.9106 | 52.7368 | 0 | 0 | 0 | 0 | 280.9258 | 200.0492 | 65.0057 | 155.5459 | 0.37881 | 0.38565 | 0.38202 | 0.38151 | 106.4184 | 77.1492 | 24.8338 | 59.3419
11 | 8 | 24 | 415.3678 | 424.801 | 436.6699 | 446.7715 | 0 | 0 | 0 | 0 | 121.1831 | 190.5338 | 0 | 0 | 0 | 0 | 0 | 0 | 45.505 | 37.8889 | 260.7224 | 260.7224 | 0 | 0 | 0 | 0 | 0 | 33.0982 | 223.9918 | -1.9817 | 0 | 0 | 0 | 0 | 248.6797 | 163.2801 | -48.0443 | 188.0307 | 0.37303 | 0.37589 | 0.37336 | 0.37439 | 92.7646 | 61.375 | -17.938 | 70.397
11 | 9 | 1 | 388.9627 | 396.1303 | 405.328 | 412.9955 | 0 | 0 | 0 | 0 | 114.5145 | 176.5791 | 0 | 0 | 0 | 0 | 0 | 0 | 45.5747 | 35.9557 | 244.1079 | 244.1079 | 0 | 0 | 0 | 0 | 0 | 23.7272 | 155.6666 | 28.7472 | 0 | 0 | 0 | 0 | 228.8734 | 159.8683 | 5.5535 | 140.1403 | 0.3688 | 0.37024 | 0.36683 | 0.36949 | 84.4092 | 59.1896 | 2.0372 | 51.7809
11 | 9 | 2 | 370.8351 | 375.9276 | 382.7635 | 388.3461 | 0 | 0 | 0 | 0 | 79.2392 | 184.4169 | 0 | 0 | 0 | 0 | 0 | 0 | 45.6931 | 36.6844 | 231.755 | 231.755 | 0 | 0 | 0 | 0 | 0 | 43.1789 | 204.2787 | -11.1737 | 0 | 0 | 0 | 0 | 245.9028 | 111.6475 | -53.2701 | 167.7648 | 0.36982 | 0.36893 | 0.36693 | 0.36762 | 90.9393 | 41.1897 | -19.5466 | 61.674
11 | 9 | 3 | 361.3433 | 364.7124 | 369.6286 | 373.5384 | 0 | 0 | 0 | 0 | 66.0583 | 142.9772 | 0 | 0 | 0 | 0 | 0 | 0 | 48.9079 | 37.2215 | 214.8167 | 214.8167 | 0 | 0 | 0 | 0 | 0 | 5.1707 | -11.7483 | 4.0514 | 0 | 0 | 0 | 0 | 246.3771 | 179.3431 | 166.5602 | 154.6703 | 0.37 | 0.37041 | 0.36674 | 0.36591 | 91.1598 | 66.4305 | 61.085 | 56.5955
11 | 9 | 4 | 358.1778 | 360.1401 | 363.4912 | 366.015 | 0 | 0 | 0 | 0 | 60.5417 | 148.9986 | 0 | 0 | 0 | 0 | 0 | 0 | 65.3836 | 36.0684 | 197.3062 | 197.3062 | 0 | 0 | 0 | 0 | 0 | 1.729 | -0.07113 | -0.25722 | 0 | 0 | 0 | 0 | 232.2525 | 173.3441 | 166.2561 | 168.966 | 0.37047 | 0.36757 | 0.36593 | 0.36392 | 86.0436 | 63.7156 | 60.838 | 61.4907
11 | 9 | 5 | 367.0849 | 367.5602 | 369.2989 | 370.3805 | 0 | 0 | 0 | 0 | 87.13 | 185.5266 | 0 | 0 | 0 | 0 | 0 | 0 | 98.4713 | 34.6336 | 178.1964 | 178.1964 | 0 | 0 | 0 | 0 | 0 | 25.1885 | -33.6277 | 81.7374 | 0 | 0 | 0 | 0 | 181.4837 | 122.2115 | 224.7302 | 110.4467 | 0.3683 | 0.36546 | 0.36536 | 0.36382 | 66.8398 | 44.663 | 82.1071 | 40.183
11 | 9 | 6 | 397.5371 | 396.8151 | 397.3921 | 397.4756 | 0 | 0 | 0 | 0 | 119.9222 | 197.7659 | 0 | 0 | 0 | 0 | 0 | 0 | 91.9971 | 32.447 | 157.4923 | 157.4923 | 0 | 0 | 0 | 0 | 0 | 27.9465 | 152.1221 | -60.7808 | 0 | 0 | 0 | 0 | 185.6178 | 138.6557 | 87.7777 | 300.7641 | 0.3671 | 0.37164 | 0.36654 | 0.36504 | 68.1406 | 51.5294 | 32.1739 | 109.7921
11 | 9 | 7 | 440.3627 | 439.3992 | 440.0648 | 440.4307 | 0 | 0 | 0 | 0 | 132.2385 | 166.8711 | 0 | 0 | 0 | 0 | 0 | 0 | 90.2434 | 42.3091 | 157.4675 | 157.6355 | 0 | 0 | 0 | 0 | 0 | 30.6266 | 250.0916 | 117.2479 | 0 | 0 | 0 | 0 | 217.8807 | 199.5923 | 32.5057 | 165.5472 | 0.37421 | 0.37971 | 0.37449 | 0.37153 | 81.5328 | 75.788 | 12.173 | 61.5056
11 | 9 | 8 | 469.4134 | 468.5253 | 469.7691 | 471.0896 | 0 | 0 | 0 | 0 | 120.4487 | 115.1877 | 0 | 0 | 0 | 0 | 0 | 0 | 110.0251 | 120.6342 | 326.0204 | 331.9365 | 0 | 0 | 0 | 0 | 0 | -18.8971 | -41.8371 | -35.8839 | 0 | 0 | 0 | 0 | 238.9396 | 251.6005 | 185.5858 | 175.0369 | 0.37146 | 0.3818 | 0.38331 | 0.37768 | 88.7574 | 96.0617 | 71.1372 | 66.1082
11 | 9 | 9 | 482.1132 | 481.9691 | 484.4533 | 487.3098 | 0 | 0 | 0 | 0 | 88.0987 | 105.0555 | 0 | 0 | 0 | 0 | 0 | 0 | 135.3142 | 205.1135 | 532.4401 | 546.4891 | 0 | 0 | 0 | 0 | 0 | -5.6896 | 6.7993 | -62.5546 | 0 | 0 | 0 | 0 | 258.7002 | 177.4897 | -54.786 | 3.3752 | 0.37123 | 0.22113 | 0.22 | 0.23066 | 96.0371 | 39.2489 | -12.0531 | 0.77852
11 | 9 | 10 | 495.0551 | 495.0664 | 497.7298 | 500.6863 | 0 | 0 | 0 | 0 | 54.6754 | 85.3617 | 0 | 0 | 0 | 0 | 0 | 0 | 160.6322 | 290.9085 | 724.9307 | 746.053 | 0 | 0 | 0 | 0 | 0 | -22.6907 | -152.1278 | -164.2015 | 0 | 0 | 0 | 0 | 279.7475 | 141.4869 | -75.0732 | -81.1651 | 0.3751 | 0.22969 | 0.22687 | 0.23713 | 104.9341 | 32.4978 | -17.0322 | -19.2466
11 | 9 | 11 | 510.8463 | 511.2178 | 514.0752 | 516.8775 | 0 | 0 | 0 | 0 | 57.9862 | 92.117 | 0 | 0 | 0 | 0 | 0 | 0 | 205.8144 | 366.5982 | 796.1423 | 825.2076 | 0 | 0 | 0 | 0 | 0 | -24.3667 | -304.8744 | -198.1813 | 0 | 0 | 0 | 0 | 247.0456 | 76.8693 | 22.8073 | -110.1489 | 0.37749 | 0.2322 | 0.2322 | 0 | 93.2573 | 17.8491 | 5.2959 | 0
11 | 9 | 12 | 511.6554 | 512.2048 | 515.068 | 517.6411 | 0 | 0 | 0 | 0 | 55.3302 | 83.3223 | 0 | 0 | 0 | 0 | 0 | 0 | 226.2032 | 405.925 | 829.4478 | 863.1567 | 0 | 0 | 0 | 0 | 0 | -59.7175 | -348.555 | -359.1097 | 0 | 0 | 0 | 0 | 230.122 | 82.675 | 34.1753 | 13.5941 | 0.38446 | 0.2322 | 0.2322 | 0 | 88.4725 | 19.1972 | 7.9355 | 0
11 | 9 | 13 | 508.9056 | 510.5507 | 514.5478 | 518.0492 | 0 | 0 | 0 | 0 | 54.8271 | 85.3965 | 0 | 0 | 0 | 0 | 0 | 0 | 224.2073 | 381.4228 | 790.3187 | 822.6852 | 0 | 0 | 0 | 0 | 0 | -56.8875 | -348.4294 | -374.1833 | 0 | 0 | 0 | 0 | 229.8711 | 100.6189 | 72.6585 | 69.5473 | 0.38397 | 0.2322 | 0.2322 | 0 | 88.2647 | 23.3638 | 16.8714 | 0
11 | 9 | 14 | 506.9131 | 509.2644 | 514.0605 | 518.3036 | 0 | 0 | 0 | 0 | 54.2869 | 92.0603 | 0 | 0 | 0 | 0 | 0 | 0 | 208.0428 | 334.628 | 627.6941 | 652.6838 | 0 | 0 | 0 | 0 | 0 | -61.2558 | -337.8572 | -322.1578 | 0 | 0 | 0 | 0 | 244.5834 | 143.8319 | 224.2236 | 187.7775 | 0.38397 | 0.2322 | 0.2322 | 0 | 93.9139 | 33.3979 | 52.065 | 0
11 | 9 | 15 | 502.0184 | 504.9767 | 510.3995 | 515.1712 | 0 | 0 | 0 | 0 | 58.8953 | 83.3223 | 0 | 0 | 0 | 0 | 0 | 0 | 207.0423 | 303.717 | 568.1057 | 587.4529 | 0 | 0 | 0 | 0 | 0 | -36.2936 | -221.0698 | -280.9067 | 0 | 0 | 0 | 0 | 236.0808 | 154.231 | 163.3635 | 208.625 | 0.38285 | 0.2322 | 0.2322 | 0 | 90.3833 | 35.8126 | 37.9332 | 0
11 | 9 | 16 | 495.0449 | 499.9699 | 507.5484 | 514.2493 | 0 | 0 | 0 | 0 | 71.6083 | 98.3943 | 0 | 0 | 0 | 0 | 0 | 0 | 195.7008 | 239.4587 | 424.0173 | 436.7123 | 0 | 0 | 0 | 0 | 0 | -9.5486 | -55.0142 | 26.1372 | 0 | 0 | 0 | 0 | 227.7358 | 171.6655 | 138.5454 | 51.3998 | 0.36639 | 0.37183 | 0.37526 | 0.38586 | 83.44 | 63.83 | 51.9902 | 19.8334
11 | 9 | 17 | 498.2149 | 504.4269 | 513.3949 | 521.2717 | 0 | 0 | 0 | 0 | 117.6576 | 139.2317 | 0 | 0 | 0 | 0 | 0 | 0 | 158.1592 | 127.5439 | 215.674 | 217.5992 | 0 | 0 | 0 | 0 | 0 | -8.9661 | -9.1503 | 11.8688 | 0 | 0 | 0 | 0 | 222.3981 | 246.6173 | 306.8711 | 291.8037 | 0.37929 | 0.39223 | 0.38711 | 0.38707 | 84.3526 | 96.7307 | 118.793 | 112.9495
11 | 9 | 18 | 541.3342 | 550.9891 | 563.9002 | 575.2217 | 0 | 0 | 0 | 0 | 130.1507 | 179.5085 | 0 | 0 | 0 | 0 | 0 | 0 | 147.7613 | 85.7006 | 135.5939 | 135.5939 | 0 | 0 | 0 | 0 | 0 | -4.5673 | 6.9095 | 63.7009 | 0 | 0 | 0 | 0 | 263.4223 | 290.3473 | 421.3968 | 375.9269 | 0.38908 | 0.39443 | 0.3893 | 0.38442 | 102.4934 | 114.5222 | 164.0519 | 144.5137
11 | 9 | 19 | 540.2403 | 551.7209 | 566.6194 | 579.6751 | 0 | 0 | 0 | 0 | 129.6716 | 202.7192 | 0 | 0 | 0 | 0 | 0 | 0 | 182.0759 | 113.8876 | 137.9726 | 137.9726 | 0 | 0 | 0 | 0 | 0 | -2.8427 | 49.6248 | 403.2279 | 0 | 0 | 0 | 0 | 228.4929 | 237.9569 | 379.022 | 38.4746 | 0.39237 | 0.3967 | 0.39262 | 0.38839 | 89.6547 | 94.3975 | 148.8109 | 14.9433
11 | 9 | 20 | 521.7713 | 533.4572 | 548.4312 | 561.4681 | 0 | 0 | 0 | 0 | 140.9636 | 197.6531 | 0 | 0 | 0 | 0 | 0 | 0 | 195.1679 | 124.6003 | 139.5015 | 139.5015 | 0 | 0 | 0 | 0 | 0 | -4.3153 | 10.6252 | 102.3447 | 0 | 0 | 0 | 0 | 185.6399 | 215.5191 | 398.3045 | 319.622 | 0.3924 | 0.39622 | 0.39194 | 0.38777 | 72.8456 | 85.3939 | 156.1125 | 123.9403
11 | 9 | 21 | 504.1973 | 515.7367 | 530.3846 | 543.0274 | 0 | 0 | 0 | 0 | 144.9276 | 204.3972 | 0 | 0 | 0 | 0 | 0 | 0 | 181.3388 | 121.4224 | 150.7204 | 150.7204 | 0 | 0 | 0 | 0 | 0 | 4.8984 | 25.7168 | 278.4243 | 0 | 0 | 0 | 0 | 177.9308 | 185.0187 | 353.9475 | 113.8827 | 0.39025 | 0.39436 | 0.39015 | 0.38582 | 69.4368 | 72.9644 | 138.093 | 43.9382
11 | 9 | 22 | 481.9608 | 493.4923 | 508.0118 | 520.515 | 0 | 0 | 0 | 0 | 139.6436 | 217.2779 | 0 | 0 | 0 | 0 | 0 | 0 | 163.0345 | 110.5429 | 165.8927 | 165.8927 | 0 | 0 | 0 | 0 | 0 | 4.8623 | 30.7665 | 96.6847 | 0 | 0 | 0 | 0 | 179.2827 | 160.8093 | 311.3526 | 257.9376 | 0.38615 | 0.39118 | 0.3871 | 0.38217 | 69.2292 | 62.9052 | 120.526 | 98.5754
11 | 9 | 23 | 452.5918 | 464.0048 | 478.2497 | 490.4922 | 0 | 0 | 0 | 0 | 129.7736 | 205.9207 | 0 | 0 | 0 | 0 | 0 | 0 | 150.3871 | 101.4277 | 179.3486 | 179.3486 | 0 | 0 | 0 | 0 | 0 | 17.5347 | 130.9106 | 52.7368 | 0 | 0 | 0 | 0 | 172.4311 | 139.1217 | 167.9905 | 258.4067 | 0.37881 | 0.38565 | 0.38202 | 0.38151 | 65.3191 | 53.6524 | 64.1765 | 98.5841
11 | 9 | 24 | 412.9929 | 422.3484 | 434.123 | 444.1431 | 0 | 0 | 0 | 0 | 121.1831 | 190.5338 | 0 | 0 | 0 | 0 | 0 | 0 | 146.6244 | 99.0027 | 171.4743 | 171.4743 | 0 | 0 | 0 | 0 | 0 | 33.0982 | 223.9918 | -1.9817 | 0 | 0 | 0 | 0 | 145.1854 | 99.7137 | 38.6569 | 274.6504 | 0.37303 | 0.37589 | 0.37336 | 0.37439 | 54.1582 | 37.4812 | 14.4331 | 102.8266
11 | 10 | 1 | 388.165 | 395.3065 | 404.4726 | 412.1127 | 0 | 0 | 0 | 0 | 114.5145 | 176.5791 | 0 | 0 | 0 | 0 | 0 | 0 | 148.7269 | 103.3448 | 164.1 | 164.1 | 0 | 0 | 0 | 0 | 0 | 23.7272 | 155.6666 | 28.7472 | 0 | 0 | 0 | 0 | 124.9236 | 91.6554 | 84.706 | 219.2654 | 0.3688 | 0.37024 | 0.36683 | 0.36949 | 46.0722 | 33.9345 | 31.073 | 81.017
11 | 10 | 2 | 366.2848 | 371.2283 | 377.8836 | 383.3099 | 0 | 0 | 0 | 0 | 79.2392 | 184.4169 | 0 | 0 | 0 | 0 | 0 | 0 | 146.1874 | 101.1203 | 158.5553 | 158.5553 | 0 | 0 | 0 | 0 | 0 | 43.1789 | 204.2787 | -11.1737 | 0 | 0 | 0 | 0 | 140.8582 | 42.5123 | 15.0496 | 235.9284 | 0.36982 | 0.36893 | 0.36693 | 0.36762 | 52.0919 | 15.6839 | 5.5222 | 86.7324
11 | 10 | 3 | 354.6175 | 357.7664 | 362.4157 | 366.0945 | 0 | 0 | 0 | 0 | 66.0583 | 142.9772 | 0 | 0 | 0 | 0 | 0 | 0 | 150.4429 | 104.5681 | 162.0868 | 162.0868 | 0 | 0 | 0 | 0 | 0 | 5.1707 | -11.7483 | 4.0514 | 0 | 0 | 0 | 0 | 138.1163 | 105.0504 | 212.0773 | 199.9564 | 0.37 | 0.37041 | 0.36674 | 0.36591 | 51.1032 | 38.9118 | 77.778 | 73.1661
11 | 10 | 4 | 349.204 | 350.8726 | 353.8674 | 356.0831 | 0 | 0 | 0 | 0 | 60.5417 | 148.9986 | 0 | 0 | 0 | 0 | 0 | 0 | 163.0114 | 110.1284 | 170.479 | 170.479 | 0 | 0 | 0 | 0 | 0 | 1.729 | -0.07113 | -0.25722 | 0 | 0 | 0 | 0 | 125.651 | 90.0166 | 183.4596 | 185.8613 | 0.37047 | 0.36757 | 0.36593 | 0.36392 | 46.5504 | 33.0872 | 67.1332 | 67.6394
11 | 10 | 5 | 351.7842 | 351.7586 | 352.8899 | 353.4462 | 0 | 0 | 0 | 0 | 87.13 | 185.5266 | 0 | 0 | 0 | 0 | 0 | 0 | 174.2069 | 113.6932 | 176.8153 | 176.8153 | 0 | 0 | 0 | 0 | 0 | 25.1885 | -33.6277 | 81.7374 | 0 | 0 | 0 | 0 | 90.4473 | 27.3503 | 209.7024 | 94.8935 | 0.3683 | 0.36546 | 0.36536 | 0.36382 | 33.3114 | 9.9953 | 76.6165 | 34.5244
11 | 10 | 6 | 365.9384 | 364.1821 | 363.5049 | 362.5034 | 0 | 0 | 0 | 0 | 119.9222 | 197.7659 | 0 | 0 | 0 | 0 | 0 | 0 | 173.6038 | 109.2649 | 185.7275 | 185.7275 | 0 | 0 | 0 | 0 | 0 | 27.9465 | 152.1221 | -60.7808 | 0 | 0 | 0 | 0 | 72.4125 | 29.2048 | 25.6553 | 237.5567 | 0.3671 | 0.37164 | 0.36654 | 0.36504 | 26.5828 | 10.8536 | 9.4037 | 86.7187
11 | 10 | 7 | 366.2881 | 362.8997 | 360.6253 | 358.4476 | 0 | 0 | 0 | 0 | 132.2385 | 166.8711 | 0 | 0 | 0 | 0 | 0 | 0 | 186.5122 | 139.1877 | 222.6469 | 223.016 | 0 | 0 | 0 | 0 | 0 | 30.6266 | 250.0916 | 117.2479 | 0 | 0 | 0 | 0 | 47.5373 | 26.2144 | -112.1132 | 18.1837 | 0.37421 | 0.37971 | 0.37449 | 0.37153 | 17.7889 | 9.954 | -41.985 | 6.7558
11 | 10 | 8 | 384.5339 | 380.8673 | 378.7422 | 377.1481 | 0 | 0 | 0 | 0 | 120.4487 | 115.1877 | 0 | 0 | 0 | 0 | 0 | 0 | 237.2046 | 287.1738 | 561.7143 | 574.2819 | 0 | 0 | 0 | 0 | 0 | -18.8971 | -41.8371 | -35.8839 | 0 | 0 | 0 | 0 | 26.8807 | -2.5971 | -141.1351 | -161.2499 | 0.37146 | 0.3818 | 0.38331 | 0.37768 | 9.9852 | -0.99156 | -54.0988 | -60.9011
11 | 10 | 9 | 409.7064 | 407.1921 | 406.8024 | 407.1727 | 0 | 0 | 0 | 0 | 88.0987 | 105.0555 | 0 | 0 | 0 | 0 | 0 | 0 | 247.9409 | 379.6804 | 824.1029 | 849.9319 | 0 | 0 | 0 | 0 | 0 | -5.6896 | 6.7993 | -62.5546 | 0 | 0 | 0 | 0 | 73.6668 | -71.8542 | -424.0998 | -380.2047 | 0.37123 | 0.22113 | 0.22 | 0.23066 | 27.3473 | -15.8894 | -93.3036 | -87.6964
11 | 10 | 10 | 428.7758 | 426.6176 | 426.6502 | 427.331 | 0 | 0 | 0 | 0 | 54.6754 | 85.3617 | 0 | 0 | 0 | 0 | 0 | 0 | 265.5555 | 445.718 | 1014.6634 | 1049.2776 | 0 | 0 | 0 | 0 | 0 | -22.6907 | -152.1278 | -164.2015 | 0 | 0 | 0 | 0 | 108.5449 | -81.7714 | -435.8854 | -457.7451 | 0.3751 | 0.22969 | 0.22687 | 0.23713 | 40.7155 | -18.7819 | -98.8914 | -108.5447
11 | 10 | 11 | 440.4699 | 438.5377 | 438.6018 | 438.9876 | 0 | 0 | 0 | 0 | 57.9862 | 92.117 | 0 | 0 | 0 | 0 | 0 | 0 | 316.7895 | 507.4274 | 1158.1607 | 1198.7093 | 0 | 0 | 0 | 0 | 0 | -24.3667 | -304.8744 | -198.1813 | 0 | 0 | 0 | 0 | 65.6942 | -136.64 | -414.6845 | -561.5404 | 0.37749 | 0.2322 | 0.2322 | 0 | 24.7989 | -31.7279 | -96.2903 | 0
11 | 10 | 12 | 443.5814 | 441.9025 | 442.0637 | 442.2993 | 0 | 0 | 0 | 0 | 55.3302 | 83.3223 | 0 | 0 | 0 | 0 | 0 | 0 | 361.8117 | 501.9515 | 1143.8456 | 1185.5583 | 0 | 0 | 0 | 0 | 0 | -59.7175 | -348.555 | -359.1097 | 0 | 0 | 0 | 0 | 26.4395 | -83.6539 | -353.2268 | -384.1493 | 0.38446 | 0.2322 | 0.2322 | 0 | 10.1649 | -19.4245 | -82.0198 | 0
11 | 10 | 13 | 441.883 | 441.3343 | 442.6711 | 443.8712 | 0 | 0 | 0 | 0 | 54.8271 | 85.3965 | 0 | 0 | 0 | 0 | 0 | 0 | 384.8965 | 494.0205 | 1116.0553 | 1157.4969 | 0 | 0 | 0 | 0 | 0 | -56.8875 | -348.4294 | -374.1833 | 0 | 0 | 0 | 0 | 2.1594 | -81.1951 | -324.9548 | -339.4425 | 0.38397 | 0.2322 | 0.2322 | 0 | 0.82917 | -18.8536 | -75.4549 | 0
11 | 10 | 14 | 437.6245 | 437.7077 | 439.7536 | 441.6175 | 0 | 0 | 0 | 0 | 54.2869 | 92.0603 | 0 | 0 | 0 | 0 | 0 | 0 | 368.8717 | 464.851 | 1034.7501 | 1073.2358 | 0 | 0 | 0 | 0 | 0 | -61.2558 | -337.8572 | -322.1578 | 0 | 0 | 0 | 0 | 14.4659 | -57.9478 | -257.1393 | -309.4605 | 0.38397 | 0.2322 | 0.2322 | 0 | 5.5546 | -13.4555 | -59.7081 | 0
11 | 10 | 15 | 433.6362 | 434.3561 | 437.0647 | 439.4883 | 0 | 0 | 0 | 0 | 58.8953 | 83.3223 | 0 | 0 | 0 | 0 | 0 | 0 | 318.9429 | 389.9206 | 855.5032 | 886.6409 | 0 | 0 | 0 | 0 | 0 | -36.2936 | -221.0698 | -280.9067 | 0 | 0 | 0 | 0 | 55.798 | -2.5933 | -197.3687 | -166.2459 | 0.38285 | 0.2322 | 0.2322 | 0 | 21.3622 | -0.60217 | -45.8293 | 0
11 | 10 | 16 | 433.5698 | 436.4825 | 441.621 | 446.2109 | 0 | 0 | 0 | 0 | 71.6083 | 98.3943 | 0 | 0 | 0 | 0 | 0 | 0 | 282.9538 | 288.5534 | 666.1487 | 684.8365 | 0 | 0 | 0 | 0 | 0 | -9.5486 | -55.0142 | 26.1372 | 0 | 0 | 0 | 0 | 79.0076 | 59.0834 | -169.5135 | -264.7628 | 0.36639 | 0.37183 | 0.37526 | 0.38586 | 28.9476 | 21.9688 | -63.6112 | -102.1627
11 | 10 | 17 | 448.5599 | 453.1464 | 460.1435 | 466.3153 | 0 | 0 | 0 | 0 | 117.6576 | 139.2317 | 0 | 0 | 0 | 0 | 0 | 0 | 229.7062 | 138.2129 | 331.7811 | 334.5524 | 0 | 0 | 0 | 0 | 0 | -8.9661 | -9.1503 | 11.8688 | 0 | 0 | 0 | 0 | 101.196 | 184.6679 | 137.5127 | 119.8941 | 0.37929 | 0.39223 | 0.38711 | 0.38707 | 38.3823 | 72.4322 | 53.2326 | 46.4078
11 | 10 | 18 | 496.5559 | 504.745 | 515.8788 | 525.6626 | 0 | 0 | 0 | 0 | 130.1507 | 179.5085 | 0 | 0 | 0 | 0 | 0 | 0 | 225.3412 | 106.7024 | 184.1099 | 184.1099 | 0 | 0 | 0 | 0 | 0 | -4.5673 | 6.9095 | 63.7009 | 0 | 0 | 0 | 0 | 141.064 | 223.1013 | 324.8593 | 277.8519 | 0.38908 | 0.39443 | 0.3893 | 0.38442 | 54.8857 | 87.9983 | 126.4694 | 106.8117
11 | 10 | 19 | 497.4017 | 507.4801 | 520.6783 | 532.2629 | 0 | 0 | 0 | 0 | 129.6716 | 202.7192 | 0 | 0 | 0 | 0 | 0 | 0 | 199.4856 | 111.5005 | 198.4143 | 198.4143 | 0 | 0 | 0 | 0 | 0 | -2.8427 | 49.6248 | 403.2279 | 0 | 0 | 0 | 0 | 168.2446 | 196.1031 | 272.6392 | -69.3793 | 0.39237 | 0.3967 | 0.39262 | 0.38839 | 66.0148 | 77.7941 | 107.043 | -26.9466
11 | 10 | 20 | 488.5048 | 499.1017 | 512.7553 | 524.65 | 0 | 0 | 0 | 0 | 140.9636 | 197.6531 | 0 | 0 | 0 | 0 | 0 | 0 | 166.3653 | 99.9957 | 204.7261 | 204.7261 | 0 | 0 | 0 | 0 | 0 | -4.3153 | 10.6252 | 102.3447 | 0 | 0 | 0 | 0 | 181.1759 | 205.7682 | 297.4041 | 217.5792 | 0.3924 | 0.39622 | 0.39194 | 0.38777 | 71.094 | 81.5304 | 116.5653 | 84.371
11 | 10 | 21 | 472.6167 | 483.1224 | 496.5169 | 508.0752 | 0 | 0 | 0 | 0 | 144.9276 | 204.3972 | 0 | 0 | 0 | 0 | 0 | 0 | 154.1099 | 94.609 | 199.3311 | 199.3311 | 0 | 0 | 0 | 0 | 0 | 4.8984 | 25.7168 | 278.4243 | 0 | 0 | 0 | 0 | 173.5792 | 179.2178 | 271.4689 | 30.3198 | 0.39025 | 0.39436 | 0.39015 | 0.38582 | 67.7386 | 70.6767 | 105.9139 | 11.698
11 | 10 | 22 | 450.1446 | 460.6347 | 473.8913 | 485.302 | 0 | 0 | 0 | 0 | 139.6436 | 217.2779 | 0 | 0 | 0 | 0 | 0 | 0 | 168.0005 | 110.8631 | 211.6114 | 211.6114 | 0 | 0 | 0 | 0 | 0 | 4.8623 | 30.7665 | 96.6847 | 0 | 0 | 0 | 0 | 142.5005 | 127.6314 | 231.5134 | 177.0059 | 0.38615 | 0.39118 | 0.3871 | 0.38217 | 55.0259 | 49.9267 | 89.6199 | 67.6459
11 | 10 | 23 | 425.3259 | 435.8465 | 449.0091 | 460.3154 | 0 | 0 | 0 | 0 | 129.7736 | 205.9207 | 0 | 0 | 0 | 0 | 0 | 0 | 179.0912 | 123.3648 | 225.5019 | 225.5019 | 0 | 0 | 0 | 0 | 0 | 17.5347 | 130.9106 | 52.7368 | 0 | 0 | 0 | 0 | 116.4612 | 89.0263 | 92.5966 | 182.0766 | 0.37881 | 0.38565 | 0.38202 | 0.38151 | 44.117 | 34.3331 | 35.3742 | 69.4636
11 | 10 | 24 | 393.9576 | 402.69 | 413.7091 | 423.0755 | 0 | 0 | 0 | 0 | 121.1831 | 190.5338 | 0 | 0 | 0 | 0 | 0 | 0 | 193.5104 | 127.1515 | 223.4645 | 223.4645 | 0 | 0 | 0 | 0 | 0 | 33.0982 | 223.9918 | -1.9817 | 0 | 0 | 0 | 0 | 79.264 | 51.9065 | -33.7472 | 201.5927 | 0.37303 | 0.37589 | 0.37336 | 0.37439 | 29.5677 | 19.511 | -12.6 | 75.4744
11 | 11 | 1 | 370.9788 | 377.5577 | 386.0417 | 393.0916 | 0 | 0 | 0 | 0 | 114.5145 | 176.5791 | 0 | 0 | 0 | 0 | 0 | 0 | 216.2718 | 145.572 | 231.2767 | 231.2767 | 0 | 0 | 0 | 0 | 0 | 23.7272 | 155.6666 | 28.7472 | 0 | 0 | 0 | 0 | 40.1925 | 31.6794 | -0.90154 | 133.0677 | 0.3688 | 0.37024 | 0.36683 | 0.36949 | 14.8231 | 11.729 | -0.33072 | 49.1676
11 | 11 | 2 | 354.3016 | 358.8528 | 365.0325 | 370.0474 | 0 | 0 | 0 | 0 | 79.2392 | 184.4169 | 0 | 0 | 0 | 0 | 0 | 0 | 214.2644 | 157.177 | 257.0473 | 257.0473 | 0 | 0 | 0 | 0 | 0 | 43.1789 | 204.2787 | -11.1737 | 0 | 0 | 0 | 0 | 60.7979 | -25.9199 | -96.2935 | 124.1738 | 0.36982 | 0.36893 | 0.36693 | 0.36762 | 22.4842 | -9.5625 | -35.3334 | 45.649
11 | 11 | 3 | 345.0636 | 347.8997 | 352.1698 | 355.5206 | 0 | 0 | 0 | 0 | 66.0583 | 142.9772 | 0 | 0 | 0 | 0 | 0 | 0 | 231.324 | 166.2488 | 258.7839 | 258.7839 | 0 | 0 | 0 | 0 | 0 | 5.1707 | -11.7483 | 4.0514 | 0 | 0 | 0 | 0 | 47.6813 | 33.5031 | 105.1343 | 92.6853 | 0.37 | 0.37041 | 0.36674 | 0.36591 | 17.6421 | 12.4099 | 38.5574 | 33.9145
11 | 11 | 4 | 340.0489 | 341.4178 | 344.0493 | 345.9506 | 0 | 0 | 0 | 0 | 60.5417 | 148.9986 | 0 | 0 | 0 | 0 | 0 | 0 | 228.7317 | 160.246 | 262.8641 | 262.8641 | 0 | 0 | 0 | 0 | 0 | 1.729 | -0.07113 | -0.25722 | 0 | 0 | 0 | 0 | 50.7756 | 30.4442 | 81.2563 | 83.3437 | 0.37047 | 0.36757 | 0.36593 | 0.36392 | 18.811 | 11.1903 | 29.7341 | 30.3307
11 | 11 | 5 | 337.553 | 337.0615 | 337.628 | 337.6957 | 0 | 0 | 0 | 0 | 87.13 | 185.5266 | 0 | 0 | 0 | 0 | 0 | 0 | 217.4813 | 155.9921 | 266.5665 | 266.5665 | 0 | 0 | 0 | 0 | 0 | 25.1885 | -33.6277 | 81.7374 | 0 | 0 | 0 | 0 | 32.9417 | -29.6457 | 104.6892 | -10.6083 | 0.3683 | 0.36546 | 0.36536 | 0.36382 | 12.1323 | -10.8342 | 38.2491 | -3.8595
11 | 11 | 6 | 345.1265 | 342.6889 | 341.1856 | 339.4695 | 0 | 0 | 0 | 0 | 119.9222 | 197.7659 | 0 | 0 | 0 | 0 | 0 | 0 | 191.0185 | 155.342 | 273.4805 | 273.4805 | 0 | 0 | 0 | 0 | 0 | 27.9465 | 152.1221 | -60.7808 | 0 | 0 | 0 | 0 | 34.1858 | -38.3655 | -84.417 | 126.7698 | 0.3671 | 0.37164 | 0.36654 | 0.36504 | 12.5497 | -14.258 | -30.9421 | 46.2766
11 | 11 | 7 | 349.6457 | 345.7126 | 342.7776 | 340.0285 | 0 | 0 | 0 | 0 | 132.2385 | 166.8711 | 0 | 0 | 0 | 0 | 0 | 0 | 175.9555 | 168.7107 | 273.6944 | 274.0159 | 0 | 0 | 0 | 0 | 0 | 30.6266 | 250.0916 | 117.2479 | 0 | 0 | 0 | 0 | 41.4517 | -20.4957 | -181.0084 | -51.2353 | 0.37421 | 0.37971 | 0.37449 | 0.37153 | 15.5116 | -7.7825 | -67.7854 | -19.0354
11 | 11 | 8 | 361.0389 | 356.6032 | 353.5455 | 351.1447 | 0 | 0 | 0 | 0 | 120.4487 | 115.1877 | 0 | 0 | 0 | 0 | 0 | 0 | 242.3865 | 267.8077 | 315.4317 | 324.9185 | 0 | 0 | 0 | 0 | 0 | -18.8971 | -41.8371 | -35.8839 | 0 | 0 | 0 | 0 | -1.7963 | -7.4951 | 79.9509 | 62.1101 | 0.37146 | 0.3818 | 0.38331 | 0.37768 | -0.66728 | -2.8616 | 30.6461 | 23.4578
11 | 11 | 9 | 385.6131 | 382.3101 | 380.9642 | 380.5071 | 0 | 0 | 0 | 0 | 88.0987 | 105.0555 | 0 | 0 | 0 | 0 | 0 | 0 | 272.3466 | 334.2684 | 426.4497 | 446.8268 | 0 | 0 | 0 | 0 | 0 | -5.6896 | 6.7993 | -62.5546 | 0 | 0 | 0 | 0 | 25.1678 | -51.3241 | -52.2848 | -3.7651 | 0.37123 | 0.22113 | 0.22 | 0.23066 | 9.343 | -11.3495 | -11.5029 | -0.86845
11 | 11 | 10 | 401.6006 | 398.5528 | 397.5068 | 397.2544 | 0 | 0 | 0 | 0 | 54.6754 | 85.3617 | 0 | 0 | 0 | 0 | 0 | 0 | 307.2457 | 417.5578 | 537.739 | 566.678 | 0 | 0 | 0 | 0 | 0 | -22.6907 | -152.1278 | -164.2015 | 0 | 0 | 0 | 0 | 39.6795 | -81.6759 | 11.8956 | -5.222 | 0.3751 | 0.22969 | 0.22687 | 0.23713 | 14.8839 | -18.76 | 2.6988 | -1.2383
11 | 11 | 11 | 413.6573 | 410.8474 | 409.8473 | 409.3124 | 0 | 0 | 0 | 0 | 57.9862 | 92.117 | 0 | 0 | 0 | 0 | 0 | 0 | 350.2021 | 463.424 | 532.0625 | 565.1161 | 0 | 0 | 0 | 0 | 0 | -24.3667 | -304.8744 | -198.1813 | 0 | 0 | 0 | 0 | 5.469 | -120.3269 | 182.6592 | 42.3775 | 0.37749 | 0.2322 | 0.2322 | 0 | 2.0645 | -27.94 | 42.4137 | 0
11 | 11 | 12 | 418.9623 | 416.4776 | 415.6616 | 415.0519 | 0 | 0 | 0 | 0 | 55.3302 | 83.3223 | 0 | 0 | 0 | 0 | 0 | 0 | 397.6754 | 522.5247 | 648.956 | 685.2535 | 0 | 0 | 0 | 0 | 0 | -59.7175 | -348.555 | -359.1097 | 0 | 0 | 0 | 0 | -34.0433 | -129.652 | 115.2607 | 88.9081 | 0.38446 | 0.2322 | 0.2322 | 0 | -13.0883 | -30.1053 | 26.7637 | 0
11 | 11 | 13 | 419.8202 | 418.5492 | 419.0104 | 419.4528 | 0 | 0 | 0 | 0 | 54.8271 | 85.3965 | 0 | 0 | 0 | 0 | 0 | 0 | 385.3667 | 482.139 | 618.4401 | 649.8454 | 0 | 0 | 0 | 0 | 0 | -56.8875 | -348.4294 | -374.1833 | 0 | 0 | 0 | 0 | -20.3737 | -92.0987 | 148.9996 | 143.7908 | 0.38397 | 0.2322 | 0.2322 | 0 | -7.823 | -21.3854 | 34.5979 | 0
11 | 11 | 14 | 418.6617 | 418.1241 | 419.4174 | 420.6301 | 0 | 0 | 0 | 0 | 54.2869 | 92.0603 | 0 | 0 | 0 | 0 | 0 | 0 | 370.7109 | 461.7819 | 630.212 | 657.0407 | 0 | 0 | 0 | 0 | 0 | -61.2558 | -337.8572 | -322.1578 | 0 | 0 | 0 | 0 | -6.3361 | -74.4623 | 127.0626 | 85.7473 | 0.38397 | 0.2322 | 0.2322 | 0 | -2.4329 | -17.2902 | 29.5041 | 0
11 | 11 | 15 | 417.0302 | 417.2064 | 419.2559 | 421.1094 | 0 | 0 | 0 | 0 | 58.8953 | 83.3223 | 0 | 0 | 0 | 0 | 0 | 0 | 352.7968 | 413.4318 | 671.304 | 691.9708 | 0 | 0 | 0 | 0 | 0 | -36.2936 | -221.0698 | -280.9067 | 0 | 0 | 0 | 0 | 5.3381 | -43.2542 | -30.9783 | 10.0453 | 0.38285 | 0.2322 | 0.2322 | 0 | 2.0437 | -10.0437 | -7.1932 | 0
11 | 11 | 16 | 420.6258 | 423.1147 | 427.7395 | 431.885 | 0 | 0 | 0 | 0 | 71.6083 | 98.3943 | 0 | 0 | 0 | 0 | 0 | 0 | 317.2417 | 330.697 | 533.3514 | 545.7618 | 0 | 0 | 0 | 0 | 0 | -9.5486 | -55.0142 | 26.1372 | 0 | 0 | 0 | 0 | 31.7757 | 3.572 | -50.5977 | -140.014 | 0.36639 | 0.37183 | 0.37526 | 0.38586 | 11.6423 | 1.3282 | -18.9872 | -54.0265
11 | 11 | 17 | 441.9972 | 446.3689 | 453.1056 | 459.052 | 0 | 0 | 0 | 0 | 117.6576 | 139.2317 | 0 | 0 | 0 | 0 | 0 | 0 | 259.0443 | 206.7472 | 309.6441 | 311.5853 | 0 | 0 | 0 | 0 | 0 | -8.9661 | -9.1503 | 11.8688 | 0 | 0 | 0 | 0 | 65.2953 | 109.3562 | 152.6117 | 135.598 | 0.37929 | 0.39223 | 0.38711 | 0.38707 | 24.7656 | 42.8927 | 59.0776 | 52.4864
11 | 11 | 18 | 494.7067 | 502.8353 | 513.8957 | 523.6161 | 0 | 0 | 0 | 0 | 130.1507 | 179.5085 | 0 | 0 | 0 | 0 | 0 | 0 | 267.2043 | 177.2381 | 220.5808 | 220.5808 | 0 | 0 | 0 | 0 | 0 | -4.5673 | 6.9095 | 63.7009 | 0 | 0 | 0 | 0 | 97.3518 | 150.656 | 286.4053 | 239.3343 | 0.38908 | 0.39443 | 0.3893 | 0.38442 | 37.878 | 59.4235 | 111.499 | 92.0049
11 | 11 | 19 | 499.6135 | 509.7642 | 523.0502 | 534.7108 | 0 | 0 | 0 | 0 | 129.6716 | 202.7192 | 0 | 0 | 0 | 0 | 0 | 0 | 249.2834 | 178.1114 | 259.5089 | 259.5089 | 0 | 0 | 0 | 0 | 0 | -2.8427 | 49.6248 | 403.2279 | 0 | 0 | 0 | 0 | 120.6585 | 131.7764 | 213.9164 | -128.026 | 0.39237 | 0.3967 | 0.39262 | 0.38839 | 47.3433 | 52.2757 | 83.9874 | -49.7247
11 | 11 | 20 | 486.4563 | 496.9861 | 510.5584 | 522.3827 | 0 | 0 | 0 | 0 | 140.9636 | 197.6531 | 0 | 0 | 0 | 0 | 0 | 0 | 192.9737 | 141.4114 | 278.1151 | 278.1151 | 0 | 0 | 0 | 0 | 0 | -4.3153 | 10.6252 | 102.3447 | 0 | 0 | 0 | 0 | 152.5189 | 162.2369 | 221.8181 | 141.9229 | 0.3924 | 0.39622 | 0.39194 | 0.38777 | 59.8489 | 64.2822 | 86.94 | 55.0337
11 | 11 | 21 | 474.1396 | 484.6951 | 498.15 | 509.7606 | 0 | 0 | 0 | 0 | 144.9276 | 204.3972 | 0 | 0 | 0 | 0 | 0 | 0 | 149.6822 | 116.8836 | 295.6523 | 295.6523 | 0 | 0 | 0 | 0 | 0 | 4.8984 | 25.7168 | 278.4243 | 0 | 0 | 0 | 0 | 179.5297 | 158.5159 | 176.7809 | -64.3159 | 0.39025 | 0.39436 | 0.39015 | 0.38582 | 70.0607 | 62.5127 | 68.9713 | -24.8143
11 | 11 | 22 | 449.927 | 460.41 | 473.658 | 485.0612 | 0 | 0 | 0 | 0 | 139.6436 | 217.2779 | 0 | 0 | 0 | 0 | 0 | 0 | 147.787 | 117.3285 | 317.3576 | 317.3576 | 0 | 0 | 0 | 0 | 0 | 4.8623 | 30.7665 | 96.6847 | 0 | 0 | 0 | 0 | 162.4964 | 120.9413 | 125.5339 | 71.0189 | 0.38615 | 0.39118 | 0.3871 | 0.38217 | 62.7472 | 47.3097 | 48.5947 | 27.1411
11 | 11 | 23 | 422.0446 | 432.4577 | 445.4901 | 456.6837 | 0 | 0 | 0 | 0 | 129.7736 | 205.9207 | 0 | 0 | 0 | 0 | 0 | 0 | 173.319 | 142.6185 | 336.6281 | 336.6281 | 0 | 0 | 0 | 0 | 0 | 17.5347 | 130.9106 | 52.7368 | 0 | 0 | 0 | 0 | 118.952 | 66.3838 | -22.0486 | 67.3188 | 0.37881 | 0.38565 | 0.38202 | 0.38151 | 45.0606 | 25.601 | -8.4231 | 25.6826
11 | 11 | 24 | 388.3739 | 396.9235 | 407.721 | 416.8956 | 0 | 0 | 0 | 0 | 121.1831 | 190.5338 | 0 | 0 | 0 | 0 | 0 | 0 | 206.7921 | 172.0391 | 359.3148 | 359.3148 | 0 | 0 | 0 | 0 | 0 | 33.0982 | 223.9918 | -1.9817 | 0 | 0 | 0 | 0 | 60.3987 | 1.2524 | -175.5856 | 59.5625 | 0.37303 | 0.37589 | 0.37336 | 0.37439 | 22.5304 | 0.47076 | -65.5575 | 22.2997
11 | 12 | 1 | 369.0934 | 375.6106 | 384.0197 | 391.0049 | 0 | 0 | 0 | 0 | 114.5145 | 176.5791 | 0 | 0 | 0 | 0 | 0 | 0 | 220.9577 | 178.3049 | 346.3534 | 346.3534 | 0 | 0 | 0 | 0 | 0 | 23.7272 | 155.6666 | 28.7472 | 0 | 0 | 0 | 0 | 33.6212 | -3.0007 | -118.0002 | 15.9043 | 0.3688 | 0.37024 | 0.36683 | 0.36949 | 12.3996 | -1.111 | -43.2865 | 5.8765
11 | 12 | 2 | 349.8056 | 354.2097 | 360.2109 | 365.0714 | 0 | 0 | 0 | 0 | 79.2392 | 184.4169 | 0 | 0 | 0 | 0 | 0 | 0 | 228.7818 | 178.368 | 303.5054 | 303.5054 | 0 | 0 | 0 | 0 | 0 | 43.1789 | 204.2787 | -11.1737 | 0 | 0 | 0 | 0 | 41.7846 | -51.754 | -147.5731 | 72.7397 | 0.36982 | 0.36893 | 0.36693 | 0.36762 | 15.4527 | -19.0934 | -54.1496 | 26.7407
11 | 12 | 3 | 343.4139 | 346.196 | 350.4006 | 353.6947 | 0 | 0 | 0 | 0 | 66.0583 | 142.9772 | 0 | 0 | 0 | 0 | 0 | 0 | 220.7532 | 168.7259 | 252.4465 | 252.4465 | 0 | 0 | 0 | 0 | 0 | 5.1707 | -11.7483 | 4.0514 | 0 | 0 | 0 | 0 | 56.6024 | 29.3222 | 109.7024 | 97.1968 | 0.37 | 0.37041 | 0.36674 | 0.36591 | 20.943 | 10.8613 | 40.2327 | 35.5653
11 | 12 | 4 | 342.17 | 343.6083 | 346.324 | 348.2981 | 0 | 0 | 0 | 0 | 60.5417 | 148.9986 | 0 | 0 | 0 | 0 | 0 | 0 | 232.0917 | 170.2509 | 207.0487 | 207.0487 | 0 | 0 | 0 | 0 | 0 | 1.729 | -0.07113 | -0.25722 | 0 | 0 | 0 | 0 | 49.5367 | 22.6298 | 139.3464 | 141.5066 | 0.37047 | 0.36757 | 0.36593 | 0.36392 | 18.3521 | 8.318 | 50.9909 | 51.4976
11 | 12 | 5 | 352.4187 | 352.4138 | 353.5704 | 354.1484 | 0 | 0 | 0 | 0 | 87.13 | 185.5266 | 0 | 0 | 0 | 0 | 0 | 0 | 216.4535 | 144.3753 | 178.1841 | 178.1841 | 0 | 0 | 0 | 0 | 0 | 25.1885 | -33.6277 | 81.7374 | 0 | 0 | 0 | 0 | 48.8351 | -2.6765 | 209.014 | 94.2269 | 0.3683 | 0.36546 | 0.36536 | 0.36382 | 17.9858 | -0.97815 | 76.365 | 34.2819
11 | 12 | 6 | 381.5655 | 380.3207 | 380.2638 | 379.7989 | 0 | 0 | 0 | 0 | 119.9222 | 197.7659 | 0 | 0 | 0 | 0 | 0 | 0 | 200.3181 | 120.7546 | 165.8789 | 165.8789 | 0 | 0 | 0 | 0 | 0 | 27.9465 | 152.1221 | -60.7808 | 0 | 0 | 0 | 0 | 61.3252 | 33.8537 | 62.2628 | 274.7008 | 0.3671 | 0.37164 | 0.36654 | 0.36504 | 22.5126 | 12.5813 | 22.8217 | 100.2779
11 | 12 | 7 | 408.2383 | 406.2232 | 405.6138 | 404.8766 | 0 | 0 | 0 | 0 | 132.2385 | 166.8711 | 0 | 0 | 0 | 0 | 0 | 0 | 213.4687 | 131.2426 | 178.959 | 179.2438 | 0 | 0 | 0 | 0 | 0 | 30.6266 | 250.0916 | 117.2479 | 0 | 0 | 0 | 0 | 62.531 | 77.483 | -23.4368 | 108.3849 | 0.37421 | 0.37971 | 0.37449 | 0.37153 | 23.3996 | 29.4214 | -8.7768 | 40.2681
11 | 12 | 8 | 439.954 | 438.1015 | 438.176 | 438.4849 | 0 | 0 | 0 | 0 | 120.4487 | 115.1877 | 0 | 0 | 0 | 0 | 0 | 0 | 276.6575 | 258.5601 | 528.3192 | 540.6083 | 0 | 0 | 0 | 0 | 0 | -18.8971 | -41.8371 | -35.8839 | 0 | 0 | 0 | 0 | 42.8477 | 83.2508 | -48.306 | -66.2395 | 0.37146 | 0.3818 | 0.38331 | 0.37768 | 15.9164 | 31.7854 | -18.5163 | -25.0175
11 | 12 | 9 | 471.2177 | 470.717 | 472.7688 | 475.2511 | 0 | 0 | 0 | 0 | 88.0987 | 105.0555 | 0 | 0 | 0 | 0 | 0 | 0 | 320.834 | 382.2071 | 809.321 | 836.0986 | 0 | 0 | 0 | 0 | 0 | -5.6896 | 6.7993 | -62.5546 | 0 | 0 | 0 | 0 | 62.2849 | -10.856 | -343.3516 | -298.2929 | 0.37123 | 0.22113 | 0.22 | 0.23066 | 23.122 | -2.4006 | -75.5387 | -68.803
11 | 12 | 10 | 493.224 | 493.1755 | 495.7661 | 498.6598 | 0 | 0 | 0 | 0 | 54.6754 | 85.3617 | 0 | 0 | 0 | 0 | 0 | 0 | 349.0833 | 455.1461 | 957.6145 | 994.2 | 0 | 0 | 0 | 0 | 0 | -22.6907 | -152.1278 | -164.2015 | 0 | 0 | 0 | 0 | 89.4653 | -24.6416 | -309.7206 | -331.3386 | 0.3751 | 0.22969 | 0.22687 | 0.23713 | 33.5587 | -5.6599 | -70.2678 | -78.57
11 | 12 | 11 | 512.4416 | 512.8653 | 515.7861 | 518.6432 | 0 | 0 | 0 | 0 | 57.9862 | 92.117 | 0 | 0 | 0 | 0 | 0 | 0 | 384.6216 | 507.6726 | 1079.7186 | 1122.9355 | 0 | 0 | 0 | 0 | 0 | -24.3667 | -304.8744 | -198.1813 | 0 | 0 | 0 | 0 | 69.8338 | -62.5576 | -259.0581 | -406.1111 | 0.37749 | 0.2322 | 0.2322 | 0 | 26.3616 | -14.5259 | -60.1537 | 0
11 | 12 | 12 | 517.656 | 518.4019 | 521.5033 | 524.2824 | 0 | 0 | 0 | 0 | 55.3302 | 83.3223 | 0 | 0 | 0 | 0 | 0 | 0 | 406.8247 | 531.5552 | 1142.8522 | 1189.3107 | 0 | 0 | 0 | 0 | 0 | -59.7175 | -348.555 | -359.1097 | 0 | 0 | 0 | 0 | 55.5012 | -36.7582 | -272.7939 | -305.9186 | 0.38446 | 0.2322 | 0.2322 | 0 | 21.3379 | -8.5353 | -63.3431 | 0
11 | 12 | 13 | 518.3145 | 520.2676 | 524.6381 | 528.4626 | 0 | 0 | 0 | 0 | 54.8271 | 85.3965 | 0 | 0 | 0 | 0 | 0 | 0 | 400.9792 | 537.2701 | 1161.1409 | 1207.6379 | 0 | 0 | 0 | 0 | 0 | -56.8875 | -348.4294 | -374.1833 | 0 | 0 | 0 | 0 | 62.5081 | -45.5114 | -288.0734 | -304.9919 | 0.38397 | 0.2322 | 0.2322 | 0 | 24.0015 | -10.5678 | -66.891 | 0
11 | 12 | 14 | 520.0928 | 522.8755 | 528.1947 | 532.8904 | 0 | 0 | 0 | 0 | 54.2869 | 92.0603 | 0 | 0 | 0 | 0 | 0 | 0 | 351.2482 | 500.7463 | 1106.1815 | 1148.7338 | 0 | 0 | 0 | 0 | 0 | -61.2558 | -337.8572 | -322.1578 | 0 | 0 | 0 | 0 | 114.5577 | -8.6752 | -240.1295 | -293.6856 | 0.38397 | 0.2322 | 0.2322 | 0 | 43.9873 | -2.0144 | -55.7584 | 0
11 | 12 | 15 | 514.5636 | 517.9325 | 523.8532 | 529.0557 | 0 | 0 | 0 | 0 | 58.8953 | 83.3223 | 0 | 0 | 0 | 0 | 0 | 0 | 302.4767 | 437.098 | 1001.3461 | 1036.5377 | 0 | 0 | 0 | 0 | 0 | -36.2936 | -221.0698 | -280.9067 | 0 | 0 | 0 | 0 | 153.1916 | 33.8058 | -256.423 | -226.5752 | 0.38285 | 0.2322 | 0.2322 | 0 | 58.6492 | 7.8497 | -59.5418 | 0
11 | 12 | 16 | 506.8468 | 512.1581 | 520.2051 | 527.3112 | 0 | 0 | 0 | 0 | 71.6083 | 98.3943 | 0 | 0 | 0 | 0 | 0 | 0 | 238.5342 | 299.6859 | 736.2971 | 757.5341 | 0 | 0 | 0 | 0 | 0 | -9.5486 | -55.0142 | 26.1372 | 0 | 0 | 0 | 0 | 196.7042 | 123.6265 | -161.0777 | -256.3601 | 0.36639 | 0.37183 | 0.37526 | 0.38586 | 72.0704 | 45.9678 | -60.4456 | -98.9204
11 | 12 | 17 | 514.2227 | 520.9587 | 530.5621 | 538.9885 | 0 | 0 | 0 | 0 | 117.6576 | 139.2317 | 0 | 0 | 0 | 0 | 0 | 0 | 181.5507 | 104.3427 | 353.5527 | 356.7296 | 0 | 0 | 0 | 0 | 0 | -8.9661 | -9.1503 | 11.8688 | 0 | 0 | 0 | 0 | 215.0144 | 286.3504 | 186.1596 | 170.3901 | 0.37929 | 0.39223 | 0.38711 | 0.38707 | 81.5521 | 112.3151 | 72.0643 | 65.9535
11 | 12 | 18 | 564.5029 | 574.9163 | 588.7469 | 600.864 | 0 | 0 | 0 | 0 | 130.1507 | 179.5085 | 0 | 0 | 0 | 0 | 0 | 0 | 171.0366 | 33.9175 | 153.2201 | 153.2201 | 0 | 0 | 0 | 0 | 0 | -4.5673 | 6.9095 | 63.7009 | 0 | 0 | 0 | 0 | 263.3157 | 366.0575 | 428.6173 | 383.9429 | 0.38908 | 0.39443 | 0.3893 | 0.38442 | 102.4519 | 144.3848 | 166.8628 | 147.5953
11 | 12 | 19 | 563.2821 | 575.517 | 591.3301 | 605.1769 | 0 | 0 | 0 | 0 | 129.6716 | 202.7192 | 0 | 0 | 0 | 0 | 0 | 0 | 170.6784 | 28.0005 | 143.3735 | 143.3735 | 0 | 0 | 0 | 0 | 0 | -2.8427 | 49.6248 | 403.2279 | 0 | 0 | 0 | 0 | 262.9322 | 347.6401 | 398.3318 | 58.5755 | 0.39237 | 0.3967 | 0.39262 | 0.38839 | 103.1678 | 137.9088 | 156.3922 | 22.7504
11 | 12 | 20 | 549.3998 | 561.99 | 578.0606 | 592.0462 | 0 | 0 | 0 | 0 | 140.9636 | 197.6531 | 0 | 0 | 0 | 0 | 0 | 0 | 172.415 | 25.7507 | 139.4612 | 139.4612 | 0 | 0 | 0 | 0 | 0 | -4.3153 | 10.6252 | 102.3447 | 0 | 0 | 0 | 0 | 236.0212 | 342.9015 | 427.9742 | 350.2403 | 0.3924 | 0.39622 | 0.39194 | 0.38777 | 92.6154 | 135.8659 | 167.7413 | 135.8132
11 | 12 | 21 | 525.9157 | 538.1661 | 553.676 | 567.0645 | 0 | 0 | 0 | 0 | 144.9276 | 204.3972 | 0 | 0 | 0 | 0 | 0 | 0 | 175.0144 | 24.7883 | 140.0238 | 140.0238 | 0 | 0 | 0 | 0 | 0 | 4.8984 | 25.7168 | 278.4243 | 0 | 0 | 0 | 0 | 205.9736 | 304.0822 | 387.9354 | 148.6164 | 0.39025 | 0.39436 | 0.39015 | 0.38582 | 80.3804 | 119.9185 | 151.3534 | 57.3391
11 | 12 | 22 | 492.4393 | 504.3139 | 519.2493 | 532.1122 | 0 | 0 | 0 | 0 | 139.6436 | 217.2779 | 0 | 0 | 0 | 0 | 0 | 0 | 172.2293 | 31.4672 | 159.5004 | 159.5004 | 0 | 0 | 0 | 0 | 0 | 4.8623 | 30.7665 | 96.6847 | 0 | 0 | 0 | 0 | 180.5664 | 250.7065 | 328.9823 | 275.9271 | 0.38615 | 0.39118 | 0.3871 | 0.38217 | 69.7249 | 98.0711 | 127.3506 | 105.4504
11 | 12 | 23 | 453.462 | 464.9035 | 479.1829 | 491.4553 | 0 | 0 | 0 | 0 | 129.7736 | 205.9207 | 0 | 0 | 0 | 0 | 0 | 0 | 177.8532 | 36.9201 | 186.3929 | 186.3929 | 0 | 0 | 0 | 0 | 0 | 17.5347 | 130.9106 | 52.7368 | 0 | 0 | 0 | 0 | 145.8352 | 204.5281 | 161.8794 | 252.3255 | 0.37881 | 0.38565 | 0.38202 | 0.38151 | 55.2443 | 78.8765 | 61.8419 | 96.264
11 | 12 | 24 | 412.8298 | 422.1799 | 433.9481 | 443.9625 | 0 | 0 | 0 | 0 | 121.1831 | 190.5338 | 0 | 0 | 0 | 0 | 0 | 0 | 187.6332 | 29.6794 | 195.6369 | 195.6369 | 0 | 0 | 0 | 0 | 0 | 33.0982 | 223.9918 | -1.9817 | 0 | 0 | 0 | 0 | 104.0134 | 168.8685 | 14.3194 | 250.3073 | 0.37303 | 0.37589 | 0.37336 | 0.37439 | 38.7999 | 63.4756 | 5.3464 | 93.7128
11 | 13 | 1 | 385.5726 | 392.6292 | 401.6924 | 409.2435 | 0 | 0 | 0 | 0 | 114.5145 | 176.5791 | 0 | 0 | 0 | 0 | 0 | 0 | 198.179 | 31.3448 | 206.2742 | 206.2742 | 0 | 0 | 0 | 0 | 0 | 23.7272 | 155.6666 | 28.7472 | 0 | 0 | 0 | 0 | 72.879 | 160.978 | 39.7516 | 174.222 | 0.3688 | 0.37024 | 0.36683 | 0.36949 | 26.878 | 59.6005 | 14.5822 | 64.3738
11 | 13 | 2 | 369.4936 | 374.5422 | 381.3248 | 386.8613 | 0 | 0 | 0 | 0 | 79.2392 | 184.4169 | 0 | 0 | 0 | 0 | 0 | 0 | 216.0496 | 41.5692 | 199.4976 | 199.4976 | 0 | 0 | 0 | 0 | 0 | 43.1789 | 204.2787 | -11.1737 | 0 | 0 | 0 | 0 | 74.2047 | 105.3772 | -22.4515 | 198.5374 | 0.36982 | 0.36893 | 0.36693 | 0.36762 | 27.4423 | 38.8764 | -8.2382 | 72.9867
11 | 13 | 3 | 358.9503 | 362.241 | 367.0623 | 370.8899 | 0 | 0 | 0 | 0 | 66.0583 | 142.9772 | 0 | 0 | 0 | 0 | 0 | 0 | 224.7343 | 54.5988 | 192.3784 | 192.3784 | 0 | 0 | 0 | 0 | 0 | 5.1707 | -11.7483 | 4.0514 | 0 | 0 | 0 | 0 | 68.1577 | 159.4944 | 186.4322 | 174.4601 | 0.37 | 0.37041 | 0.36674 | 0.36591 | 25.2184 | 59.0784 | 68.3729 | 63.8368
11 | 13 | 4 | 354.7152 | 356.5642 | 359.7778 | 362.1827 | 0 | 0 | 0 | 0 | 60.5417 | 148.9986 | 0 | 0 | 0 | 0 | 0 | 0 | 233.9848 | 67.3648 | 184.9817 | 184.9817 | 0 | 0 | 0 | 0 | 0 | 1.729 | -0.07113 | -0.25722 | 0 | 0 | 0 | 0 | 60.1887 | 138.4717 | 174.8672 | 177.4582 | 0.37047 | 0.36757 | 0.36593 | 0.36392 | 22.2984 | 50.8977 | 63.989 | 64.5812
11 | 13 | 5 | 365.7434 | 366.1747 | 367.8602 | 368.8958 | 0 | 0 | 0 | 0 | 87.13 | 185.5266 | 0 | 0 | 0 | 0 | 0 | 0 | 233.34 | 71.6402 | 185.4962 | 185.4962 | 0 | 0 | 0 | 0 | 0 | 25.1885 | -33.6277 | 81.7374 | 0 | 0 | 0 | 0 | 45.2734 | 83.8194 | 215.9917 | 101.6621 | 0.3683 | 0.36546 | 0.36536 | 0.36382 | 16.674 | 30.6324 | 78.9144 | 36.987
11 | 13 | 6 | 396.685 | 395.9352 | 396.4783 | 396.5326 | 0 | 0 | 0 | 0 | 119.9222 | 197.7659 | 0 | 0 | 0 | 0 | 0 | 0 | 228.0916 | 80.1247 | 198.218 | 198.218 | 0 | 0 | 0 | 0 | 0 | 27.9465 | 152.1221 | -60.7808 | 0 | 0 | 0 | 0 | 48.6713 | 90.098 | 46.1382 | 259.0954 | 0.3671 | 0.37164 | 0.36654 | 0.36504 | 17.8673 | 33.4837 | 16.9114 | 94.5812
11 | 13 | 7 | 434.7609 | 433.614 | 434.0573 | 434.2308 | 0 | 0 | 0 | 0 | 132.2385 | 166.8711 | 0 | 0 | 0 | 0 | 0 | 0 | 223.5676 | 109.4632 | 226.1931 | 226.5413 | 0 | 0 | 0 | 0 | 0 | 30.6266 | 250.0916 | 117.2479 | 0 | 0 | 0 | 0 | 78.9547 | 126.6531 | -42.2274 | 90.4416 | 0.37421 | 0.37971 | 0.37449 | 0.37153 | 29.5455 | 48.092 | -15.8136 | 33.6017
11 | 13 | 8 | 467.383 | 466.4284 | 467.5916 | 468.8424 | 0 | 0 | 0 | 0 | 120.4487 | 115.1877 | 0 | 0 | 0 | 0 | 0 | 0 | 266.8648 | 268.226 | 601.8212 | 614.935 | 0 | 0 | 0 | 0 | 0 | -18.8971 | -41.8371 | -35.8839 | 0 | 0 | 0 | 0 | 80.0695 | 101.9118 | -92.3925 | -110.2088 | 0.37146 | 0.3818 | 0.38331 | 0.37768 | 29.7429 | 38.9102 | -35.4151 | -41.6238
11 | 13 | 9 | 488.2226 | 488.2785 | 491.0052 | 494.0715 | 0 | 0 | 0 | 0 | 88.0987 | 105.0555 | 0 | 0 | 0 | 0 | 0 | 0 | 319.2748 | 411.4803 | 904.6457 | 932.9982 | 0 | 0 | 0 | 0 | 0 | -5.6896 | 6.7993 | -62.5546 | 0 | 0 | 0 | 0 | 80.8491 | -22.5677 | -420.4398 | -376.3721 | 0.37123 | 0.22113 | 0.22 | 0.23066 | 30.0136 | -4.9905 | -92.4984 | -86.8124
11 | 13 | 10 | 510.7728 | 511.2987 | 514.5859 | 518.0822 | 0 | 0 | 0 | 0 | 54.6754 | 85.3617 | 0 | 0 | 0 | 0 | 0 | 0 | 369.7035 | 509.2573 | 1094.1424 | 1132.7407 | 0 | 0 | 0 | 0 | 0 | -22.6907 | -152.1278 | -164.2015 | 0 | 0 | 0 | 0 | 86.3939 | -60.6296 | -427.4288 | -450.457 | 0.3751 | 0.22969 | 0.22687 | 0.23713 | 32.4066 | -13.9259 | -96.9728 | -106.8165
11 | 13 | 11 | 530.4073 | 531.4192 | 535.053 | 538.527 | 0 | 0 | 0 | 0 | 57.9862 | 92.117 | 0 | 0 | 0 | 0 | 0 | 0 | 396.3537 | 573.6905 | 1209.7478 | 1254.6027 | 0 | 0 | 0 | 0 | 0 | -24.3667 | -304.8744 | -198.1813 | 0 | 0 | 0 | 0 | 76.0675 | -110.0216 | -369.8204 | -517.8944 | 0.37749 | 0.2322 | 0.2322 | 0 | 28.7147 | -25.5471 | -85.8728 | 0
11 | 13 | 12 | 531.162 | 532.35 | 535.9875 | 539.2304 | 0 | 0 | 0 | 0 | 55.3302 | 83.3223 | 0 | 0 | 0 | 0 | 0 | 0 | 382.7999 | 602.6456 | 1263.6961 | 1311.8389 | 0 | 0 | 0 | 0 | 0 | -59.7175 | -348.555 | -359.1097 | 0 | 0 | 0 | 0 | 93.0319 | -93.9004 | -379.1536 | -413.4988 | 0.38446 | 0.2322 | 0.2322 | 0 | 35.767 | -21.8038 | -88.04 | 0
11 | 13 | 13 | 535.6094 | 538.1287 | 543.1857 | 547.604 | 0 | 0 | 0 | 0 | 54.8271 | 85.3965 | 0 | 0 | 0 | 0 | 0 | 0 | 371.2316 | 601.6207 | 1272.7163 | 1320.6781 | 0 | 0 | 0 | 0 | 0 | -56.8875 | -348.4294 | -374.1833 | 0 | 0 | 0 | 0 | 109.5507 | -92.0009 | -381.1013 | -398.8908 | 0.38397 | 0.2322 | 0.2322 | 0 | 42.0647 | -21.3627 | -88.4922 | 0
11 | 13 | 14 | 541.5756 | 545.0615 | 551.2334 | 556.6667 | 0 | 0 | 0 | 0 | 54.2869 | 92.0603 | 0 | 0 | 0 | 0 | 0 | 0 | 354.6532 | 577.2848 | 1225.6542 | 1270.1593 | 0 | 0 | 0 | 0 | 0 | -61.2558 | -337.8572 | -322.1578 | 0 | 0 | 0 | 0 | 132.6355 | -63.0279 | -336.5636 | -391.3348 | 0.38397 | 0.2322 | 0.2322 | 0 | 50.9287 | -14.6351 | -78.1505 | 0
11 | 13 | 15 | 543.2435 | 547.5513 | 554.6103 | 560.7976 | 0 | 0 | 0 | 0 | 58.8953 | 83.3223 | 0 | 0 | 0 | 0 | 0 | 0 | 303.7174 | 515.783 | 1130.2072 | 1167.1634 | 0 | 0 | 0 | 0 | 0 | -36.2936 | -221.0698 | -280.9067 | 0 | 0 | 0 | 0 | 180.6309 | -15.2605 | -354.5271 | -325.4591 | 0.38285 | 0.2322 | 0.2322 | 0 | 69.1543 | -3.5435 | -82.3217 | 0
11 | 13 | 16 | 537.4302 | 543.7427 | 553.0035 | 561.1598 | 0 | 0 | 0 | 0 | 71.6083 | 98.3943 | 0 | 0 | 0 | 0 | 0 | 0 | 213.3775 | 355.2349 | 853.856 | 874.9576 | 0 | 0 | 0 | 0 | 0 | -9.5486 | -55.0142 | 26.1372 | 0 | 0 | 0 | 0 | 252.4444 | 99.6621 | -245.8382 | -339.9349 | 0.36639 | 0.37183 | 0.37526 | 0.38586 | 92.493 | 37.0571 | -92.2526 | -131.169
11 | 13 | 17 | 535.7236 | 543.1634 | 553.6201 | 562.7849 | 0 | 0 | 0 | 0 | 117.6576 | 139.2317 | 0 | 0 | 0 | 0 | 0 | 0 | 121.3771 | 161.1579 | 471.5946 | 474.8569 | 0 | 0 | 0 | 0 | 0 | -8.9661 | -9.1503 | 11.8688 | 0 | 0 | 0 | 0 | 296.6889 | 251.7399 | 91.1758 | 76.0592 | 0.37929 | 0.39223 | 0.38711 | 0.38707 | 112.5301 | 98.7399 | 35.2951 | 29.4405
11 | 13 | 18 | 573.5674 | 584.2774 | 598.4679 | 610.8961 | 0 | 0 | 0 | 0 | 130.1507 | 179.5085 | 0 | 0 | 0 | 0 | 0 | 0 | 92.4323 | 93.4406 | 274.3813 | 274.3813 | 0 | 0 | 0 | 0 | 0 | -4.5673 | 6.9095 | 63.7009 | 0 | 0 | 0 | 0 | 350.9844 | 315.8955 | 317.1771 | 272.8139 | 0.38908 | 0.39443 | 0.3893 | 0.38442 | 136.5624 | 124.5993 | 123.4786 | 104.8751
11 | 13 | 19 | 574.087 | 586.6755 | 602.9174 | 617.1353 | 0 | 0 | 0 | 0 | 129.6716 | 202.7192 | 0 | 0 | 0 | 0 | 0 | 0 | 87.4752 | 94.1776 | 274.6288 | 274.6288 | 0 | 0 | 0 | 0 | 0 | -2.8427 | 49.6248 | 403.2279 | 0 | 0 | 0 | 0 | 356.9402 | 292.6215 | 278.6638 | -60.7214 | 0.39237 | 0.3967 | 0.39262 | 0.38839 | 140.0541 | 116.0829 | 109.4084 | -23.5839
11 | 13 | 20 | 559.0987 | 572.0065 | 588.462 | 602.7807 | 0 | 0 | 0 | 0 | 140.9636 | 197.6531 | 0 | 0 | 0 | 0 | 0 | 0 | 98.0665 | 105.1906 | 274.8031 | 274.8031 | 0 | 0 | 0 | 0 | 0 | -4.3153 | 10.6252 | 102.3447 | 0 | 0 | 0 | 0 | 320.0687 | 273.4781 | 303.0338 | 225.6329 | 0.3924 | 0.39622 | 0.39194 | 0.38777 | 125.5959 | 108.3586 | 118.7718 | 87.494
11 | 13 | 21 | 540.0381 | 552.7508 | 568.8212 | 582.6947 | 0 | 0 | 0 | 0 | 144.9276 | 204.3972 | 0 | 0 | 0 | 0 | 0 | 0 | 132.1397 | 132.6338 | 286.4529 | 286.4529 | 0 | 0 | 0 | 0 | 0 | 4.8984 | 25.7168 | 278.4243 | 0 | 0 | 0 | 0 | 262.9707 | 210.8213 | 256.6516 | 17.8175 | 0.39025 | 0.39436 | 0.39015 | 0.38582 | 102.6232 | 83.14 | 100.1329 | 6.8744
11 | 13 | 22 | 503.6611 | 515.903 | 531.2838 | 544.532 | 0 | 0 | 0 | 0 | 139.6436 | 217.2779 | 0 | 0 | 0 | 0 | 0 | 0 | 144.9335 | 145.158 | 307.4649 | 307.4649 | 0 | 0 | 0 | 0 | 0 | 4.8623 | 30.7665 | 96.6847 | 0 | 0 | 0 | 0 | 219.084 | 148.6048 | 193.0523 | 140.3824 | 0.38615 | 0.39118 | 0.3871 | 0.38217 | 84.5983 | 58.1311 | 74.7314 | 53.6496
11 | 13 | 23 | 456.5801 | 468.1238 | 482.5269 | 494.9064 | 0 | 0 | 0 | 0 | 129.7736 | 205.9207 | 0 | 0 | 0 | 0 | 0 | 0 | 145.2881 | 151.4467 | 329.8261 | 329.8261 | 0 | 0 | 0 | 0 | 0 | 17.5347 | 130.9106 | 52.7368 | 0 | 0 | 0 | 0 | 181.5184 | 93.2216 | 21.7902 | 112.3434 | 0.37881 | 0.38565 | 0.38202 | 0.38151 | 68.7615 | 35.951 | 8.3244 | 42.8598
11 | 13 | 24 | 417.1445 | 426.6358 | 438.5752 | 448.7378 | 0 | 0 | 0 | 0 | 121.1831 | 190.5338 | 0 | 0 | 0 | 0 | 0 | 0 | 144.9383 | 156.4722 | 336.2441 | 336.2441 | 0 | 0 | 0 | 0 | 0 | 33.0982 | 223.9918 | -1.9817 | 0 | 0 | 0 | 0 | 151.023 | 46.5317 | -121.6606 | 114.4754 | 0.37303 | 0.37589 | 0.37336 | 0.37439 | 56.3358 | 17.4907 | -45.4238 | 42.8585
11 | 14 | 1 | 390.5943 | 397.8153 | 407.0778 | 414.8013 | 0 | 0 | 0 | 0 | 114.5145 | 176.5791 | 0 | 0 | 0 | 0 | 0 | 0 | 148.9544 | 161.6334 | 353.0254 | 353.0254 | 0 | 0 | 0 | 0 | 0 | 23.7272 | 155.6666 | 28.7472 | 0 | 0 | 0 | 0 | 127.1253 | 35.8755 | -101.6142 | 33.0286 | 0.3688 | 0.37024 | 0.36683 | 0.36949 | 46.8842 | 13.2826 | -37.2755 | 12.2038
11 | 14 | 2 | 371.8141 | 376.9386 | 383.8134 | 389.4296 | 0 | 0 | 0 | 0 | 79.2392 | 184.4169 | 0 | 0 | 0 | 0 | 0 | 0 | 148.0906 | 159.8596 | 364.1516 | 364.1516 | 0 | 0 | 0 | 0 | 0 | 43.1789 | 204.2787 | -11.1737 | 0 | 0 | 0 | 0 | 144.4842 | -10.5168 | -184.6169 | 36.4516 | 0.36982 | 0.36893 | 0.36693 | 0.36762 | 53.4329 | -3.8799 | -67.7422 | 13.4004
11 | 14 | 3 | 361.5427 | 364.9183 | 369.8425 | 373.7591 | 0 | 0 | 0 | 0 | 66.0583 | 142.9772 | 0 | 0 | 0 | 0 | 0 | 0 | 149.5951 | 149.947 | 353.9765 | 353.9765 | 0 | 0 | 0 | 0 | 0 | 5.1707 | -11.7483 | 4.0514 | 0 | 0 | 0 | 0 | 145.8893 | 66.8235 | 27.6143 | 15.7312 | 0.37 | 0.37041 | 0.36674 | 0.36591 | 53.9792 | 24.7521 | 10.1274 | 5.7562
11 | 14 | 4 | 356.6731 | 358.5862 | 361.8775 | 364.3496 | 0 | 0 | 0 | 0 | 60.5417 | 148.9986 | 0 | 0 | 0 | 0 | 0 | 0 | 155.665 | 137.672 | 324.2315 | 324.2315 | 0 | 0 | 0 | 0 | 0 | 1.729 | -0.07113 | -0.25722 | 0 | 0 | 0 | 0 | 140.4664 | 70.1866 | 37.7172 | 40.3753 | 0.37047 | 0.36757 | 0.36593 | 0.36392 | 52.0392 | 25.7983 | 13.8018 | 14.6935
11 | 14 | 5 | 366.4323 | 366.8862 | 368.599 | 369.6582 | 0 | 0 | 0 | 0 | 87.13 | 185.5266 | 0 | 0 | 0 | 0 | 0 | 0 | 166.3856 | 131.5386 | 299.2522 | 299.2522 | 0 | 0 | 0 | 0 | 0 | 25.1885 | -33.6277 | 81.7374 | 0 | 0 | 0 | 0 | 112.9166 | 24.6325 | 102.9745 | -11.3314 | 0.3683 | 0.36546 | 0.36536 | 0.36382 | 41.5868 | 9.0021 | 37.6226 | -4.1226
11 | 14 | 6 | 396.7575 | 396.0101 | 396.5561 | 396.6129 | 0 | 0 | 0 | 0 | 119.9222 | 197.7659 | 0 | 0 | 0 | 0 | 0 | 0 | 183.599 | 126.7339 | 268.0669 | 268.0669 | 0 | 0 | 0 | 0 | 0 | 27.9465 | 152.1221 | -60.7808 | 0 | 0 | 0 | 0 | 93.2364 | 43.5637 | -23.6329 | 189.3268 | 0.3671 | 0.37164 | 0.36654 | 0.36504 | 34.2272 | 16.1898 | -8.6624 | 69.1126
11 | 14 | 7 | 439.2568 | 438.2571 | 438.8788 | 439.2068 | 0 | 0 | 0 | 0 | 132.2385 | 166.8711 | 0 | 0 | 0 | 0 | 0 | 0 | 211.3828 | 149.911 | 268.9457 | 269.2704 | 0 | 0 | 0 | 0 | 0 | 30.6266 | 250.0916 | 117.2479 | 0 | 0 | 0 | 0 | 95.6355 | 90.8484 | -80.1584 | 52.6885 | 0.37421 | 0.37971 | 0.37449 | 0.37153 | 35.7876 | 34.4964 | -30.0183 | 19.5753
11 | 14 | 8 | 466.0052 | 465.0055 | 466.114 | 467.3175 | 0 | 0 | 0 | 0 | 120.4487 | 115.1877 | 0 | 0 | 0 | 0 | 0 | 0 | 291.886 | 299.1778 | 602.2023 | 615.3936 | 0 | 0 | 0 | 0 | 0 | -18.8971 | -41.8371 | -35.8839 | 0 | 0 | 0 | 0 | 53.6704 | 69.5371 | -94.2512 | -112.1923 | 0.37146 | 0.3818 | 0.38331 | 0.37768 | 19.9366 | 26.5494 | -36.1276 | -42.373
11 | 14 | 9 | 494.332 | 494.5879 | 497.5572 | 500.8332 | 0 | 0 | 0 | 0 | 88.0987 | 105.0555 | 0 | 0 | 0 | 0 | 0 | 0 | 340.9027 | 471.92 | 937.1736 | 966.2392 | 0 | 0 | 0 | 0 | 0 | -5.6896 | 6.7993 | -62.5546 | 0 | 0 | 0 | 0 | 65.3305 | -76.698 | -446.4158 | -402.8514 | 0.37123 | 0.22113 | 0.22 | 0.23066 | 24.2526 | -16.9605 | -98.2132 | -92.92
11 | 14 | 10 | 512.0418 | 512.6093 | 515.9468 | 519.4867 | 0 | 0 | 0 | 0 | 54.6754 | 85.3617 | 0 | 0 | 0 | 0 | 0 | 0 | 350.4142 | 568.2192 | 1099.0167 | 1139.1654 | 0 | 0 | 0 | 0 | 0 | -22.6907 | -152.1278 | -164.2015 | 0 | 0 | 0 | 0 | 106.9523 | -118.281 | -430.9421 | -455.4772 | 0.3751 | 0.22969 | 0.22687 | 0.23713 | 40.1181 | -27.1677 | -97.7699 | -108.0069
11 | 14 | 11 | 531.7126 | 532.7672 | 536.4529 | 539.9716 | 0 | 0 | 0 | 0 | 57.9862 | 92.117 | 0 | 0 | 0 | 0 | 0 | 0 | 370.6246 | 615.9075 | 1174.0292 | 1220.8446 | 0 | 0 | 0 | 0 | 0 | -24.3667 | -304.8744 | -198.1813 | 0 | 0 | 0 | 0 | 103.1018 | -150.8907 | -332.702 | -482.6917 | 0.37749 | 0.2322 | 0.2322 | 0 | 38.9199 | -35.0369 | -77.2539 | 0
11 | 14 | 12 | 545.357 | 547.0096 | 551.2105 | 554.9408 | 0 | 0 | 0 | 0 | 55.3302 | 83.3223 | 0 | 0 | 0 | 0 | 0 | 0 | 375.755 | 633.4852 | 1205.8381 | 1255.6038 | 0 | 0 | 0 | 0 | 0 | -59.7175 | -348.555 | -359.1097 | 0 | 0 | 0 | 0 | 114.2717 | -110.0805 | -306.0726 | -341.5533 | 0.38446 | 0.2322 | 0.2322 | 0 | 43.9328 | -25.5608 | -71.0705 | 0
11 | 14 | 13 | 552.6143 | 555.6902 | 561.4222 | 566.4244 | 0 | 0 | 0 | 0 | 54.8271 | 85.3965 | 0 | 0 | 0 | 0 | 0 | 0 | 384.407 | 634.9623 | 1199.5685 | 1249.2484 | 0 | 0 | 0 | 0 | 0 | -56.8875 | -348.4294 | -374.1833 | 0 | 0 | 0 | 0 | 113.3802 | -107.781 | -289.7169 | -308.6406 | 0.38397 | 0.2322 | 0.2322 | 0 | 43.5351 | -25.0268 | -67.2727 | 0
11 | 14 | 14 | 559.7407 | 563.8213 | 570.7141 | 576.7712 | 0 | 0 | 0 | 0 | 54.2869 | 92.0603 | 0 | 0 | 0 | 0 | 0 | 0 | 372.7909 | 604.6311 | 1147.7133 | 1193.8921 | 0 | 0 | 0 | 0 | 0 | -61.2558 | -337.8572 | -322.1578 | 0 | 0 | 0 | 0 | 132.6629 | -71.6144 | -239.1419 | -294.9631 | 0.38397 | 0.2322 | 0.2322 | 0 | 50.9392 | -16.6289 | -55.5291 | 0
11 | 14 | 15 | 563.1672 | 568.1271 | 575.9769 | 582.8484 | 0 | 0 | 0 | 0 | 58.8953 | 83.3223 | 0 | 0 | 0 | 0 | 0 | 0 | 345.5917 | 532.4525 | 1020.6981 | 1058.4585 | 0 | 0 | 0 | 0 | 0 | -36.2936 | -221.0698 | -280.9067 | 0 | 0 | 0 | 0 | 158.6802 | -11.3542 | -223.6514 | -194.7034 | 0.38285 | 0.2322 | 0.2322 | 0 | 60.7505 | -2.6364 | -51.9322 | 0
11 | 14 | 16 | 553.6374 | 560.4804 | 570.3846 | 579.0973 | 0 | 0 | 0 | 0 | 71.6083 | 98.3943 | 0 | 0 | 0 | 0 | 0 | 0 | 289.4521 | 383.7056 | 727.1246 | 748.9077 | 0 | 0 | 0 | 0 | 0 | -9.5486 | -55.0142 | 26.1372 | 0 | 0 | 0 | 0 | 192.577 | 87.9291 | -101.7258 | -195.9476 | 0.36639 | 0.37183 | 0.37526 | 0.38586 | 70.5582 | 32.6945 | -38.1734 | -75.6093
11 | 14 | 17 | 543.5915 | 551.2889 | 562.0579 | 571.4928 | 0 | 0 | 0 | 0 | 117.6576 | 139.2317 | 0 | 0 | 0 | 0 | 0 | 0 | 191.0376 | 182.2192 | 351.9522 | 355.2057 | 0 | 0 | 0 | 0 | 0 | -8.9661 | -9.1503 | 11.8688 | 0 | 0 | 0 | 0 | 234.8963 | 238.8041 | 219.256 | 204.4183 | 0.37929 | 0.39223 | 0.38711 | 0.38707 | 89.093 | 93.6661 | 84.8763 | 79.1249
11 | 14 | 18 | 586.9284 | 598.0758 | 612.7966 | 625.6836 | 0 | 0 | 0 | 0 | 130.1507 | 179.5085 | 0 | 0 | 0 | 0 | 0 | 0 | 154.2325 | 114.5913 | 183.8909 | 183.8909 | 0 | 0 | 0 | 0 | 0 | -4.5673 | 6.9095 | 63.7009 | 0 | 0 | 0 | 0 | 302.5452 | 308.5433 | 421.9961 | 378.0918 | 0.38908 | 0.39443 | 0.3893 | 0.38442 | 117.7155 | 121.6993 | 164.2852 | 145.346
11 | 14 | 19 | 582.1906 | 595.0444 | 611.608 | 626.1041 | 0 | 0 | 0 | 0 | 129.6716 | 202.7192 | 0 | 0 | 0 | 0 | 0 | 0 | 135.5107 | 110.9611 | 198.8954 | 198.8954 | 0 | 0 | 0 | 0 | 0 | -2.8427 | 49.6248 | 403.2279 | 0 | 0 | 0 | 0 | 317.0083 | 284.2068 | 363.0877 | 23.9807 | 0.39237 | 0.3967 | 0.39262 | 0.38839 | 124.3858 | 112.7448 | 142.5548 | 9.314
11 | 14 | 20 | 566.3503 | 579.4954 | 596.2388 | 610.8064 | 0 | 0 | 0 | 0 | 140.9636 | 197.6531 | 0 | 0 | 0 | 0 | 0 | 0 | 113.1663 | 100.9157 | 203.0135 | 203.0135 | 0 | 0 | 0 | 0 | 0 | -4.3153 | 10.6252 | 102.3447 | 0 | 0 | 0 | 0 | 312.2204 | 285.2419 | 382.6001 | 305.4482 | 0.3924 | 0.39622 | 0.39194 | 0.38777 | 122.5162 | 113.0198 | 149.9573 | 118.4441
11 | 14 | 21 | 543.537 | 556.3642 | 572.5735 | 586.5671 | 0 | 0 | 0 | 0 | 144.9276 | 204.3972 | 0 | 0 | 0 | 0 | 0 | 0 | 93.6305 | 91.9454 | 208.6796 | 208.6796 | 0 | 0 | 0 | 0 | 0 | 4.8984 | 25.7168 | 278.4243 | 0 | 0 | 0 | 0 | 304.9788 | 255.1232 | 338.1771 | 99.4632 | 0.39025 | 0.39436 | 0.39015 | 0.38582 | 119.0167 | 100.611 | 131.9402 | 38.3749
11 | 14 | 22 | 508.2658 | 520.6584 | 536.222 | 549.6284 | 0 | 0 | 0 | 0 | 139.6436 | 217.2779 | 0 | 0 | 0 | 0 | 0 | 0 | 74.8407 | 78.4322 | 208.5092 | 208.5092 | 0 | 0 | 0 | 0 | 0 | 4.8623 | 30.7665 | 96.6847 | 0 | 0 | 0 | 0 | 293.7815 | 220.0861 | 296.9463 | 244.4346 | 0.38615 | 0.39118 | 0.3871 | 0.38217 | 113.4424 | 86.093 | 114.9493 | 93.415
11 | 14 | 23 | 455.3474 | 466.8506 | 481.2049 | 493.542 | 0 | 0 | 0 | 0 | 129.7736 | 205.9207 | 0 | 0 | 0 | 0 | 0 | 0 | 60.2223 | 64.8994 | 199.4333 | 199.4333 | 0 | 0 | 0 | 0 | 0 | 17.5347 | 130.9106 | 52.7368 | 0 | 0 | 0 | 0 | 265.3515 | 178.4959 | 150.861 | 241.3719 | 0.37881 | 0.38565 | 0.38202 | 0.38151 | 100.5186 | 68.8371 | 57.6326 | 92.0851
11 | 14 | 24 | 417.0357 | 426.5235 | 438.4586 | 448.6174 | 0 | 0 | 0 | 0 | 121.1831 | 190.5338 | 0 | 0 | 0 | 0 | 0 | 0 | 55.3435 | 60.7882 | 195.2305 | 195.2305 | 0 | 0 | 0 | 0 | 0 | 33.0982 | 223.9918 | -1.9817 | 0 | 0 | 0 | 0 | 240.5091 | 142.1033 | 19.2363 | 255.3686 | 0.37303 | 0.37589 | 0.37336 | 0.37439 | 89.7167 | 53.4149 | 7.1822 | 95.6077
11 | 15 | 1 | 388.582 | 395.7371 | 404.9198 | 412.5742 | 0 | 0 | 0 | 0 | 114.5145 | 176.5791 | 0 | 0 | 0 | 0 | 0 | 0 | 48.777 | 57.5681 | 197.9399 | 197.9399 | 0 | 0 | 0 | 0 | 0 | 23.7272 | 155.6666 | 28.7472 | 0 | 0 | 0 | 0 | 225.2904 | 137.8627 | 51.3133 | 185.887 | 0.3688 | 0.37024 | 0.36683 | 0.36949 | 83.0878 | 51.0423 | 18.8235 | 68.684
11 | 15 | 2 | 373.0287 | 378.193 | 385.116 | 390.7739 | 0 | 0 | 0 | 0 | 79.2392 | 184.4169 | 0 | 0 | 0 | 0 | 0 | 0 | 45.6813 | 45.2553 | 177.7508 | 177.7508 | 0 | 0 | 0 | 0 | 0 | 43.1789 | 204.2787 | -11.1737 | 0 | 0 | 0 | 0 | 248.1082 | 105.342 | 3.0865 | 224.1968 | 0.36982 | 0.36893 | 0.36693 | 0.36762 | 91.7549 | 38.8634 | 1.1325 | 82.4196
11 | 15 | 3 | 360.1287 | 363.458 | 368.326 | 372.1941 | 0 | 0 | 0 | 0 | 66.0583 | 142.9772 | 0 | 0 | 0 | 0 | 0 | 0 | 45.6346 | 36.7236 | 160.9469 | 160.9469 | 0 | 0 | 0 | 0 | 0 | 5.1707 | -11.7483 | 4.0514 | 0 | 0 | 0 | 0 | 248.4358 | 178.5865 | 219.1274 | 207.1958 | 0.37 | 0.37041 | 0.36674 | 0.36591 | 91.9215 | 66.1503 | 80.3637 | 75.8151
11 | 15 | 4 | 357.5252 | 359.4661 | 362.7913 | 365.2926 | 0 | 0 | 0 | 0 | 60.5417 | 148.9986 | 0 | 0 | 0 | 0 | 0 | 0 | 46.8968 | 42.4682 | 172.4364 | 172.4364 | 0 | 0 | 0 | 0 | 0 | 1.729 | -0.07113 | -0.25722 | 0 | 0 | 0 | 0 | 250.0867 | 166.2703 | 190.4261 | 193.1135 | 0.37047 | 0.36757 | 0.36593 | 0.36392 | 92.6507 | 61.1156 | 69.6825 | 70.2786
11 | 15 | 5 | 366.3598 | 366.8113 | 368.5212 | 369.578 | 0 | 0 | 0 | 0 | 87.13 | 185.5266 | 0 | 0 | 0 | 0 | 0 | 0 | 45.8439 | 44.7162 | 176.9324 | 176.9324 | 0 | 0 | 0 | 0 | 0 | 25.1885 | -33.6277 | 81.7374 | 0 | 0 | 0 | 0 | 233.3859 | 111.38 | 225.2165 | 110.9082 | 0.3683 | 0.36546 | 0.36536 | 0.36382 | 85.9552 | 40.7046 | 82.2848 | 40.3509
11 | 15 | 6 | 397.3558 | 396.6279 | 397.1977 | 397.275 | 0 | 0 | 0 | 0 | 119.9222 | 197.7659 | 0 | 0 | 0 | 0 | 0 | 0 | 48.2398 | 41.0537 | 169.6073 | 169.6073 | 0 | 0 | 0 | 0 | 0 | 27.9465 | 152.1221 | -60.7808 | 0 | 0 | 0 | 0 | 229.1938 | 129.8618 | 75.4683 | 288.4485 | 0.3671 | 0.37164 | 0.36654 | 0.36504 | 84.1375 | 48.2613 | 27.662 | 105.2964
11 | 15 | 7 | 438.6042 | 437.5831 | 438.1789 | 438.4844 | 0 | 0 | 0 | 0 | 132.2385 | 166.8711 | 0 | 0 | 0 | 0 | 0 | 0 | 63.6025 | 63.4848 | 182.5773 | 182.8576 | 0 | 0 | 0 | 0 | 0 | 30.6266 | 250.0916 | 117.2479 | 0 | 0 | 0 | 0 | 242.7632 | 176.6006 | 5.51 | 138.3789 | 0.37421 | 0.37971 | 0.37449 | 0.37153 | 90.844 | 67.0577 | 2.0634 | 51.4118
11 | 15 | 8 | 468.5976 | 467.6827 | 468.8942 | 470.1867 | 0 | 0 | 0 | 0 | 120.4487 | 115.1877 | 0 | 0 | 0 | 0 | 0 | 0 | 138.4043 | 222.1563 | 525.0506 | 537.9556 | 0 | 0 | 0 | 0 | 0 | -18.8971 | -41.8371 | -35.8839 | 0 | 0 | 0 | 0 | 209.7446 | 149.2359 | -14.3193 | -31.8851 | 0.37146 | 0.3818 | 0.38331 | 0.37768 | 77.9125 | 56.9786 | -5.4888 | -12.0424
11 | 15 | 9 | 488.0776 | 488.1287 | 490.8497 | 493.911 | 0 | 0 | 0 | 0 | 88.0987 | 105.0555 | 0 | 0 | 0 | 0 | 0 | 0 | 208.3936 | 385.7768 | 844.1719 | 872.9555 | 0 | 0 | 0 | 0 | 0 | -5.6896 | 6.7993 | -62.5546 | 0 | 0 | 0 | 0 | 191.5852 | 2.986 | -360.1215 | -316.4899 | 0.37123 | 0.22113 | 0.22 | 0.23066 | 71.1221 | 0.6603 | -79.2281 | -73.0002
11 | 15 | 10 | 516.4834 | 517.1962 | 520.7101 | 524.4024 | 0 | 0 | 0 | 0 | 54.6754 | 85.3617 | 0 | 0 | 0 | 0 | 0 | 0 | 254.0168 | 486.3131 | 1024.7603 | 1064.8405 | 0 | 0 | 0 | 0 | 0 | -22.6907 | -152.1278 | -164.2015 | 0 | 0 | 0 | 0 | 207.7912 | -31.7879 | -351.9224 | -376.2365 | 0.3751 | 0.22969 | 0.22687 | 0.23713 | 77.9431 | -7.3013 | -79.8423 | -89.2166
11 | 15 | 11 | 536.9337 | 538.1592 | 542.0521 | 545.7502 | 0 | 0 | 0 | 0 | 57.9862 | 92.117 | 0 | 0 | 0 | 0 | 0 | 0 | 274.324 | 535.0348 | 1109.1124 | 1155.1167 | 0 | 0 | 0 | 0 | 0 | -24.3667 | -304.8744 | -198.1813 | 0 | 0 | 0 | 0 | 204.6236 | -64.6259 | -262.1859 | -411.1852 | 0.37749 | 0.2322 | 0.2322 | 0 | 77.2434 | -15.0062 | -60.8799 | 0
11 | 15 | 12 | 553.66 | 555.5845 | 560.1148 | 564.1303 | 0 | 0 | 0 | 0 | 55.3302 | 83.3223 | 0 | 0 | 0 | 0 | 0 | 0 | 284.6538 | 557.688 | 1159.6336 | 1208.2392 | 0 | 0 | 0 | 0 | 0 | -59.7175 | -348.555 | -359.1097 | 0 | 0 | 0 | 0 | 213.676 | -25.7084 | -250.9637 | -284.9992 | 0.38446 | 0.2322 | 0.2322 | 0 | 82.1497 | -5.9695 | -58.2741 | 0
11 | 15 | 13 | 554.9348 | 558.0867 | 563.9107 | 568.9927 | 0 | 0 | 0 | 0 | 54.8271 | 85.3965 | 0 | 0 | 0 | 0 | 0 | 0 | 280.8444 | 550.0509 | 1166.2509 | 1213.4068 | 0 | 0 | 0 | 0 | 0 | -56.8875 | -348.4294 | -374.1833 | 0 | 0 | 0 | 0 | 219.2633 | -20.4731 | -253.9108 | -270.2309 | 0.38397 | 0.2322 | 0.2322 | 0 | 84.1916 | -4.7539 | -58.9584 | 0
11 | 15 | 14 | 561.191 | 565.319 | 572.2695 | 578.3763 | 0 | 0 | 0 | 0 | 54.2869 | 92.0603 | 0 | 0 | 0 | 0 | 0 | 0 | 268.7081 | 516.8626 | 1111.6092 | 1154.6066 | 0 | 0 | 0 | 0 | 0 | -61.2558 | -337.8572 | -322.1578 | 0 | 0 | 0 | 0 | 238.196 | 17.6519 | -201.4825 | -254.0724 | 0.38397 | 0.2322 | 0.2322 | 0 | 91.4613 | 4.0988 | -46.7845 | 0
11 | 15 | 15 | 554.7191 | 559.4025 | 566.917 | 573.4983 | 0 | 0 | 0 | 0 | 58.8953 | 83.3223 | 0 | 0 | 0 | 0 | 0 | 0 | 228.3774 | 442.4262 | 997.5603 | 1032.3971 | 0 | 0 | 0 | 0 | 0 | -36.2936 | -221.0698 | -280.9067 | 0 | 0 | 0 | 0 | 267.4464 | 69.9475 | -209.5735 | -177.992 | 0.38285 | 0.2322 | 0.2322 | 0 | 102.3915 | 16.2419 | -48.6633 | 0
11 | 15 | 16 | 549.4497 | 556.1556 | 565.8935 | 574.4625 | 0 | 0 | 0 | 0 | 71.6083 | 98.3943 | 0 | 0 | 0 | 0 | 0 | 0 | 171.2922 | 292.8885 | 721.2559 | 741.0203 | 0 | 0 | 0 | 0 | 0 | -9.5486 | -55.0142 | 26.1372 | 0 | 0 | 0 | 0 | 306.5491 | 174.4213 | -100.3481 | -192.695 | 0.36639 | 0.37183 | 0.37526 | 0.38586 | 112.3164 | 64.8547 | -37.6564 | -74.3542
11 | 15 | 17 | 542.9933 | 550.671 | 561.4163 | 570.8307 | 0 | 0 | 0 | 0 | 117.6576 | 139.2317 | 0 | 0 | 0 | 0 | 0 | 0 | 102.7293 | 124.4272 | 388.806 | 391.5782 | 0 | 0 | 0 | 0 | 0 | -8.9661 | -9.1503 | 11.8688 | 0 | 0 | 0 | 0 | 322.6063 | 295.9783 | 181.7605 | 167.3838 | 0.37929 | 0.39223 | 0.38711 | 0.38707 | 122.3603 | 116.0915 | 70.3614 | 64.7898
11 | 15 | 18 | 584.2453 | 595.3049 | 609.9192 | 622.7141 | 0 | 0 | 0 | 0 | 130.1507 | 179.5085 | 0 | 0 | 0 | 0 | 0 | 0 | 81.0095 | 78.0051 | 298.2356 | 298.2356 | 0 | 0 | 0 | 0 | 0 | -4.5673 | 6.9095 | 63.7009 | 0 | 0 | 0 | 0 | 373.0852 | 342.3585 | 304.774 | 260.7775 | 0.38908 | 0.39443 | 0.3893 | 0.38442 | 145.1614 | 135.0371 | 118.65 | 100.248
11 | 15 | 19 | 579.435 | 592.1986 | 608.6528 | 623.0543 | 0 | 0 | 0 | 0 | 129.6716 | 202.7192 | 0 | 0 | 0 | 0 | 0 | 0 | 76.1899 | 82.8293 | 344.5041 | 344.5041 | 0 | 0 | 0 | 0 | 0 | -2.8427 | 49.6248 | 403.2279 | 0 | 0 | 0 | 0 | 373.5735 | 309.4929 | 214.5239 | -124.6777 | 0.39237 | 0.3967 | 0.39262 | 0.38839 | 146.5805 | 122.7758 | 84.2259 | -48.4242
11 | 15 | 20 | 563.6491 | 576.7058 | 593.3419 | 607.8168 | 0 | 0 | 0 | 0 | 140.9636 | 197.6531 | 0 | 0 | 0 | 0 | 0 | 0 | 89.714 | 96.4015 | 358.2681 | 358.2681 | 0 | 0 | 0 | 0 | 0 | -4.3153 | 10.6252 | 102.3447 | 0 | 0 | 0 | 0 | 332.9715 | 286.9665 | 224.4487 | 147.2041 | 0.3924 | 0.39622 | 0.39194 | 0.38777 | 130.659 | 113.7031 | 87.971 | 57.0816
11 | 15 | 21 | 539.9293 | 552.6384 | 568.7046 | 582.5743 | 0 | 0 | 0 | 0 | 144.9276 | 204.3972 | 0 | 0 | 0 | 0 | 0 | 0 | 84.1176 | 89.1723 | 340.0305 | 340.0305 | 0 | 0 | 0 | 0 | 0 | 4.8984 | 25.7168 | 278.4243 | 0 | 0 | 0 | 0 | 310.8841 | 254.1705 | 202.9573 | -35.8805 | 0.39025 | 0.39436 | 0.39015 | 0.38582 | 121.3212 | 100.2353 | 79.184 | -13.8434
11 | 15 | 22 | 504.6763 | 516.9514 | 532.3725 | 545.6556 | 0 | 0 | 0 | 0 | 139.6436 | 217.2779 | 0 | 0 | 0 | 0 | 0 | 0 | 78.6661 | 88.2557 | 338.6287 | 338.6287 | 0 | 0 | 0 | 0 | 0 | 4.8623 | 30.7665 | 96.6847 | 0 | 0 | 0 | 0 | 286.3666 | 206.5556 | 162.9773 | 110.3422 | 0.38615 | 0.39118 | 0.3871 | 0.38217 | 110.5791 | 80.8002 | 63.0893 | 42.1692
11 | 15 | 23 | 463.3785 | 475.1446 | 489.8176 | 502.4305 | 0 | 0 | 0 | 0 | 129.7736 | 205.9207 | 0 | 0 | 0 | 0 | 0 | 0 | 76.9491 | 95.9619 | 363.3553 | 363.3553 | 0 | 0 | 0 | 0 | 0 | 17.5347 | 130.9106 | 52.7368 | 0 | 0 | 0 | 0 | 256.6558 | 155.7273 | -4.4483 | 86.3384 | 0.37881 | 0.38565 | 0.38202 | 0.38151 | 97.2245 | 60.0564 | -1.6994 | 32.9387
11 | 15 | 24 | 420.2989 | 429.8935 | 441.9581 | 452.229 | 0 | 0 | 0 | 0 | 121.1831 | 190.5338 | 0 | 0 | 0 | 0 | 0 | 0 | 66.4403 | 97.1403 | 375.0419 | 375.0419 | 0 | 0 | 0 | 0 | 0 | 33.0982 | 223.9918 | -1.9817 | 0 | 0 | 0 | 0 | 232.6755 | 109.1212 | -157.0755 | 79.1688 | 0.37303 | 0.37589 | 0.37336 | 0.37439 | 86.7945 | 41.0173 | -58.6465 | 29.6401
11 | 16 | 1 | 391.5732 | 398.8263 | 408.1277 | 415.8848 | 0 | 0 | 0 | 0 | 114.5145 | 176.5791 | 0 | 0 | 0 | 0 | 0 | 0 | 64.218 | 104.0155 | 368.9926 | 368.9926 | 0 | 0 | 0 | 0 | 0 | 23.7272 | 155.6666 | 28.7472 | 0 | 0 | 0 | 0 | 212.8407 | 94.5045 | -116.5315 | 18.145 | 0.3688 | 0.37024 | 0.36683 | 0.36949 | 78.4963 | 34.9893 | -42.7477 | 6.7044
11 | 16 | 2 | 373.6633 | 378.8483 | 385.7965 | 391.4761 | 0 | 0 | 0 | 0 | 79.2392 | 184.4169 | 0 | 0 | 0 | 0 | 0 | 0 | 62.4289 | 108.6181 | 372.5465 | 372.5465 | 0 | 0 | 0 | 0 | 0 | 43.1789 | 204.2787 | -11.1737 | 0 | 0 | 0 | 0 | 231.9951 | 42.6345 | -191.0287 | 30.1033 | 0.36982 | 0.36893 | 0.36693 | 0.36762 | 85.796 | 15.729 | -70.0949 | 11.0666
11 | 16 | 3 | 362.5761 | 365.9855 | 370.9507 | 374.9028 | 0 | 0 | 0 | 0 | 66.0583 | 142.9772 | 0 | 0 | 0 | 0 | 0 | 0 | 61.1496 | 107.1966 | 382.7014 | 382.7014 | 0 | 0 | 0 | 0 | 0 | 5.1707 | -11.7483 | 4.0514 | 0 | 0 | 0 | 0 | 235.3682 | 110.6411 | -0.0024257 | -11.8501 | 0.37 | 0.37041 | 0.36674 | 0.36591 | 87.0865 | 40.9826 | -0.00088962 | -4.3361
11 | 16 | 4 | 359.6825 | 361.6941 | 365.1049 | 367.6803 | 0 | 0 | 0 | 0 | 60.5417 | 148.9986 | 0 | 0 | 0 | 0 | 0 | 0 | 65.4685 | 107.9252 | 386.5984 | 386.5984 | 0 | 0 | 0 | 0 | 0 | 1.729 | -0.07113 | -0.25722 | 0 | 0 | 0 | 0 | 233.6723 | 103.0412 | -21.4224 | -18.6608 | 0.37047 | 0.36757 | 0.36593 | 0.36392 | 86.5696 | 37.8746 | -7.8391 | -6.7911
11 | 16 | 5 | 367.5563 | 368.047 | 369.8044 | 370.9022 | 0 | 0 | 0 | 0 | 87.13 | 185.5266 | 0 | 0 | 0 | 0 | 0 | 0 | 62.4601 | 100.9769 | 381.323 | 381.323 | 0 | 0 | 0 | 0 | 0 | 25.1885 | -33.6277 | 81.7374 | 0 | 0 | 0 | 0 | 217.9662 | 56.355 | 22.1091 | -92.1582 | 0.3683 | 0.36546 | 0.36536 | 0.36382 | 80.2762 | 20.5953 | 8.0777 | -33.5292
11 | 16 | 6 | 396.7938 | 396.0475 | 396.595 | 396.653 | 0 | 0 | 0 | 0 | 119.9222 | 197.7659 | 0 | 0 | 0 | 0 | 0 | 0 | 70.1479 | 102.9876 | 381.8983 | 381.8983 | 0 | 0 | 0 | 0 | 0 | 27.9465 | 152.1221 | -60.7808 | 0 | 0 | 0 | 0 | 206.7238 | 67.3475 | -137.4255 | 75.5355 | 0.3671 | 0.37164 | 0.36654 | 0.36504 | 75.8887 | 25.0287 | -50.3717 | 27.5738
11 | 16 | 7 | 440.7434 | 439.7923 | 440.4731 | 440.852 | 0 | 0 | 0 | 0 | 132.2385 | 166.8711 | 0 | 0 | 0 | 0 | 0 | 0 | 82.5048 | 115.5461 | 403.4749 | 403.6552 | 0 | 0 | 0 | 0 | 0 | 30.6266 | 250.0916 | 117.2479 | 0 | 0 | 0 | 0 | 226.0001 | 126.7485 | -213.0934 | -80.0511 | 0.37421 | 0.37971 | 0.37449 | 0.37153 | 84.5711 | 48.1282 | -79.8009 | -29.7413
11 | 16 | 8 | 469.8485 | 468.9746 | 470.2357 | 471.5711 | 0 | 0 | 0 | 0 | 120.4487 | 115.1877 | 0 | 0 | 0 | 0 | 0 | 0 | 145.7638 | 227.4229 | 648.1785 | 658.1139 | 0 | 0 | 0 | 0 | 0 | -18.8971 | -41.8371 | -35.8839 | 0 | 0 | 0 | 0 | 203.636 | 145.2611 | -136.1057 | -150.659 | 0.37146 | 0.3818 | 0.38331 | 0.37768 | 75.6434 | 55.4611 | -52.1709 | -56.9011
11 | 16 | 9 | 488.4764 | 488.5406 | 491.2774 | 494.3524 | 0 | 0 | 0 | 0 | 88.0987 | 105.0555 | 0 | 0 | 0 | 0 | 0 | 0 | 208.709 | 341.677 | 836.8584 | 859.1324 | 0 | 0 | 0 | 0 | 0 | -5.6896 | 6.7993 | -62.5546 | 0 | 0 | 0 | 0 | 191.6686 | 47.4977 | -352.3803 | -302.2254 | 0.37123 | 0.22113 | 0.22 | 0.23066 | 71.153 | 10.5033 | -77.525 | -69.71
11 | 16 | 10 | 506.9114 | 507.3108 | 510.4448 | 513.8085 | 0 | 0 | 0 | 0 | 54.6754 | 85.3617 | 0 | 0 | 0 | 0 | 0 | 0 | 259.7125 | 469.3568 | 1057.6336 | 1091.0444 | 0 | 0 | 0 | 0 | 0 | -22.6907 | -152.1278 | -164.2015 | 0 | 0 | 0 | 0 | 192.5235 | -24.7169 | -395.0611 | -413.0344 | 0.3751 | 0.22969 | 0.22687 | 0.23713 | 72.2161 | -5.6772 | -89.6294 | -97.9425
11 | 16 | 11 | 519.1312 | 519.7739 | 522.9602 | 526.047 | 0 | 0 | 0 | 0 | 57.9862 | 92.117 | 0 | 0 | 0 | 0 | 0 | 0 | 277.7129 | 462.3779 | 1039.8917 | 1077.3992 | 0 | 0 | 0 | 0 | 0 | -24.3667 | -304.8744 | -198.1813 | 0 | 0 | 0 | 0 | 183.4321 | -10.3543 | -212.0571 | -353.171 | 0.37749 | 0.2322 | 0.2322 | 0 | 69.2438 | -2.4043 | -49.2399 | 0
11 | 16 | 12 | 524.5994 | 525.5726 | 528.9495 | 531.9671 | 0 | 0 | 0 | 0 | 55.3302 | 83.3223 | 0 | 0 | 0 | 0 | 0 | 0 | 313.0125 | 552.0577 | 1196.7566 | 1239.8538 | 0 | 0 | 0 | 0 | 0 | -59.7175 | -348.555 | -359.1097 | 0 | 0 | 0 | 0 | 156.2567 | -50.09 | -319.2521 | -348.777 | 0.38446 | 0.2322 | 0.2322 | 0 | 60.0743 | -11.6309 | -74.1308 | 0
11 | 16 | 13 | 520.363 | 522.3832 | 526.8351 | 530.7299 | 0 | 0 | 0 | 0 | 54.8271 | 85.3965 | 0 | 0 | 0 | 0 | 0 | 0 | 317.7934 | 550.0463 | 1167.6554 | 1210.1401 | 0 | 0 | 0 | 0 | 0 | -56.8875 | -348.4294 | -374.1833 | 0 | 0 | 0 | 0 | 147.7425 | -56.172 | -292.391 | -305.2269 | 0.38397 | 0.2322 | 0.2322 | 0 | 56.7294 | -13.0432 | -67.8936 | 0
11 | 16 | 14 | 524.0268 | 526.9383 | 532.4136 | 537.2443 | 0 | 0 | 0 | 0 | 54.2869 | 92.0603 | 0 | 0 | 0 | 0 | 0 | 0 | 294.1622 | 490.1713 | 1087.0635 | 1124.3022 | 0 | 0 | 0 | 0 | 0 | -61.2558 | -337.8572 | -322.1578 | 0 | 0 | 0 | 0 | 175.5777 | 5.9624 | -216.7926 | -264.9001 | 0.38397 | 0.2322 | 0.2322 | 0 | 67.4174 | 1.3845 | -50.3395 | 0
11 | 16 | 15 | 511.518 | 514.7872 | 520.587 | 525.6849 | 0 | 0 | 0 | 0 | 58.8953 | 83.3223 | 0 | 0 | 0 | 0 | 0 | 0 | 240.7775 | 416.2597 | 937.1122 | 965.8161 | 0 | 0 | 0 | 0 | 0 | -36.2936 | -221.0698 | -280.9067 | 0 | 0 | 0 | 0 | 211.8451 | 51.4987 | -195.4554 | -159.2244 | 0.38285 | 0.2322 | 0.2322 | 0 | 81.1047 | 11.9581 | -45.385 | 0
11 | 16 | 16 | 506.9374 | 512.2517 | 520.3023 | 527.4115 | 0 | 0 | 0 | 0 | 71.6083 | 98.3943 | 0 | 0 | 0 | 0 | 0 | 0 | 162.7632 | 260.1907 | 653.671 | 668.3802 | 0 | 0 | 0 | 0 | 0 | -9.5486 | -55.0142 | 26.1372 | 0 | 0 | 0 | 0 | 272.5658 | 163.2153 | -78.3545 | -167.1059 | 0.36639 | 0.37183 | 0.37526 | 0.38586 | 99.8653 | 60.688 | -29.4031 | -64.4803
11 | 16 | 17 | 506.6267 | 513.114 | 522.4159 | 530.5816 | 0 | 0 | 0 | 0 | 117.6576 | 139.2317 | 0 | 0 | 0 | 0 | 0 | 0 | 97.5061 | 112.4579 | 356.9209 | 358.4255 | 0 | 0 | 0 | 0 | 0 | -8.9661 | -9.1503 | 11.8688 | 0 | 0 | 0 | 0 | 291.463 | 270.3905 | 174.6452 | 160.2873 | 0.37929 | 0.39223 | 0.38711 | 0.38707 | 110.548 | 106.0552 | 67.607 | 62.0429
11 | 16 | 18 | 553.8069 | 563.8701 | 577.2762 | 589.026 | 0 | 0 | 0 | 0 | 130.1507 | 179.5085 | 0 | 0 | 0 | 0 | 0 | 0 | 95.1732 | 98.2272 | 299.2903 | 299.2903 | 0 | 0 | 0 | 0 | 0 | -4.5673 | 6.9095 | 63.7009 | 0 | 0 | 0 | 0 | 328.483 | 290.7017 | 271.0764 | 226.0347 | 0.38908 | 0.39443 | 0.3893 | 0.38442 | 127.8075 | 114.662 | 105.5314 | 86.8922
11 | 16 | 19 | 549.3048 | 561.0821 | 576.3404 | 589.7073 | 0 | 0 | 0 | 0 | 129.6716 | 202.7192 | 0 | 0 | 0 | 0 | 0 | 0 | 95.3654 | 95.5773 | 314.5398 | 314.5398 | 0 | 0 | 0 | 0 | 0 | -2.8427 | 49.6248 | 403.2279 | 0 | 0 | 0 | 0 | 324.2678 | 265.6283 | 212.1758 | -128.0604 | 0.39237 | 0.3967 | 0.39262 | 0.38839 | 127.2342 | 105.3747 | 83.304 | -49.738
11 | 16 | 20 | 533.4645 | 545.5331 | 560.9712 | 574.4096 | 0 | 0 | 0 | 0 | 140.9636 | 197.6531 | 0 | 0 | 0 | 0 | 0 | 0 | 85.7473 | 101.4503 | 350.2175 | 350.2175 | 0 | 0 | 0 | 0 | 0 | -4.3153 | 10.6252 | 102.3447 | 0 | 0 | 0 | 0 | 306.7536 | 250.745 | 200.1286 | 121.8475 | 0.3924 | 0.39622 | 0.39194 | 0.38777 | 120.371 | 99.3512 | 78.4389 | 47.249
11 | 16 | 21 | 516.398 | 528.3369 | 543.469 | 556.5307 | 0 | 0 | 0 | 0 | 144.9276 | 204.3972 | 0 | 0 | 0 | 0 | 0 | 0 | 86.3562 | 105.4828 | 370.2684 | 370.2684 | 0 | 0 | 0 | 0 | 0 | 4.8984 | 25.7168 | 278.4243 | 0 | 0 | 0 | 0 | 285.1142 | 213.5585 | 147.4838 | -92.162 | 0.39025 | 0.39436 | 0.39015 | 0.38582 | 111.2647 | 84.2194 | 57.541 | -35.5579
11 | 16 | 22 | 492.5481 | 504.4262 | 519.3659 | 532.2326 | 0 | 0 | 0 | 0 | 139.6436 | 217.2779 | 0 | 0 | 0 | 0 | 0 | 0 | 85.9793 | 110.2598 | 382.873 | 382.873 | 0 | 0 | 0 | 0 | 0 | 4.8623 | 30.7665 | 96.6847 | 0 | 0 | 0 | 0 | 266.9252 | 172.0262 | 105.7263 | 52.6749 | 0.38615 | 0.39118 | 0.3871 | 0.38217 | 103.0719 | 67.293 | 40.9272 | 20.1306
11 | 16 | 23 | 460.0609 | 471.7184 | 486.2598 | 498.7587 | 0 | 0 | 0 | 0 | 129.7736 | 205.9207 | 0 | 0 | 0 | 0 | 0 | 0 | 93.0029 | 106.8483 | 374.1991 | 374.1991 | 0 | 0 | 0 | 0 | 0 | 17.5347 | 130.9106 | 52.7368 | 0 | 0 | 0 | 0 | 237.2844 | 141.4147 | -18.85 | 71.8228 | 0.37881 | 0.38565 | 0.38202 | 0.38151 | 89.8864 | 54.5367 | -7.2012 | 27.4009
11 | 16 | 24 | 419.2837 | 428.8451 | 440.8694 | 451.1054 | 0 | 0 | 0 | 0 | 121.1831 | 190.5338 | 0 | 0 | 0 | 0 | 0 | 0 | 90.8408 | 97.8506 | 360.8476 | 360.8476 | 0 | 0 | 0 | 0 | 0 | 33.0982 | 223.9918 | -1.9817 | 0 | 0 | 0 | 0 | 207.2597 | 107.3624 | -143.97 | 92.2394 | 0.37303 | 0.37589 | 0.37336 | 0.37439 | 77.3137 | 40.3562 | -53.7533 | 34.5336
11 | 17 | 1 | 389.1983 | 396.3736 | 405.5808 | 413.2563 | 0 | 0 | 0 | 0 | 114.5145 | 176.5791 | 0 | 0 | 0 | 0 | 0 | 0 | 92.6191 | 97.8071 | 351.1299 | 351.1299 | 0 | 0 | 0 | 0 | 0 | 23.7272 | 155.6666 | 28.7472 | 0 | 0 | 0 | 0 | 182.0648 | 98.2602 | -101.2157 | 33.3792 | 0.3688 | 0.37024 | 0.36683 | 0.36949 | 67.146 | 36.3798 | -37.1293 | 12.3334
11 | 17 | 2 | 369.3123 | 374.3549 | 381.1304 | 386.6607 | 0 | 0 | 0 | 0 | 79.2392 | 184.4169 | 0 | 0 | 0 | 0 | 0 | 0 | 97.9901 | 91.9659 | 322.8734 | 322.8734 | 0 | 0 | 0 | 0 | 0 | 43.1789 | 204.2787 | -11.1737 | 0 | 0 | 0 | 0 | 192.0829 | 54.7933 | -146.0217 | 74.961 | 0.36982 | 0.36893 | 0.36693 | 0.36762 | 71.0358 | 20.2147 | -53.5803 | 27.5573
11 | 17 | 3 | 358.0076 | 361.2675 | 366.0513 | 369.8465 | 0 | 0 | 0 | 0 | 66.0583 | 142.9772 | 0 | 0 | 0 | 0 | 0 | 0 | 95.1165 | 84.0552 | 304.0895 | 304.0895 | 0 | 0 | 0 | 0 | 0 | 5.1707 | -11.7483 | 4.0514 | 0 | 0 | 0 | 0 | 196.8328 | 129.0644 | 73.7102 | 61.7057 | 0.37 | 0.37041 | 0.36674 | 0.36591 | 72.8284 | 47.8068 | 27.0328 | 22.5787
11 | 17 | 4 | 352.3947 | 354.1677 | 357.2892 | 359.6144 | 0 | 0 | 0 | 0 | 60.5417 | 148.9986 | 0 | 0 | 0 | 0 | 0 | 0 | 88.1414 | 71.6404 | 284.3744 | 284.3744 | 0 | 0 | 0 | 0 | 0 | 1.729 | -0.07113 | -0.25722 | 0 | 0 | 0 | 0 | 203.7116 | 131.7996 | 72.9859 | 75.4972 | 0.37047 | 0.36757 | 0.36593 | 0.36392 | 75.4699 | 48.4453 | 26.7077 | 27.4752
11 | 17 | 5 | 354.159 | 354.2112 | 355.4368 | 356.0746 | 0 | 0 | 0 | 0 | 87.13 | 185.5266 | 0 | 0 | 0 | 0 | 0 | 0 | 71.2524 | 57.8089 | 271.8898 | 271.8898 | 0 | 0 | 0 | 0 | 0 | 25.1885 | -33.6277 | 81.7374 | 0 | 0 | 0 | 0 | 195.7766 | 85.6872 | 117.1747 | 2.4474 | 0.3683 | 0.36546 | 0.36536 | 0.36382 | 72.1038 | 31.3149 | 42.8108 | 0.89041
11 | 17 | 6 | 364.9413 | 363.1524 | 362.4356 | 361.3999 | 0 | 0 | 0 | 0 | 119.9222 | 197.7659 | 0 | 0 | 0 | 0 | 0 | 0 | 53.7203 | 39.1313 | 236.921 | 236.921 | 0 | 0 | 0 | 0 | 0 | 27.9465 | 152.1221 | -60.7808 | 0 | 0 | 0 | 0 | 191.2989 | 98.3087 | -26.6075 | 185.2597 | 0.3671 | 0.37164 | 0.36654 | 0.36504 | 70.2262 | 36.535 | -9.7527 | 67.6279
11 | 17 | 7 | 379.4315 | 376.4734 | 374.7206 | 372.9943 | 0 | 0 | 0 | 0 | 132.2385 | 166.8711 | 0 | 0 | 0 | 0 | 0 | 0 | 57.264 | 42.5196 | 206.7823 | 206.9852 | 0 | 0 | 0 | 0 | 0 | 30.6266 | 250.0916 | 117.2479 | 0 | 0 | 0 | 0 | 189.929 | 136.4562 | -82.1533 | 48.7612 | 0.37421 | 0.37971 | 0.37449 | 0.37153 | 71.073 | 51.8143 | -30.7654 | 18.1162
11 | 17 | 8 | 396.4265 | 393.1492 | 391.496 | 390.3104 | 0 | 0 | 0 | 0 | 120.4487 | 115.1877 | 0 | 0 | 0 | 0 | 0 | 0 | 115.4315 | 175.8081 | 490.6257 | 501.0742 | 0 | 0 | 0 | 0 | 0 | -18.8971 | -41.8371 | -35.8839 | 0 | 0 | 0 | 0 | 160.5463 | 121.0504 | -57.2925 | -74.88 | 0.37146 | 0.3818 | 0.38331 | 0.37768 | 59.6371 | 46.2174 | -21.9609 | -28.2808
11 | 17 | 9 | 425.6598 | 423.6678 | 423.9113 | 424.8293 | 0 | 0 | 0 | 0 | 88.0987 | 105.0555 | 0 | 0 | 0 | 0 | 0 | 0 | 176.4547 | 312.4375 | 731.1768 | 755.0553 | 0 | 0 | 0 | 0 | 0 | -5.6896 | 6.7993 | -62.5546 | 0 | 0 | 0 | 0 | 161.1064 | 11.8643 | -314.0648 | -267.6714 | 0.37123 | 0.22113 | 0.22 | 0.23066 | 59.8074 | 2.6236 | -69.0955 | -61.7399
11 | 17 | 10 | 446.6328 | 445.0591 | 445.8005 | 447.0944 | 0 | 0 | 0 | 0 | 54.6754 | 85.3617 | 0 | 0 | 0 | 0 | 0 | 0 | 219.8017 | 413.7035 | 921.6705 | 955.6652 | 0 | 0 | 0 | 0 | 0 | -22.6907 | -152.1278 | -164.2015 | 0 | 0 | 0 | 0 | 172.1557 | -31.3154 | -323.7423 | -344.3693 | 0.3751 | 0.22969 | 0.22687 | 0.23713 | 64.5761 | -7.1928 | -73.449 | -81.66
11 | 17 | 11 | 455.8069 | 454.3768 | 455.0497 | 455.9621 | 0 | 0 | 0 | 0 | 57.9862 | 92.117 | 0 | 0 | 0 | 0 | 0 | 0 | 253.9534 | 487.5533 | 1055.3118 | 1097.2829 | 0 | 0 | 0 | 0 | 0 | -24.3667 | -304.8744 | -198.1813 | 0 | 0 | 0 | 0 | 143.8673 | -100.9269 | -295.3878 | -443.1396 | 0.37749 | 0.2322 | 0.2322 | 0 | 54.3085 | -23.4353 | -68.5894 | 0
11 | 17 | 12 | 457.1418 | 455.9068 | 456.6062 | 457.3075 | 0 | 0 | 0 | 0 | 55.3302 | 83.3223 | 0 | 0 | 0 | 0 | 0 | 0 | 271.007 | 522.5896 | 1115.4957 | 1161.5337 | 0 | 0 | 0 | 0 | 0 | -59.7175 | -348.555 | -359.1097 | 0 | 0 | 0 | 0 | 130.8045 | -90.2876 | -310.3344 | -345.1165 | 0.38446 | 0.2322 | 0.2322 | 0 | 50.289 | -20.9649 | -72.0601 | 0
11 | 17 | 13 | 451.7452 | 451.5192 | 453.2475 | 454.7862 | 0 | 0 | 0 | 0 | 54.8271 | 85.3965 | 0 | 0 | 0 | 0 | 0 | 0 | 268.187 | 516.9202 | 1110.3539 | 1155.8805 | 0 | 0 | 0 | 0 | 0 | -56.8875 | -348.4294 | -374.1833 | 0 | 0 | 0 | 0 | 128.7311 | -93.9099 | -308.677 | -326.911 | 0.38397 | 0.2322 | 0.2322 | 0 | 49.4295 | -21.806 | -71.6752 | 0
11 | 17 | 14 | 448.3931 | 448.8287 | 451.3021 | 453.5357 | 0 | 0 | 0 | 0 | 54.2869 | 92.0603 | 0 | 0 | 0 | 0 | 0 | 0 | 257.9248 | 492.1202 | 1076.599 | 1119.3398 | 0 | 0 | 0 | 0 | 0 | -61.2558 | -337.8572 | -322.1578 | 0 | 0 | 0 | 0 | 136.1813 | -74.096 | -287.4397 | -343.6462 | 0.38397 | 0.2322 | 0.2322 | 0 | 52.2902 | -17.2051 | -66.7439 | 0
11 | 17 | 15 | 444.8218 | 445.9077 | 449.0603 | 451.8681 | 0 | 0 | 0 | 0 | 58.8953 | 83.3223 | 0 | 0 | 0 | 0 | 0 | 0 | 235.9522 | 420.341 | 960.7905 | 995.5159 | 0 | 0 | 0 | 0 | 0 | -36.2936 | -221.0698 | -280.9067 | 0 | 0 | 0 | 0 | 149.9742 | -21.462 | -290.6604 | -262.7411 | 0.38285 | 0.2322 | 0.2322 | 0 | 57.4175 | -4.9835 | -67.4917 | 0
11 | 17 | 16 | 441.4921 | 444.6641 | 450.1171 | 454.9791 | 0 | 0 | 0 | 0 | 71.6083 | 98.3943 | 0 | 0 | 0 | 0 | 0 | 0 | 207.2971 | 263.8879 | 671.6118 | 691.0312 | 0 | 0 | 0 | 0 | 0 | -9.5486 | -55.0142 | 26.1372 | 0 | 0 | 0 | 0 | 162.5867 | 91.9305 | -166.4805 | -262.1893 | 0.36639 | 0.37183 | 0.37526 | 0.38586 | 59.5701 | 34.1823 | -62.4731 | -101.1697
11 | 17 | 17 | 453.1465 | 457.8832 | 465.0623 | 471.3916 | 0 | 0 | 0 | 0 | 117.6576 | 139.2317 | 0 | 0 | 0 | 0 | 0 | 0 | 147.4843 | 82.9748 | 311.0636 | 313.4536 | 0 | 0 | 0 | 0 | 0 | -8.9661 | -9.1503 | 11.8688 | 0 | 0 | 0 | 0 | 188.0046 | 244.6428 | 163.149 | 146.0692 | 0.37929 | 0.39223 | 0.38711 | 0.38707 | 71.3076 | 95.9562 | 63.1567 | 56.5395
11 | 17 | 18 | 504.3875 | 512.833 | 524.2776 | 534.3305 | 0 | 0 | 0 | 0 | 130.1507 | 179.5085 | 0 | 0 | 0 | 0 | 0 | 0 | 134.5596 | 38.4833 | 164.4666 | 164.4666 | 0 | 0 | 0 | 0 | 0 | -4.5673 | 6.9095 | 63.7009 | 0 | 0 | 0 | 0 | 239.6773 | 299.4085 | 352.9015 | 306.163 | 0.38908 | 0.39443 | 0.3893 | 0.38442 | 93.2546 | 118.0963 | 137.3863 | 117.6951
11 | 17 | 19 | 500.6287 | 510.8126 | 524.1389 | 535.8344 | 0 | 0 | 0 | 0 | 129.6716 | 202.7192 | 0 | 0 | 0 | 0 | 0 | 0 | 139.8991 | 40.2005 | 168.5757 | 168.5757 | 0 | 0 | 0 | 0 | 0 | -2.8427 | 49.6248 | 403.2279 | 0 | 0 | 0 | 0 | 231.0581 | 270.7357 | 305.9384 | -35.9693 | 0.39237 | 0.3967 | 0.39262 | 0.38839 | 90.6612 | 107.4008 | 120.1169 | -13.9703
11 | 17 | 20 | 491.2604 | 501.9475 | 515.7105 | 527.6998 | 0 | 0 | 0 | 0 | 140.9636 | 197.6531 | 0 | 0 | 0 | 0 | 0 | 0 | 138.5239 | 42.4236 | 175.3364 | 175.3364 | 0 | 0 | 0 | 0 | 0 | -4.3153 | 10.6252 | 102.3447 | 0 | 0 | 0 | 0 | 211.773 | 266.1861 | 329.7489 | 250.0186 | 0.3924 | 0.39622 | 0.39194 | 0.38777 | 83.1003 | 105.4694 | 129.2426 | 96.9501
11 | 17 | 21 | 475.9525 | 486.5673 | 500.0942 | 511.7671 | 0 | 0 | 0 | 0 | 144.9276 | 204.3972 | 0 | 0 | 0 | 0 | 0 | 0 | 122.2355 | 39.47 | 170.6911 | 170.6911 | 0 | 0 | 0 | 0 | 0 | 4.8984 | 25.7168 | 278.4243 | 0 | 0 | 0 | 0 | 208.7893 | 237.8017 | 303.6863 | 62.6517 | 0.39025 | 0.39436 | 0.39015 | 0.38582 | 81.4792 | 93.78 | 118.4835 | 24.1722
11 | 17 | 22 | 458.1213 | 468.8725 | 482.4458 | 494.1303 | 0 | 0 | 0 | 0 | 139.6436 | 217.2779 | 0 | 0 | 0 | 0 | 0 | 0 | 115.2475 | 30.4868 | 161.2883 | 161.2883 | 0 | 0 | 0 | 0 | 0 | 4.8623 | 30.7665 | 96.6847 | 0 | 0 | 0 | 0 | 203.2302 | 216.2456 | 290.3909 | 236.1573 | 0.38615 | 0.39118 | 0.3871 | 0.38217 | 78.4764 | 84.5907 | 112.4117 | 90.2517
11 | 17 | 23 | 429.1149 | 439.7594 | 453.0725 | 464.5088 | 0 | 0 | 0 | 0 | 129.7736 | 205.9207 | 0 | 0 | 0 | 0 | 0 | 0 | 116.4767 | 26.8219 | 169.6496 | 169.6496 | 0 | 0 | 0 | 0 | 0 | 17.5347 | 130.9106 | 52.7368 | 0 | 0 | 0 | 0 | 182.8646 | 189.4821 | 152.5122 | 242.1224 | 0.37881 | 0.38565 | 0.38202 | 0.38151 | 69.2715 | 73.074 | 58.2634 | 92.3714
11 | 17 | 24 | 396.0243 | 404.8243 | 415.9254 | 425.3628 | 0 | 0 | 0 | 0 | 121.1831 | 190.5338 | 0 | 0 | 0 | 0 | 0 | 0 | 135.7762 | 30.0129 | 188.3113 | 188.3113 | 0 | 0 | 0 | 0 | 0 | 33.0982 | 223.9918 | -1.9817 | 0 | 0 | 0 | 0 | 139.065 | 151.1794 | 3.6223 | 239.0331 | 0.37303 | 0.37589 | 0.37336 | 0.37439 | 51.8752 | 56.8265 | 1.3524 | 89.4918
11 | 18 | 1 | 374.4958 | 381.1898 | 389.8134 | 396.9841 | 0 | 0 | 0 | 0 | 114.5145 | 176.5791 | 0 | 0 | 0 | 0 | 0 | 0 | 138.4945 | 38.5711 | 211.0284 | 211.0284 | 0 | 0 | 0 | 0 | 0 | 23.7272 | 155.6666 | 28.7472 | 0 | 0 | 0 | 0 | 121.4868 | 142.3124 | 23.1185 | 157.2085 | 0.3688 | 0.37024 | 0.36683 | 0.36949 | 44.8047 | 52.6897 | 8.4806 | 58.0874
11 | 18 | 2 | 357.2203 | 361.8671 | 368.1627 | 373.2777 | 0 | 0 | 0 | 0 | 79.2392 | 184.4169 | 0 | 0 | 0 | 0 | 0 | 0 | 128.368 | 46.9611 | 221.8486 | 221.8486 | 0 | 0 | 0 | 0 | 0 | 43.1789 | 204.2787 | -11.1737 | 0 | 0 | 0 | 0 | 149.6131 | 87.3103 | -57.9647 | 162.6028 | 0.36982 | 0.36893 | 0.36693 | 0.36762 | 55.3297 | 32.211 | -21.2692 | 59.7763
11 | 18 | 3 | 346.6408 | 349.5286 | 353.8612 | 357.2662 | 0 | 0 | 0 | 0 | 66.0583 | 142.9772 | 0 | 0 | 0 | 0 | 0 | 0 | 123.4902 | 49.2302 | 218.5867 | 218.5867 | 0 | 0 | 0 | 0 | 0 | 5.1707 | -11.7483 | 4.0514 | 0 | 0 | 0 | 0 | 157.0923 | 152.1505 | 147.0229 | 134.6281 | 0.37 | 0.37041 | 0.36674 | 0.36591 | 58.1243 | 56.3581 | 53.9197 | 49.2618
11 | 18 | 4 | 340.9916 | 342.3914 | 345.0603 | 346.9939 | 0 | 0 | 0 | 0 | 60.5417 | 148.9986 | 0 | 0 | 0 | 0 | 0 | 0 | 127.1373 | 55.422 | 211.241 | 211.241 | 0 | 0 | 0 | 0 | 0 | 1.729 | -0.07113 | -0.25722 | 0 | 0 | 0 | 0 | 153.3126 | 136.2418 | 133.8904 | 136.0102 | 0.37047 | 0.36757 | 0.36593 | 0.36392 | 56.7984 | 50.0781 | 48.9944 | 49.4973
11 | 18 | 5 | 340.508 | 340.1133 | 340.7971 | 340.9661 | 0 | 0 | 0 | 0 | 87.13 | 185.5266 | 0 | 0 | 0 | 0 | 0 | 0 | 119.8125 | 56.844 | 195.6794 | 195.6794 | 0 | 0 | 0 | 0 | 0 | 25.1885 | -33.6277 | 81.7374 | 0 | 0 | 0 | 0 | 133.5655 | 72.5542 | 178.7454 | 63.5493 | 0.3683 | 0.36546 | 0.36536 | 0.36382 | 49.1917 | 26.5154 | 65.3061 | 23.1207
11 | 18 | 6 | 346.1235 | 343.7186 | 342.2549 | 340.573 | 0 | 0 | 0 | 0 | 119.9222 | 197.7659 | 0 | 0 | 0 | 0 | 0 | 0 | 109.8509 | 48.8992 | 177.5703 | 177.5703 | 0 | 0 | 0 | 0 | 0 | 27.9465 | 152.1221 | -60.7808 | 0 | 0 | 0 | 0 | 116.3505 | 69.107 | 12.5625 | 223.7836 | 0.3671 | 0.37164 | 0.36654 | 0.36504 | 42.7125 | 25.6826 | 4.6047 | 81.6909
11 | 18 | 7 | 355.0663 | 351.3106 | 348.5907 | 346.0278 | 0 | 0 | 0 | 0 | 132.2385 | 166.8711 | 0 | 0 | 0 | 0 | 0 | 0 | 114.2508 | 60.3336 | 170.1381 | 170.3349 | 0 | 0 | 0 | 0 | 0 | 30.6266 | 250.0916 | 117.2479 | 0 | 0 | 0 | 0 | 108.577 | 93.4794 | -71.639 | 58.445 | 0.37421 | 0.37971 | 0.37449 | 0.37153 | 40.6304 | 35.4954 | -26.8279 | 21.714
11 | 18 | 8 | 366.9308 | 362.6879 | 359.8641 | 357.6656 | 0 | 0 | 0 | 0 | 120.4487 | 115.1877 | 0 | 0 | 0 | 0 | 0 | 0 | 187.2999 | 200.5594 | 477.2218 | 488.802 | 0 | 0 | 0 | 0 | 0 | -18.8971 | -41.8371 | -35.8839 | 0 | 0 | 0 | 0 | 59.1822 | 65.838 | -75.5206 | -95.2525 | 0.37146 | 0.3818 | 0.38331 | 0.37768 | 21.984 | 25.1371 | -28.9479 | -35.9751
11 | 18 | 9 | 393.6079 | 390.5667 | 389.538 | 389.3555 | 0 | 0 | 0 | 0 | 88.0987 | 105.0555 | 0 | 0 | 0 | 0 | 0 | 0 | 244.1931 | 337.4559 | 767.7421 | 793.5024 | 0 | 0 | 0 | 0 | 0 | -5.6896 | 6.7993 | -62.5546 | 0 | 0 | 0 | 0 | 61.3161 | -46.2551 | -385.0034 | -341.5923 | 0.37123 | 0.22113 | 0.22 | 0.23066 | 22.7623 | -10.2286 | -84.7022 | -78.7902
11 | 18 | 10 | 412.4961 | 409.805 | 409.1914 | 409.3131 | 0 | 0 | 0 | 0 | 54.6754 | 85.3617 | 0 | 0 | 0 | 0 | 0 | 0 | 278.3614 | 421.5877 | 930.1146 | 965.7587 | 0 | 0 | 0 | 0 | 0 | -22.6907 | -152.1278 | -164.2015 | 0 | 0 | 0 | 0 | 79.4592 | -74.4537 | -368.7954 | -392.244 | 0.3751 | 0.22969 | 0.22687 | 0.23713 | 29.8054 | -17.1011 | -83.6704 | -93.0125
11 | 18 | 11 | 425.7855 | 423.3726 | 422.8539 | 422.7354 | 0 | 0 | 0 | 0 | 57.9862 | 92.117 | 0 | 0 | 0 | 0 | 0 | 0 | 313.6174 | 500.6853 | 1074.5444 | 1117.7901 | 0 | 0 | 0 | 0 | 0 | -24.3667 | -304.8744 | -198.1813 | 0 | 0 | 0 | 0 | 54.1819 | -145.063 | -346.8161 | -496.8734 | 0.37749 | 0.2322 | 0.2322 | 0 | 20.4531 | -33.6838 | -80.5312 | 0
11 | 18 | 12 | 431.9789 | 429.9202 | 429.6209 | 429.4581 | 0 | 0 | 0 | 0 | 55.3302 | 83.3223 | 0 | 0 | 0 | 0 | 0 | 0 | 334.7893 | 537.3367 | 1124.9421 | 1171.9947 | 0 | 0 | 0 | 0 | 0 | -59.7175 | -348.555 | -359.1097 | 0 | 0 | 0 | 0 | 41.8594 | -131.0214 | -346.7661 | -383.4268 | 0.38446 | 0.2322 | 0.2322 | 0 | 16.0932 | -30.4233 | -80.5196 | 0
11 | 18 | 13 | 432.6373 | 431.7859 | 432.7558 | 433.6383 | 0 | 0 | 0 | 0 | 54.8271 | 85.3965 | 0 | 0 | 0 | 0 | 0 | 0 | 339.8696 | 538.9495 | 1118.6499 | 1165.44 | 0 | 0 | 0 | 0 | 0 | -56.8875 | -348.4294 | -374.1833 | 0 | 0 | 0 | 0 | 37.9406 | -135.6725 | -337.4648 | -357.6183 | 0.38397 | 0.2322 | 0.2322 | 0 | 14.5682 | -31.5033 | -78.3598 | 0
11 | 18 | 14 | 433.7993 | 433.7572 | 435.6513 | 437.3839 | 0 | 0 | 0 | 0 | 54.2869 | 92.0603 | 0 | 0 | 0 | 0 | 0 | 0 | 336.2755 | 528.3101 | 1084.5631 | 1128.9289 | 0 | 0 | 0 | 0 | 0 | -61.2558 | -337.8572 | -322.1578 | 0 | 0 | 0 | 0 | 43.2369 | -125.3574 | -311.0545 | -369.3872 | 0.38397 | 0.2322 | 0.2322 | 0 | 16.6019 | -29.1081 | -72.2273 | 0
11 | 18 | 15 | 434.5427 | 435.2922 | 438.0368 | 440.4915 | 0 | 0 | 0 | 0 | 58.8953 | 83.3223 | 0 | 0 | 0 | 0 | 0 | 0 | 296.6984 | 469.7194 | 986.0645 | 1022.983 | 0 | 0 | 0 | 0 | 0 | -36.2936 | -221.0698 | -280.9067 | 0 | 0 | 0 | 0 | 78.949 | -81.456 | -326.958 | -301.5847 | 0.38285 | 0.2322 | 0.2322 | 0 | 30.2255 | -18.9142 | -75.9201 | 0
11 | 18 | 16 | 437.1049 | 440.1333 | 445.4121 | 450.1235 | 0 | 0 | 0 | 0 | 71.6083 | 98.3943 | 0 | 0 | 0 | 0 | 0 | 0 | 209.8224 | 317.7563 | 715.9117 | 736.8981 | 0 | 0 | 0 | 0 | 0 | -9.5486 | -55.0142 | 26.1372 | 0 | 0 | 0 | 0 | 155.6741 | 33.5313 | -215.4854 | -312.9117 | 0.36639 | 0.37183 | 0.37526 | 0.38586 | 57.0374 | 12.4679 | -80.8625 | -120.7417
11 | 18 | 17 | 454.5243 | 459.3061 | 466.5399 | 472.9165 | 0 | 0 | 0 | 0 | 117.6576 | 139.2317 | 0 | 0 | 0 | 0 | 0 | 0 | 113.8122 | 140.6815 | 384.7522 | 387.3878 | 0 | 0 | 0 | 0 | 0 | -8.9661 | -9.1503 | 11.8688 | 0 | 0 | 0 | 0 | 223.0544 | 188.359 | 90.938 | 73.66 | 0.37929 | 0.39223 | 0.38711 | 0.38707 | 84.6016 | 73.88 | 35.203 | 28.5118
11 | 18 | 18 | 514.866 | 523.6545 | 535.5151 | 545.9277 | 0 | 0 | 0 | 0 | 130.1507 | 179.5085 | 0 | 0 | 0 | 0 | 0 | 0 | 99.0993 | 106.2946 | 277.5116 | 277.5116 | 0 | 0 | 0 | 0 | 0 | -4.5673 | 6.9095 | 63.7009 | 0 | 0 | 0 | 0 | 285.6161 | 242.4187 | 251.094 | 204.7152 | 0.38908 | 0.39443 | 0.3893 | 0.38442 | 111.1286 | 95.6177 | 97.7521 | 78.6966
11 | 18 | 19 | 514.2979 | 524.9293 | 538.7981 | 550.9629 | 0 | 0 | 0 | 0 | 129.6716 | 202.7192 | 0 | 0 | 0 | 0 | 0 | 0 | 107.0899 | 116.4278 | 300.4564 | 300.4564 | 0 | 0 | 0 | 0 | 0 | -2.8427 | 49.6248 | 403.2279 | 0 | 0 | 0 | 0 | 277.5364 | 208.625 | 188.7169 | -152.7213 | 0.39237 | 0.3967 | 0.39262 | 0.38839 | 108.8981 | 82.7615 | 74.0937 | -59.3162
11 | 18 | 20 | 507.2864 | 518.498 | 532.8971 | 545.4367 | 0 | 0 | 0 | 0 | 140.9636 | 197.6531 | 0 | 0 | 0 | 0 | 0 | 0 | 102.9162 | 118.49 | 321.3307 | 321.3307 | 0 | 0 | 0 | 0 | 0 | -4.3153 | 10.6252 | 102.3447 | 0 | 0 | 0 | 0 | 263.4066 | 206.6703 | 200.9413 | 121.7613 | 0.3924 | 0.39622 | 0.39194 | 0.38777 | 103.3615 | 81.8878 | 78.7574 | 47.2156
11 | 18 | 21 | 484.4187 | 495.3107 | 509.1735 | 521.1371 | 0 | 0 | 0 | 0 | 144.9276 | 204.3972 | 0 | 0 | 0 | 0 | 0 | 0 | 79.4567 | 102.5515 | 327.319 | 327.319 | 0 | 0 | 0 | 0 | 0 | 4.8984 | 25.7168 | 278.4243 | 0 | 0 | 0 | 0 | 260.0343 | 183.4635 | 156.1377 | -84.6061 | 0.39025 | 0.39436 | 0.39015 | 0.38582 | 101.4773 | 72.3511 | 60.9173 | -32.6427
11 | 18 | 22 | 461.5839 | 472.4484 | 486.1592 | 497.9626 | 0 | 0 | 0 | 0 | 139.6436 | 217.2779 | 0 | 0 | 0 | 0 | 0 | 0 | 69.4747 | 92.5509 | 315.7675 | 315.7675 | 0 | 0 | 0 | 0 | 0 | 4.8623 | 30.7665 | 96.6847 | 0 | 0 | 0 | 0 | 252.4656 | 157.7574 | 139.6251 | 85.5104 | 0.38615 | 0.39118 | 0.3871 | 0.38217 | 97.4884 | 61.7114 | 54.0495 | 32.6793
11 | 18 | 23 | 424.909 | 435.4158 | 448.562 | 459.8539 | 0 | 0 | 0 | 0 | 129.7736 | 205.9207 | 0 | 0 | 0 | 0 | 0 | 0 | 80.2301 | 96.6691 | 300.4996 | 300.4996 | 0 | 0 | 0 | 0 | 0 | 17.5347 | 130.9106 | 52.7368 | 0 | 0 | 0 | 0 | 214.9053 | 115.2913 | 17.1517 | 106.6174 | 0.37881 | 0.38565 | 0.38202 | 0.38151 | 81.4089 | 44.4622 | 6.5524 | 40.6753
11 | 18 | 24 | 388.5552 | 397.1107 | 407.9154 | 417.0963 | 0 | 0 | 0 | 0 | 121.1831 | 190.5338 | 0 | 0 | 0 | 0 | 0 | 0 | 87.2007 | 101.9731 | 292.7039 | 292.7039 | 0 | 0 | 0 | 0 | 0 | 33.0982 | 223.9918 | -1.9817 | 0 | 0 | 0 | 0 | 180.1714 | 71.5056 | -108.7803 | 126.3741 | 0.37303 | 0.37589 | 0.37336 | 0.37439 | 67.209 | 26.8781 | -40.6147 | 47.3133
11 | 19 | 1 | 367.7156 | 374.1877 | 382.5421 | 389.48 | 0 | 0 | 0 | 0 | 114.5145 | 176.5791 | 0 | 0 | 0 | 0 | 0 | 0 | 83.2108 | 101.1038 | 296.257 | 296.257 | 0 | 0 | 0 | 0 | 0 | 23.7272 | 155.6666 | 28.7472 | 0 | 0 | 0 | 0 | 169.9903 | 72.7776 | -69.3814 | 64.4758 | 0.3688 | 0.37024 | 0.36683 | 0.36949 | 62.693 | 26.9452 | -25.4514 | 23.8234
11 | 19 | 2 | 357.7461 | 362.4101 | 368.7265 | 373.8596 | 0 | 0 | 0 | 0 | 79.2392 | 184.4169 | 0 | 0 | 0 | 0 | 0 | 0 | 76.9967 | 103.3678 | 306.8876 | 306.8876 | 0 | 0 | 0 | 0 | 0 | 43.1789 | 204.2787 | -11.1737 | 0 | 0 | 0 | 0 | 201.5102 | 31.4466 | -142.4398 | 78.1457 | 0.36982 | 0.36893 | 0.36693 | 0.36762 | 74.5221 | 11.6015 | -52.266 | 28.7281
11 | 19 | 3 | 348.7981 | 351.7565 | 356.1748 | 359.6538 | 0 | 0 | 0 | 0 | 66.0583 | 142.9772 | 0 | 0 | 0 | 0 | 0 | 0 | 75.5225 | 104.6843 | 304.9625 | 304.9625 | 0 | 0 | 0 | 0 | 0 | 5.1707 | -11.7483 | 4.0514 | 0 | 0 | 0 | 0 | 207.2173 | 98.9244 | 62.9606 | 50.6399 | 0.37 | 0.37041 | 0.36674 | 0.36591 | 76.6706 | 36.6426 | 23.0904 | 18.5297
11 | 19 | 4 | 348.4607 | 350.105 | 353.0703 | 355.2604 | 0 | 0 | 0 | 0 | 60.5417 | 148.9986 | 0 | 0 | 0 | 0 | 0 | 0 | 84.6974 | 112.2961 | 300.46 | 300.46 | 0 | 0 | 0 | 0 | 0 | 1.729 | -0.07113 | -0.25722 | 0 | 0 | 0 | 0 | 203.2216 | 87.0812 | 52.6814 | 55.0576 | 0.37047 | 0.36757 | 0.36593 | 0.36392 | 75.2884 | 32.0082 | 19.2777 | 20.0368
11 | 19 | 5 | 360.0328 | 360.2772 | 361.736 | 362.5755 | 0 | 0 | 0 | 0 | 87.13 | 185.5266 | 0 | 0 | 0 | 0 | 0 | 0 | 84.0283 | 115.2793 | 313.0287 | 313.0287 | 0 | 0 | 0 | 0 | 0 | 25.1885 | -33.6277 | 81.7374 | 0 | 0 | 0 | 0 | 188.8745 | 34.2828 | 82.335 | -32.1906 | 0.3683 | 0.36546 | 0.36536 | 0.36382 | 69.5618 | 12.5289 | 30.0818 | -11.7117
11 | 19 | 6 | 387.6568 | 386.6114 | 386.7963 | 386.5405 | 0 | 0 | 0 | 0 | 119.9222 | 197.7659 | 0 | 0 | 0 | 0 | 0 | 0 | 74.9065 | 115.0209 | 326.8338 | 326.8338 | 0 | 0 | 0 | 0 | 0 | 27.9465 | 152.1221 | -60.7808 | 0 | 0 | 0 | 0 | 192.8282 | 45.8781 | -92.1596 | 120.4876 | 0.3671 | 0.37164 | 0.36654 | 0.36504 | 70.7876 | 17.05 | -33.78 | 43.9833
11 | 19 | 7 | 431.117 | 429.8508 | 430.1494 | 430.1979 | 0 | 0 | 0 | 0 | 132.2385 | 166.8711 | 0 | 0 | 0 | 0 | 0 | 0 | 82.3097 | 139.6646 | 344.2673 | 344.4626 | 0 | 0 | 0 | 0 | 0 | 30.6266 | 250.0916 | 117.2479 | 0 | 0 | 0 | 0 | 216.5687 | 92.6885 | -164.2094 | -31.5127 | 0.37421 | 0.37971 | 0.37449 | 0.37153 | 81.0418 | 35.1951 | -61.4944 | -11.7079
11 | 19 | 8 | 462.0712 | 460.9427 | 461.8951 | 462.9635 | 0 | 0 | 0 | 0 | 120.4487 | 115.1877 | 0 | 0 | 0 | 0 | 0 | 0 | 145.9887 | 272.2878 | 598.355 | 609.401 | 0 | 0 | 0 | 0 | 0 | -18.8971 | -41.8371 | -35.8839 | 0 | 0 | 0 | 0 | 195.6338 | 92.3644 | -94.6228 | -110.5537 | 0.37146 | 0.3818 | 0.38331 | 0.37768 | 72.6708 | 35.265 | -36.27 | -41.7541
11 | 19 | 9 | 485.4489 | 485.414 | 488.0306 | 491.0017 | 0 | 0 | 0 | 0 | 88.0987 | 105.0555 | 0 | 0 | 0 | 0 | 0 | 0 | 204.4414 | 398.0811 | 827.0359 | 851.7106 | 0 | 0 | 0 | 0 | 0 | -5.6896 | 6.7993 | -62.5546 | 0 | 0 | 0 | 0 | 192.9087 | -12.033 | -345.8046 | -298.1543 | 0.37123 | 0.22113 | 0.22 | 0.23066 | 71.6134 | -2.6609 | -76.0784 | -68.771
11 | 19 | 10 | 503.9926 | 504.2966 | 507.3146 | 510.5781 | 0 | 0 | 0 | 0 | 54.6754 | 85.3617 | 0 | 0 | 0 | 0 | 0 | 0 | 238.6386 | 497.3229 | 1033.8058 | 1067.9794 | 0 | 0 | 0 | 0 | 0 | -22.6907 | -152.1278 | -164.2015 | 0 | 0 | 0 | 0 | 210.6786 | -55.6973 | -374.3634 | -393.1998 | 0.3751 | 0.22969 | 0.22687 | 0.23713 | 79.0262 | -12.793 | -84.9336 | -93.2391
11 | 19 | 11 | 512.351 | 512.7717 | 515.6889 | 518.5429 | 0 | 0 | 0 | 0 | 57.9862 | 92.117 | 0 | 0 | 0 | 0 | 0 | 0 | 273.7914 | 558.3125 | 1123.808 | 1164.1083 | 0 | 0 | 0 | 0 | 0 | -24.3667 | -304.8744 | -198.1813 | 0 | 0 | 0 | 0 | 180.5733 | -113.2911 | -303.2447 | -447.3841 | 0.37749 | 0.2322 | 0.2322 | 0 | 68.1646 | -26.3063 | -70.4138 | 0
11 | 19 | 12 | 517.9823 | 518.7389 | 521.8532 | 524.6436 | 0 | 0 | 0 | 0 | 55.3302 | 83.3223 | 0 | 0 | 0 | 0 | 0 | 0 | 304.2136 | 579.0265 | 1149.2021 | 1191.3439 | 0 | 0 | 0 | 0 | 0 | -59.7175 | -348.555 | -359.1097 | 0 | 0 | 0 | 0 | 158.4386 | -83.8924 | -278.7938 | -307.5906 | 0.38446 | 0.2322 | 0.2322 | 0 | 60.9131 | -19.4799 | -64.7363 | 0
11 | 19 | 13 | 515.8308 | 517.7026 | 521.9746 | 525.7138 | 0 | 0 | 0 | 0 | 54.8271 | 85.3965 | 0 | 0 | 0 | 0 | 0 | 0 | 343.8563 | 615.484 | 1165.3715 | 1207.7921 | 0 | 0 | 0 | 0 | 0 | -56.8875 | -348.4294 | -374.1833 | 0 | 0 | 0 | 0 | 117.1474 | -126.2903 | -294.9675 | -307.895 | 0.38397 | 0.2322 | 0.2322 | 0 | 44.9816 | -29.3247 | -68.4919 | 0
11 | 19 | 14 | 514.5092 | 517.109 | 522.2066 | 526.7105 | 0 | 0 | 0 | 0 | 54.2869 | 92.0603 | 0 | 0 | 0 | 0 | 0 | 0 | 395.2981 | 620.2723 | 1092.9464 | 1132.7557 | 0 | 0 | 0 | 0 | 0 | -61.2558 | -337.8572 | -322.1578 | 0 | 0 | 0 | 0 | 64.9242 | -133.9677 | -232.8825 | -283.8873 | 0.38397 | 0.2322 | 0.2322 | 0 | 24.9292 | -31.1074 | -54.0756 | 0
11 | 19 | 15 | 511.808 | 515.0867 | 520.8981 | 526.006 | 0 | 0 | 0 | 0 | 58.8953 | 83.3223 | 0 | 0 | 0 | 0 | 0 | 0 | 393.1805 | 556.0951 | 936.6833 | 969.238 | 0 | 0 | 0 | 0 | 0 | -36.2936 | -221.0698 | -280.9067 | 0 | 0 | 0 | 0 | 59.7322 | -88.0371 | -194.7154 | -162.3253 | 0.38285 | 0.2322 | 0.2322 | 0 | 22.8684 | -20.4423 | -45.2132 | 0
11 | 19 | 16 | 505.1245 | 510.3795 | 518.3581 | 525.4051 | 0 | 0 | 0 | 0 | 71.6083 | 98.3943 | 0 | 0 | 0 | 0 | 0 | 0 | 339.833 | 433.332 | 708.844 | 726.8048 | 0 | 0 | 0 | 0 | 0 | -9.5486 | -55.0142 | 26.1372 | 0 | 0 | 0 | 0 | 93.6832 | -11.7982 | -135.4717 | -227.5369 | 0.36639 | 0.37183 | 0.37526 | 0.38586 | 34.3246 | -4.3869 | -50.8368 | -87.7985
11 | 19 | 17 | 512.2104 | 518.8805 | 528.404 | 536.7614 | 0 | 0 | 0 | 0 | 117.6576 | 139.2317 | 0 | 0 | 0 | 0 | 0 | 0 | 256.2417 | 267.8534 | 404.1255 | 406.0168 | 0 | 0 | 0 | 0 | 0 | -8.9661 | -9.1503 | 11.8688 | 0 | 0 | 0 | 0 | 138.3111 | 120.7615 | 133.4287 | 118.8758 | 0.37929 | 0.39223 | 0.38711 | 0.38707 | 52.4596 | 47.3662 | 51.6517 | 46.0136
11 | 19 | 18 | 560.2789 | 570.554 | 584.217 | 596.1889 | 0 | 0 | 0 | 0 | 130.1507 | 179.5085 | 0 | 0 | 0 | 0 | 0 | 0 | 229.6825 | 222.4091 | 313.9475 | 313.9475 | 0 | 0 | 0 | 0 | 0 | -4.5673 | 6.9095 | 63.7009 | 0 | 0 | 0 | 0 | 200.4458 | 173.2036 | 263.3599 | 218.5405 | 0.38908 | 0.39443 | 0.3893 | 0.38442 | 77.9902 | 68.317 | 102.5273 | 84.0113
11 | 19 | 19 | 559.0581 | 571.1547 | 586.8001 | 600.5019 | 0 | 0 | 0 | 0 | 129.6716 | 202.7192 | 0 | 0 | 0 | 0 | 0 | 0 | 194.7701 | 189.8974 | 323.7047 | 323.7047 | 0 | 0 | 0 | 0 | 0 | -2.8427 | 49.6248 | 403.2279 | 0 | 0 | 0 | 0 | 234.6164 | 181.3809 | 213.4706 | -126.4307 | 0.39237 | 0.3967 | 0.39262 | 0.38839 | 92.0574 | 71.9538 | 83.8124 | -49.105
11 | 19 | 20 | 548.2939 | 560.8479 | 576.8746 | 590.8223 | 0 | 0 | 0 | 0 | 140.9636 | 197.6531 | 0 | 0 | 0 | 0 | 0 | 0 | 176.7058 | 180.0356 | 308.1332 | 308.1332 | 0 | 0 | 0 | 0 | 0 | -4.3153 | 10.6252 | 102.3447 | 0 | 0 | 0 | 0 | 230.6245 | 187.4746 | 258.1163 | 180.3445 | 0.3924 | 0.39622 | 0.39194 | 0.38777 | 90.4977 | 74.282 | 101.1668 | 69.9325
11 | 19 | 21 | 532.6234 | 545.0933 | 560.8695 | 574.4883 | 0 | 0 | 0 | 0 | 144.9276 | 204.3972 | 0 | 0 | 0 | 0 | 0 | 0 | 165.9549 | 176.0108 | 297.6953 | 297.6953 | 0 | 0 | 0 | 0 | 0 | 4.8984 | 25.7168 | 278.4243 | 0 | 0 | 0 | 0 | 221.7408 | 159.7869 | 237.4574 | -1.6313 | 0.39025 | 0.39436 | 0.39015 | 0.38582 | 86.5334 | 63.0139 | 92.6442 | -0.62938
11 | 19 | 22 | 505.3471 | 517.6441 | 533.0919 | 546.398 | 0 | 0 | 0 | 0 | 139.6436 | 217.2779 | 0 | 0 | 0 | 0 | 0 | 0 | 183.8716 | 178.9391 | 298.6401 | 298.6401 | 0 | 0 | 0 | 0 | 0 | 4.8623 | 30.7665 | 96.6847 | 0 | 0 | 0 | 0 | 181.8318 | 116.5649 | 203.6852 | 151.0732 | 0.38615 | 0.39118 | 0.3871 | 0.38217 | 70.2135 | 45.5977 | 78.8475 | 57.7353
11 | 19 | 23 | 457.7766 | 469.3594 | 483.8101 | 496.2306 | 0 | 0 | 0 | 0 | 129.7736 | 205.9207 | 0 | 0 | 0 | 0 | 0 | 0 | 196.1121 | 172.3624 | 319.0546 | 319.0546 | 0 | 0 | 0 | 0 | 0 | 17.5347 | 130.9106 | 52.7368 | 0 | 0 | 0 | 0 | 131.891 | 73.5416 | 33.8449 | 124.4392 | 0.37881 | 0.38565 | 0.38202 | 0.38151 | 49.962 | 28.3614 | 12.9296 | 47.4744
11 | 19 | 24 | 418.5585 | 428.0962 | 440.0917 | 450.3028 | 0 | 0 | 0 | 0 | 121.1831 | 190.5338 | 0 | 0 | 0 | 0 | 0 | 0 | 193.7551 | 174.6719 | 373.043 | 373.043 | 0 | 0 | 0 | 0 | 0 | 33.0982 | 223.9918 | -1.9817 | 0 | 0 | 0 | 0 | 103.6203 | 29.7923 | -156.943 | 79.2415 | 0.37303 | 0.37589 | 0.37336 | 0.37439 | 38.6533 | 11.1985 | -58.597 | 29.6673
11 | 20 | 1 | 392.7153 | 400.0058 | 409.3525 | 417.1488 | 0 | 0 | 0 | 0 | 114.5145 | 176.5791 | 0 | 0 | 0 | 0 | 0 | 0 | 178.8682 | 176.5702 | 404.7199 | 404.7199 | 0 | 0 | 0 | 0 | 0 | 23.7272 | 155.6666 | 28.7472 | 0 | 0 | 0 | 0 | 99.3327 | 23.1292 | -151.034 | -16.3183 | 0.3688 | 0.37024 | 0.36683 | 0.36949 | 36.6342 | 8.5634 | -55.4044 | -6.0295
11 | 20 | 2 | 371.4515 | 376.5642 | 383.4245 | 389.0283 | 0 | 0 | 0 | 0 | 79.2392 | 184.4169 | 0 | 0 | 0 | 0 | 0 | 0 | 177.6371 | 177.2207 | 416.3274 | 416.3274 | 0 | 0 | 0 | 0 | 0 | 43.1789 | 204.2787 | -11.1737 | 0 | 0 | 0 | 0 | 114.5751 | -28.2523 | -237.1816 | -16.1255 | 0.36982 | 0.36893 | 0.36693 | 0.36762 | 42.372 | -10.423 | -87.03 | -5.9281
11 | 20 | 3 | 362.3948 | 365.7983 | 370.7562 | 374.7021 | 0 | 0 | 0 | 0 | 66.0583 | 142.9772 | 0 | 0 | 0 | 0 | 0 | 0 | 162.6826 | 171.6812 | 424.9112 | 424.9112 | 0 | 0 | 0 | 0 | 0 | 5.1707 | -11.7483 | 4.0514 | 0 | 0 | 0 | 0 | 133.6539 | 45.9692 | -42.4066 | -54.2605 | 0.37 | 0.37041 | 0.36674 | 0.36591 | 49.4521 | 17.0275 | -15.5524 | -19.8545
11 | 20 | 4 | 360.3896 | 362.4243 | 365.8631 | 368.4628 | 0 | 0 | 0 | 0 | 60.5417 | 148.9986 | 0 | 0 | 0 | 0 | 0 | 0 | 174.5994 | 187.1118 | 431.258 | 431.258 | 0 | 0 | 0 | 0 | 0 | 1.729 | -0.07113 | -0.25722 | 0 | 0 | 0 | 0 | 125.2484 | 24.5848 | -65.3238 | -62.538 | 0.37047 | 0.36757 | 0.36593 | 0.36392 | 46.4013 | 9.0366 | -23.9039 | -22.7591
11 | 20 | 5 | 369.6049 | 370.1626 | 372.0013 | 373.1695 | 0 | 0 | 0 | 0 | 87.13 | 185.5266 | 0 | 0 | 0 | 0 | 0 | 0 | 209.7119 | 216.1327 | 442.2354 | 442.2354 | 0 | 0 | 0 | 0 | 0 | 25.1885 | -33.6277 | 81.7374 | 0 | 0 | 0 | 0 | 72.763 | -56.6852 | -36.6064 | -150.8034 | 0.3683 | 0.36546 | 0.36536 | 0.36382 | 26.7983 | -20.716 | -13.3745 | -54.8656
11 | 20 | 6 | 399.495 | 398.8371 | 399.4918 | 399.6426 | 0 | 0 | 0 | 0 | 119.9222 | 197.7659 | 0 | 0 | 0 | 0 | 0 | 0 | 206.5556 | 214.8203 | 437.815 | 437.815 | 0 | 0 | 0 | 0 | 0 | 27.9465 | 152.1221 | -60.7808 | 0 | 0 | 0 | 0 | 73.0172 | -41.6956 | -190.4453 | 22.6084 | 0.3671 | 0.37164 | 0.36654 | 0.36504 | 26.8048 | -15.4956 | -69.8055 | 8.2531
11 | 20 | 7 | 443.8253 | 442.9751 | 443.7782 | 444.263 | 0 | 0 | 0 | 0 | 132.2385 | 166.8711 | 0 | 0 | 0 | 0 | 0 | 0 | 201.9635 | 217.1242 | 431.8846 | 431.9506 | 0 | 0 | 0 | 0 | 0 | 30.6266 | 250.0916 | 117.2479 | 0 | 0 | 0 | 0 | 109.6233 | 28.3532 | -238.198 | -104.9355 | 0.37421 | 0.37971 | 0.37449 | 0.37153 | 41.0219 | 10.7661 | -89.2022 | -38.9866
11 | 20 | 8 | 474.272 | 473.5428 | 474.9795 | 476.4668 | 0 | 0 | 0 | 0 | 120.4487 | 115.1877 | 0 | 0 | 0 | 0 | 0 | 0 | 222.7922 | 307.6725 | 660.0455 | 667.47 | 0 | 0 | 0 | 0 | 0 | -18.8971 | -41.8371 | -35.8839 | 0 | 0 | 0 | 0 | 131.031 | 69.5798 | -143.2289 | -155.1194 | 0.37146 | 0.3818 | 0.38331 | 0.37768 | 48.6733 | 26.5657 | -54.9013 | -58.5857
11 | 20 | 9 | 494.3139 | 494.5692 | 497.5377 | 500.8131 | 0 | 0 | 0 | 0 | 88.0987 | 105.0555 | 0 | 0 | 0 | 0 | 0 | 0 | 269.7377 | 429.4139 | 857.2343 | 877.7639 | 0 | 0 | 0 | 0 | 0 | -5.6896 | 6.7993 | -62.5546 | 0 | 0 | 0 | 0 | 136.4775 | -34.2106 | -366.4959 | -314.3962 | 0.37123 | 0.22113 | 0.22 | 0.23066 | 50.6645 | -7.5651 | -80.6305 | -72.5173
11 | 20 | 10 | 507.3646 | 507.7789 | 510.9308 | 514.3101 | 0 | 0 | 0 | 0 | 54.6754 | 85.3617 | 0 | 0 | 0 | 0 | 0 | 0 | 293.3619 | 519.2293 | 1002.9014 | 1033.6241 | 0 | 0 | 0 | 0 | 0 | -22.6907 | -152.1278 | -164.2015 | 0 | 0 | 0 | 0 | 159.3273 | -74.1214 | -339.8429 | -355.1125 | 0.3751 | 0.22969 | 0.22687 | 0.23713 | 59.7642 | -17.0248 | -77.1018 | -84.2075
11 | 20 | 11 | 511.227 | 511.6109 | 514.4835 | 517.2989 | 0 | 0 | 0 | 0 | 57.9862 | 92.117 | 0 | 0 | 0 | 0 | 0 | 0 | 294.872 | 569.7216 | 1131.8406 | 1169.083 | 0 | 0 | 0 | 0 | 0 | -24.3667 | -304.8744 | -198.1813 | 0 | 0 | 0 | 0 | 158.3688 | -125.8609 | -312.4827 | -453.6028 | 0.37749 | 0.2322 | 0.2322 | 0 | 59.7826 | -29.225 | -72.5589 | 0
11 | 20 | 12 | 507.7939 | 508.217 | 510.9269 | 513.3674 | 0 | 0 | 0 | 0 | 55.3302 | 83.3223 | 0 | 0 | 0 | 0 | 0 | 0 | 283.0602 | 587.9146 | 1186.4454 | 1227.3516 | 0 | 0 | 0 | 0 | 0 | -59.7175 | -348.555 | -359.1097 | 0 | 0 | 0 | 0 | 169.4035 | -103.3025 | -326.9635 | -354.8745 | 0.38446 | 0.2322 | 0.2322 | 0 | 65.1287 | -23.9869 | -75.9214 | 0
11 | 20 | 13 | 502.4335 | 503.8668 | 507.607 | 510.8862 | 0 | 0 | 0 | 0 | 54.8271 | 85.3965 | 0 | 0 | 0 | 0 | 0 | 0 | 267.2159 | 576.0752 | 1180.5294 | 1221.5648 | 0 | 0 | 0 | 0 | 0 | -56.8875 | -348.4294 | -374.1833 | 0 | 0 | 0 | 0 | 180.3905 | -100.7173 | -324.4929 | -336.4953 | 0.38397 | 0.2322 | 0.2322 | 0 | 69.2654 | -23.3866 | -75.3477 | 0
11 | 20 | 14 | 500.3867 | 502.5244 | 507.0614 | 511.0804 | 0 | 0 | 0 | 0 | 54.2869 | 92.0603 | 0 | 0 | 0 | 0 | 0 | 0 | 269.6956 | 570.4241 | 1151.2074 | 1191.0367 | 0 | 0 | 0 | 0 | 0 | -61.2558 | -337.8572 | -322.1578 | 0 | 0 | 0 | 0 | 176.4043 | -98.7042 | -306.2888 | -357.7985 | 0.38397 | 0.2322 | 0.2322 | 0 | 67.7348 | -22.9192 | -71.1207 | 0
11 | 20 | 15 | 499.4622 | 502.3368 | 507.6582 | 512.3421 | 0 | 0 | 0 | 0 | 58.8953 | 83.3223 | 0 | 0 | 0 | 0 | 0 | 0 | 268.6275 | 531.7132 | 1053.4073 | 1087.7872 | 0 | 0 | 0 | 0 | 0 | -36.2936 | -221.0698 | -280.9067 | 0 | 0 | 0 | 0 | 171.9395 | -76.4051 | -324.6794 | -294.5384 | 0.38285 | 0.2322 | 0.2322 | 0 | 65.8268 | -17.7413 | -75.391 | 0
11 | 20 | 16 | 495.77 | 500.7188 | 508.3261 | 515.0518 | 0 | 0 | 0 | 0 | 71.6083 | 98.3943 | 0 | 0 | 0 | 0 | 0 | 0 | 225.5311 | 389.7183 | 776.3199 | 796.4353 | 0 | 0 | 0 | 0 | 0 | -9.5486 | -55.0142 | 26.1372 | 0 | 0 | 0 | 0 | 198.6306 | 22.1548 | -212.9796 | -307.5207 | 0.36639 | 0.37183 | 0.37526 | 0.38586 | 72.7762 | 8.2378 | -79.9222 | -118.6614
11 | 20 | 17 | 510.2344 | 516.8398 | 526.2848 | 534.5744 | 0 | 0 | 0 | 0 | 117.6576 | 139.2317 | 0 | 0 | 0 | 0 | 0 | 0 | 152.7165 | 200.3797 | 420.8946 | 423.2561 | 0 | 0 | 0 | 0 | 0 | -8.9661 | -9.1503 | 11.8688 | 0 | 0 | 0 | 0 | 239.8602 | 186.1945 | 114.5405 | 99.4495 | 0.37929 | 0.39223 | 0.38711 | 0.38707 | 90.9758 | 73.031 | 44.3398 | 38.4943
11 | 20 | 18 | 561.0585 | 571.359 | 585.053 | 597.0517 | 0 | 0 | 0 | 0 | 130.1507 | 179.5085 | 0 | 0 | 0 | 0 | 0 | 0 | 139.0266 | 155.8317 | 300.6338 | 300.6338 | 0 | 0 | 0 | 0 | 0 | -4.5673 | 6.9095 | 63.7009 | 0 | 0 | 0 | 0 | 291.8812 | 240.5861 | 277.5096 | 232.717 | 0.38908 | 0.39443 | 0.3893 | 0.38442 | 113.5663 | 94.8948 | 108.0359 | 89.461
11 | 20 | 19 | 559.2213 | 571.3232 | 586.9751 | 600.6825 | 0 | 0 | 0 | 0 | 129.6716 | 202.7192 | 0 | 0 | 0 | 0 | 0 | 0 | 147.004 | 160.5443 | 318.2415 | 318.2415 | 0 | 0 | 0 | 0 | 0 | -2.8427 | 49.6248 | 403.2279 | 0 | 0 | 0 | 0 | 282.5457 | 210.9025 | 219.1088 | -120.7869 | 0.39237 | 0.3967 | 0.39262 | 0.38839 | 110.8636 | 83.665 | 86.026 | -46.913
11 | 20 | 20 | 547.4419 | 559.968 | 575.9609 | 589.8793 | 0 | 0 | 0 | 0 | 140.9636 | 197.6531 | 0 | 0 | 0 | 0 | 0 | 0 | 141.082 | 154.5716 | 325.824 | 325.824 | 0 | 0 | 0 | 0 | 0 | -4.3153 | 10.6252 | 102.3447 | 0 | 0 | 0 | 0 | 265.3963 | 212.0586 | 239.5117 | 161.7106 | 0.3924 | 0.39622 | 0.39194 | 0.38777 | 104.1423 | 84.0228 | 93.8748 | 62.7068
11 | 20 | 21 | 533.0403 | 545.524 | 561.3167 | 574.9498 | 0 | 0 | 0 | 0 | 144.9276 | 204.3972 | 0 | 0 | 0 | 0 | 0 | 0 | 135.7618 | 148.5113 | 330.8371 | 330.8371 | 0 | 0 | 0 | 0 | 0 | 4.8984 | 25.7168 | 278.4243 | 0 | 0 | 0 | 0 | 252.3509 | 187.7171 | 204.7628 | -34.3115 | 0.39025 | 0.39436 | 0.39015 | 0.38582 | 98.4789 | 74.0285 | 79.8884 | -13.2381
11 | 20 | 22 | 508.3383 | 520.7333 | 536.2998 | 549.7086 | 0 | 0 | 0 | 0 | 139.6436 | 217.2779 | 0 | 0 | 0 | 0 | 0 | 0 | 128.9825 | 146.0597 | 326.8979 | 326.8979 | 0 | 0 | 0 | 0 | 0 | 4.8623 | 30.7665 | 96.6847 | 0 | 0 | 0 | 0 | 239.7122 | 152.5334 | 178.6353 | 126.1261 | 0.38615 | 0.39118 | 0.3871 | 0.38217 | 92.5638 | 59.6679 | 69.1506 | 48.2013
11 | 20 | 23 | 467.5844 | 479.4882 | 494.3282 | 507.0854 | 0 | 0 | 0 | 0 | 129.7736 | 205.9207 | 0 | 0 | 0 | 0 | 0 | 0 | 127.2432 | 143.1926 | 302.1551 | 302.1551 | 0 | 0 | 0 | 0 | 0 | 17.5347 | 130.9106 | 52.7368 | 0 | 0 | 0 | 0 | 210.5676 | 112.8402 | 61.2625 | 152.1935 | 0.37881 | 0.38565 | 0.38202 | 0.38151 | 79.7657 | 43.5169 | 23.4038 | 58.0629
11 | 20 | 24 | 422.6375 | 432.3087 | 444.4661 | 454.8173 | 0 | 0 | 0 | 0 | 121.1831 | 190.5338 | 0 | 0 | 0 | 0 | 0 | 0 | 136.2702 | 133.6146 | 258.1815 | 258.1815 | 0 | 0 | 0 | 0 | 0 | 33.0982 | 223.9918 | -1.9817 | 0 | 0 | 0 | 0 | 165.1841 | 75.0621 | -37.7071 | 198.6175 | 0.37303 | 0.37589 | 0.37336 | 0.37439 | 61.6183 | 28.2149 | -14.0785 | 74.3606
11 | 21 | 1 | 393.7124 | 401.0355 | 410.4218 | 418.2524 | 0 | 0 | 0 | 0 | 114.5145 | 176.5791 | 0 | 0 | 0 | 0 | 0 | 0 | 136.0072 | 131.8509 | 250.6847 | 250.6847 | 0 | 0 | 0 | 0 | 0 | 23.7272 | 155.6666 | 28.7472 | 0 | 0 | 0 | 0 | 143.1907 | 68.8783 | 4.0705 | 138.8204 | 0.3688 | 0.37024 | 0.36683 | 0.36949 | 52.8092 | 25.5015 | 1.4932 | 51.2932
11 | 21 | 2 | 376.0563 | 381.3196 | 388.3628 | 394.1246 | 0 | 0 | 0 | 0 | 79.2392 | 184.4169 | 0 | 0 | 0 | 0 | 0 | 0 | 137.7029 | 132.5363 | 244.0222 | 244.0222 | 0 | 0 | 0 | 0 | 0 | 43.1789 | 204.2787 | -11.1737 | 0 | 0 | 0 | 0 | 159.1141 | 21.1876 | -59.9381 | 161.2762 | 0.36982 | 0.36893 | 0.36693 | 0.36762 | 58.8433 | 7.8166 | -21.9933 | 59.2886
11 | 21 | 3 | 365.6761 | 369.187 | 374.2752 | 378.3338 | 0 | 0 | 0 | 0 | 66.0583 | 142.9772 | 0 | 0 | 0 | 0 | 0 | 0 | 127.1045 | 127.7752 | 241.4496 | 241.4496 | 0 | 0 | 0 | 0 | 0 | 5.1707 | -11.7483 | 4.0514 | 0 | 0 | 0 | 0 | 172.5134 | 93.2639 | 144.5739 | 132.8327 | 0.37 | 0.37041 | 0.36674 | 0.36591 | 63.8302 | 34.5459 | 53.0216 | 48.6049
11 | 21 | 4 | 362.2206 | 364.3152 | 367.8267 | 370.4893 | 0 | 0 | 0 | 0 | 60.5417 | 148.9986 | 0 | 0 | 0 | 0 | 0 | 0 | 120.5015 | 127.274 | 256.1083 | 256.1083 | 0 | 0 | 0 | 0 | 0 | 1.729 | -0.07113 | -0.25722 | 0 | 0 | 0 | 0 | 181.1774 | 86.3135 | 111.7895 | 114.6382 | 0.37047 | 0.36757 | 0.36593 | 0.36392 | 67.1215 | 31.7261 | 40.9071 | 41.7196
11 | 21 | 5 | 372.0885 | 372.7276 | 374.6648 | 375.9183 | 0 | 0 | 0 | 0 | 87.13 | 185.5266 | 0 | 0 | 0 | 0 | 0 | 0 | 117.5263 | 119.7438 | 251.3998 | 251.3998 | 0 | 0 | 0 | 0 | 0 | 25.1885 | -33.6277 | 81.7374 | 0 | 0 | 0 | 0 | 167.4322 | 42.2687 | 156.8927 | 42.7811 | 0.3683 | 0.36546 | 0.36536 | 0.36382 | 61.6647 | 15.4474 | 57.3221 | 15.5647
11 | 21 | 6 | 402.5044 | 401.945 | 402.7192 | 402.9733 | 0 | 0 | 0 | 0 | 119.9222 | 197.7659 | 0 | 0 | 0 | 0 | 0 | 0 | 115.0023 | 116.9764 | 270.9071 | 270.9071 | 0 | 0 | 0 | 0 | 0 | 27.9465 | 152.1221 | -60.7808 | 0 | 0 | 0 | 0 | 167.5799 | 59.2562 | -20.3101 | 192.847 | 0.3671 | 0.37164 | 0.36654 | 0.36504 | 61.5189 | 22.0217 | -7.4444 | 70.3976
11 | 21 | 7 | 440.9972 | 440.0544 | 440.7453 | 441.1329 | 0 | 0 | 0 | 0 | 132.2385 | 166.8711 | 0 | 0 | 0 | 0 | 0 | 0 | 109.3064 | 119.9707 | 319.7509 | 319.889 | 0 | 0 | 0 | 0 | 0 | 30.6266 | 250.0916 | 117.2479 | 0 | 0 | 0 | 0 | 199.4523 | 122.5861 | -129.0972 | 3.996 | 0.37421 | 0.37971 | 0.37449 | 0.37153 | 74.6367 | 46.5477 | -48.3453 | 1.4846
11 | 21 | 8 | 472.4772 | 471.6893 | 473.0547 | 474.4804 | 0 | 0 | 0 | 0 | 120.4487 | 115.1877 | 0 | 0 | 0 | 0 | 0 | 0 | 187.0623 | 254.4638 | 619.5964 | 630.123 | 0 | 0 | 0 | 0 | 0 | -18.8971 | -41.8371 | -35.8839 | 0 | 0 | 0 | 0 | 164.9662 | 120.935 | -104.7045 | -119.7587 | 0.37146 | 0.3818 | 0.38331 | 0.37768 | 61.2789 | 46.1733 | -40.1345 | -45.2307
11 | 21 | 9 | 494.5858 | 494.85 | 497.8293 | 501.1141 | 0 | 0 | 0 | 0 | 88.0987 | 105.0555 | 0 | 0 | 0 | 0 | 0 | 0 | 268.3655 | 410.6587 | 891.9072 | 918.2343 | 0 | 0 | 0 | 0 | 0 | -5.6896 | 6.7993 | -62.5546 | 0 | 0 | 0 | 0 | 138.1216 | -15.1746 | -400.8772 | -354.5656 | 0.37123 | 0.22113 | 0.22 | 0.23066 | 51.2748 | -3.3556 | -88.1946 | -81.7826
11 | 21 | 10 | 507.002 | 507.4045 | 510.542 | 513.9088 | 0 | 0 | 0 | 0 | 54.6754 | 85.3617 | 0 | 0 | 0 | 0 | 0 | 0 | 305.6669 | 506.1285 | 1040.7641 | 1077.7142 | 0 | 0 | 0 | 0 | 0 | -22.6907 | -152.1278 | -164.2015 | 0 | 0 | 0 | 0 | 146.6597 | -61.395 | -378.0944 | -399.6038 | 0.3751 | 0.22969 | 0.22687 | 0.23713 | 55.0125 | -14.1017 | -85.7801 | -94.7577
11 | 21 | 11 | 514.8709 | 515.3741 | 518.3913 | 521.3318 | 0 | 0 | 0 | 0 | 57.9862 | 92.117 | 0 | 0 | 0 | 0 | 0 | 0 | 326.5826 | 558.1432 | 1124.4171 | 1167.8944 | 0 | 0 | 0 | 0 | 0 | -24.3667 | -304.8744 | -198.1813 | 0 | 0 | 0 | 0 | 130.3021 | -110.5193 | -301.1514 | -448.3813 | 0.37749 | 0.2322 | 0.2322 | 0 | 49.1877 | -25.6627 | -69.9278 | 0
11 | 21 | 12 | 514.8823 | 515.5374 | 518.5286 | 521.2126 | 0 | 0 | 0 | 0 | 55.3302 | 83.3223 | 0 | 0 | 0 | 0 | 0 | 0 | 353.7602 | 591.0725 | 1166.2743 | 1213.4011 | 0 | 0 | 0 | 0 | 0 | -59.7175 | -348.555 | -359.1097 | 0 | 0 | 0 | 0 | 105.7919 | -99.14 | -299.1906 | -333.0788 | 0.38446 | 0.2322 | 0.2322 | 0 | 40.6727 | -23.0204 | -69.4725 | 0
11 | 21 | 13 | 509.3044 | 510.9626 | 514.9755 | 518.4906 | 0 | 0 | 0 | 0 | 54.8271 | 85.3965 | 0 | 0 | 0 | 0 | 0 | 0 | 378.4299 | 604.086 | 1157.9887 | 1205.5932 | 0 | 0 | 0 | 0 | 0 | -56.8875 | -348.4294 | -374.1833 | 0 | 0 | 0 | 0 | 76.0474 | -121.6323 | -294.5838 | -312.9193 | 0.38397 | 0.2322 | 0.2322 | 0 | 29.2003 | -28.2431 | -68.4028 | 0
11 | 21 | 14 | 507.3301 | 509.695 | 514.5076 | 518.765 | 0 | 0 | 0 | 0 | 54.2869 | 92.0603 | 0 | 0 | 0 | 0 | 0 | 0 | 378.2652 | 573.8959 | 1089.4605 | 1133.3167 | 0 | 0 | 0 | 0 | 0 | -61.2558 | -337.8572 | -322.1578 | 0 | 0 | 0 | 0 | 74.778 | -95.0054 | -237.0956 | -292.3939 | 0.38397 | 0.2322 | 0.2322 | 0 | 28.7129 | -22.0603 | -55.0539 | 0
11 | 21 | 15 | 496.616 | 499.3974 | 504.6058 | 509.192 | 0 | 0 | 0 | 0 | 58.8953 | 83.3223 | 0 | 0 | 0 | 0 | 0 | 0 | 351.2862 | 508.5519 | 975.7953 | 1012.5786 | 0 | 0 | 0 | 0 | 0 | -36.2936 | -221.0698 | -280.9067 | 0 | 0 | 0 | 0 | 86.4345 | -56.1832 | -250.1197 | -222.4799 | 0.38285 | 0.2322 | 0.2322 | 0 | 33.0914 | -13.0458 | -58.0781 | 0
11 | 21 | 16 | 488.3009 | 493.0052 | 500.316 | 506.7853 | 0 | 0 | 0 | 0 | 71.6083 | 98.3943 | 0 | 0 | 0 | 0 | 0 | 0 | 273.8434 | 331.9197 | 664.4713 | 684.3529 | 0 | 0 | 0 | 0 | 0 | -9.5486 | -55.0142 | 26.1372 | 0 | 0 | 0 | 0 | 142.8491 | 72.2398 | -109.141 | -203.7048 | 0.36639 | 0.37183 | 0.37526 | 0.38586 | 52.3384 | 26.8608 | -40.956 | -78.6025
11 | 21 | 17 | 494.6073 | 500.7011 | 509.5259 | 517.2789 | 0 | 0 | 0 | 0 | 117.6576 | 139.2317 | 0 | 0 | 0 | 0 | 0 | 0 | 208.2385 | 145.1805 | 297.1475 | 299.2706 | 0 | 0 | 0 | 0 | 0 | -8.9661 | -9.1503 | 11.8688 | 0 | 0 | 0 | 0 | 168.7112 | 225.2551 | 221.5287 | 206.1395 | 0.37929 | 0.39223 | 0.38711 | 0.38707 | 63.9899 | 88.3517 | 85.7561 | 79.7911
11 | 21 | 18 | 543.2559 | 552.9737 | 565.9611 | 577.3485 | 0 | 0 | 0 | 0 | 130.1507 | 179.5085 | 0 | 0 | 0 | 0 | 0 | 0 | 203.8674 | 111.0287 | 170.6583 | 170.6583 | 0 | 0 | 0 | 0 | 0 | -4.5673 | 6.9095 | 63.7009 | 0 | 0 | 0 | 0 | 209.2378 | 267.0037 | 388.3933 | 342.9893 | 0.38908 | 0.39443 | 0.3893 | 0.38442 | 81.4111 | 105.3148 | 151.2034 | 131.8519
11 | 21 | 19 | 543.9024 | 555.5028 | 570.5467 | 583.7281 | 0 | 0 | 0 | 0 | 129.6716 | 202.7192 | 0 | 0 | 0 | 0 | 0 | 0 | 200.5658 | 114.9118 | 171.7486 | 171.7486 | 0 | 0 | 0 | 0 | 0 | -2.8427 | 49.6248 | 403.2279 | 0 | 0 | 0 | 0 | 213.6649 | 240.7146 | 349.1733 | 8.7516 | 0.39237 | 0.3967 | 0.39262 | 0.38839 | 83.8366 | 95.4915 | 137.0917 | 3.3991
11 | 21 | 20 | 530.4188 | 542.3877 | 557.7049 | 571.0388 | 0 | 0 | 0 | 0 | 140.9636 | 197.6531 | 0 | 0 | 0 | 0 | 0 | 0 | 180.5449 | 104.6836 | 175.8927 | 175.8927 | 0 | 0 | 0 | 0 | 0 | -4.3153 | 10.6252 | 102.3447 | 0 | 0 | 0 | 0 | 208.9103 | 244.3663 | 371.1871 | 292.8014 | 0.3924 | 0.39622 | 0.39194 | 0.38777 | 81.977 | 96.8239 | 145.484 | 113.5401
11 | 21 | 21 | 516.9238 | 528.8798 | 544.0328 | 557.1126 | 0 | 0 | 0 | 0 | 144.9276 | 204.3972 | 0 | 0 | 0 | 0 | 0 | 0 | 165.4643 | 90.5722 | 173.9253 | 173.9253 | 0 | 0 | 0 | 0 | 0 | 4.8984 | 25.7168 | 278.4243 | 0 | 0 | 0 | 0 | 206.5318 | 229.012 | 344.3907 | 104.763 | 0.39025 | 0.39436 | 0.39015 | 0.38582 | 80.5982 | 90.3137 | 134.3644 | 40.4196
11 | 21 | 22 | 494.5604 | 506.5044 | 521.524 | 534.4597 | 0 | 0 | 0 | 0 | 139.6436 | 217.2779 | 0 | 0 | 0 | 0 | 0 | 0 | 153.3991 | 78.9399 | 169.1853 | 169.1853 | 0 | 0 | 0 | 0 | 0 | 4.8623 | 30.7665 | 96.6847 | 0 | 0 | 0 | 0 | 201.5177 | 205.4243 | 321.5721 | 268.5897 | 0.38615 | 0.39118 | 0.3871 | 0.38217 | 77.8151 | 80.3576 | 124.4821 | 102.6463
11 | 21 | 23 | 462.2001 | 473.9277 | 488.5539 | 501.1263 | 0 | 0 | 0 | 0 | 129.7736 | 205.9207 | 0 | 0 | 0 | 0 | 0 | 0 | 126.9887 | 60.1421 | 165.7986 | 165.7986 | 0 | 0 | 0 | 0 | 0 | 17.5347 | 130.9106 | 52.7368 | 0 | 0 | 0 | 0 | 205.4378 | 190.3302 | 191.8447 | 282.5909 | 0.37881 | 0.38565 | 0.38202 | 0.38151 | 77.8225 | 73.4011 | 73.2894 | 107.8105
11 | 21 | 24 | 420.4983 | 430.0995 | 442.172 | 452.4497 | 0 | 0 | 0 | 0 | 121.1831 | 190.5338 | 0 | 0 | 0 | 0 | 0 | 0 | 111.6468 | 50.9587 | 163.1751 | 163.1751 | 0 | 0 | 0 | 0 | 0 | 33.0982 | 223.9918 | -1.9817 | 0 | 0 | 0 | 0 | 187.6684 | 155.5088 | 55.0051 | 291.2563 | 0.37303 | 0.37589 | 0.37336 | 0.37439 | 70.0056 | 58.4538 | 20.537 | 109.0437
11 | 22 | 1 | 388.2919 | 395.4375 | 404.6087 | 412.2531 | 0 | 0 | 0 | 0 | 114.5145 | 176.5791 | 0 | 0 | 0 | 0 | 0 | 0 | 105.0723 | 41.7147 | 154.0893 | 154.0893 | 0 | 0 | 0 | 0 | 0 | 23.7272 | 155.6666 | 28.7472 | 0 | 0 | 0 | 0 | 168.7051 | 153.4165 | 94.8528 | 229.4166 | 0.3688 | 0.37024 | 0.36683 | 0.36949 | 62.219 | 56.8009 | 34.7952 | 84.7678
11 | 22 | 2 | 368.1158 | 373.1193 | 379.8472 | 385.3364 | 0 | 0 | 0 | 0 | 79.2392 | 184.4169 | 0 | 0 | 0 | 0 | 0 | 0 | 106.1284 | 39.9394 | 150.3152 | 150.3152 | 0 | 0 | 0 | 0 | 0 | 43.1789 | 204.2787 | -11.1737 | 0 | 0 | 0 | 0 | 182.7482 | 105.5841 | 25.2533 | 246.1949 | 0.36982 | 0.36893 | 0.36693 | 0.36762 | 67.5836 | 38.9527 | 9.2663 | 90.5066
11 | 22 | 3 | 356.5573 | 359.7697 | 364.496 | 368.2414 | 0 | 0 | 0 | 0 | 66.0583 | 142.9772 | 0 | 0 | 0 | 0 | 0 | 0 | 106.8009 | 40.6516 | 148.9656 | 148.9656 | 0 | 0 | 0 | 0 | 0 | 5.1707 | -11.7483 | 4.0514 | 0 | 0 | 0 | 0 | 183.6981 | 170.9702 | 227.2787 | 215.2244 | 0.37 | 0.37041 | 0.36674 | 0.36591 | 67.9685 | 63.3292 | 83.3531 | 78.7528
11 | 22 | 4 | 349.8385 | 351.5279 | 354.5479 | 356.7853 | 0 | 0 | 0 | 0 | 60.5417 | 148.9986 | 0 | 0 | 0 | 0 | 0 | 0 | 104.7249 | 38.8708 | 156.1175 | 156.1175 | 0 | 0 | 0 | 0 | 0 | 1.729 | -0.07113 | -0.25722 | 0 | 0 | 0 | 0 | 184.572 | 161.9294 | 198.5016 | 200.9251 | 0.37047 | 0.36757 | 0.36593 | 0.36392 | 68.3791 | 59.52 | 72.6375 | 73.1214
11 | 22 | 5 | 350.914 | 350.8599 | 351.9567 | 352.4831 | 0 | 0 | 0 | 0 | 87.13 | 185.5266 | 0 | 0 | 0 | 0 | 0 | 0 | 102.1482 | 37.4263 | 161.1824 | 161.1824 | 0 | 0 | 0 | 0 | 0 | 25.1885 | -33.6277 | 81.7374 | 0 | 0 | 0 | 0 | 161.6358 | 102.7185 | 224.402 | 109.5633 | 0.3683 | 0.36546 | 0.36536 | 0.36382 | 59.5299 | 37.5391 | 81.9872 | 39.8616
11 | 22 | 6 | 358.3606 | 356.3562 | 355.3782 | 354.1165 | 0 | 0 | 0 | 0 | 119.9222 | 197.7659 | 0 | 0 | 0 | 0 | 0 | 0 | 97.2302 | 36.4717 | 167.2137 | 167.2137 | 0 | 0 | 0 | 0 | 0 | 27.9465 | 152.1221 | -60.7808 | 0 | 0 | 0 | 0 | 141.2082 | 94.172 | 36.0424 | 247.6836 | 0.3671 | 0.37164 | 0.36654 | 0.36504 | 51.8378 | 34.9977 | 13.2109 | 90.4154
11 | 22 | 7 | 366.7957 | 363.424 | 361.1696 | 359.0094 | 0 | 0 | 0 | 0 | 132.2385 | 166.8711 | 0 | 0 | 0 | 0 | 0 | 0 | 98.0084 | 46.3267 | 177.209 | 177.3295 | 0 | 0 | 0 | 0 | 0 | 30.6266 | 250.0916 | 117.2479 | 0 | 0 | 0 | 0 | 136.5487 | 119.5995 | -66.131 | 64.432 | 0.37421 | 0.37971 | 0.37449 | 0.37153 | 51.0976 | 45.4136 | -24.7652 | 23.9384
11 | 22 | 8 | 378.4608 | 374.5953 | 372.2291 | 370.4266 | 0 | 0 | 0 | 0 | 120.4487 | 115.1877 | 0 | 0 | 0 | 0 | 0 | 0 | 163.9372 | 202.9874 | 523.3463 | 534.9984 | 0 | 0 | 0 | 0 | 0 | -18.8971 | -41.8371 | -35.8839 | 0 | 0 | 0 | 0 | 94.0749 | 75.3173 | -109.2801 | -128.688 | 0.37146 | 0.3818 | 0.38331 | 0.37768 | 34.9454 | 28.7563 | -41.8884 | -48.6031
11 | 22 | 9 | 402.4186 | 399.6657 | 398.9868 | 399.1068 | 0 | 0 | 0 | 0 | 88.0987 | 105.0555 | 0 | 0 | 0 | 0 | 0 | 0 | 233.6028 | 378.4063 | 861.5414 | 890.2652 | 0 | 0 | 0 | 0 | 0 | -5.6896 | 6.7993 | -62.5546 | 0 | 0 | 0 | 0 | 80.717 | -78.1065 | -469.3539 | -428.6038 | 0.37123 | 0.22113 | 0.22 | 0.23066 | 29.9645 | -17.272 | -103.2597 | -98.8599
11 | 22 | 10 | 420.2915 | 417.8556 | 417.5514 | 417.9408 | 0 | 0 | 0 | 0 | 54.6754 | 85.3617 | 0 | 0 | 0 | 0 | 0 | 0 | 269.9824 | 489.8601 | 1035.3477 | 1076.2317 | 0 | 0 | 0 | 0 | 0 | -22.6907 | -152.1278 | -164.2015 | 0 | 0 | 0 | 0 | 95.6337 | -134.6756 | -465.6685 | -494.0894 | 0.3751 | 0.22969 | 0.22687 | 0.23713 | 35.8725 | -30.9333 | -105.6485 | -117.163
11 | 22 | 11 | 431.1335 | 428.8957 | 428.5893 | 428.6544 | 0 | 0 | 0 | 0 | 57.9862 | 92.117 | 0 | 0 | 0 | 0 | 0 | 0 | 290.4258 | 551.5151 | 1138.7634 | 1186.7586 | 0 | 0 | 0 | 0 | 0 | -24.3667 | -304.8744 | -198.1813 | 0 | 0 | 0 | 0 | 82.7215 | -190.3697 | -405.2998 | -559.9229 | 0.37749 | 0.2322 | 0.2322 | 0 | 31.2266 | -44.204 | -94.1112 | 0
11 | 22 | 12 | 435.2783 | 433.3277 | 433.1593 | 433.1099 | 0 | 0 | 0 | 0 | 55.3302 | 83.3223 | 0 | 0 | 0 | 0 | 0 | 0 | 302.8939 | 574.2402 | 1179.8751 | 1230.9025 | 0 | 0 | 0 | 0 | 0 | -59.7175 | -348.555 | -359.1097 | 0 | 0 | 0 | 0 | 77.0543 | -164.5174 | -398.1608 | -438.6829 | 0.38446 | 0.2322 | 0.2322 | 0 | 29.6242 | -38.2011 | -92.4535 | 0
11 | 22 | 13 | 432.456 | 431.5986 | 432.5613 | 433.4377 | 0 | 0 | 0 | 0 | 54.8271 | 85.3965 | 0 | 0 | 0 | 0 | 0 | 0 | 303.6783 | 571.8554 | 1169.4841 | 1220.1392 | 0 | 0 | 0 | 0 | 0 | -56.8875 | -348.4294 | -374.1833 | 0 | 0 | 0 | 0 | 73.9506 | -168.7657 | -388.4934 | -412.5182 | 0.38397 | 0.2322 | 0.2322 | 0 | 28.3952 | -39.1875 | -90.2087 | 0
11 | 22 | 14 | 425.0068 | 424.6769 | 426.222 | 427.6527 | 0 | 0 | 0 | 0 | 54.2869 | 92.0603 | 0 | 0 | 0 | 0 | 0 | 0 | 294.0297 | 539.7755 | 1103.9933 | 1150.8729 | 0 | 0 | 0 | 0 | 0 | -61.2558 | -337.8572 | -322.1578 | 0 | 0 | 0 | 0 | 76.6902 | -145.9031 | -339.914 | -401.0623 | 0.38397 | 0.2322 | 0.2322 | 0 | 29.4471 | -33.8788 | -78.9285 | 0
11 | 22 | 15 | 414.1839 | 414.267 | 416.2035 | 417.9592 | 0 | 0 | 0 | 0 | 58.8953 | 83.3223 | 0 | 0 | 0 | 0 | 0 | 0 | 266.4785 | 476.1686 | 992.7448 | 1031.6089 | 0 | 0 | 0 | 0 | 0 | -36.2936 | -221.0698 | -280.9067 | 0 | 0 | 0 | 0 | 88.8102 | -108.9304 | -355.4715 | -332.7429 | 0.38285 | 0.2322 | 0.2322 | 0 | 34.0009 | -25.2937 | -82.541 | 0
11 | 22 | 16 | 405.6876 | 407.6875 | 411.7194 | 415.3519 | 0 | 0 | 0 | 0 | 71.6083 | 98.3943 | 0 | 0 | 0 | 0 | 0 | 0 | 192.2339 | 305.2375 | 682.8824 | 704.284 | 0 | 0 | 0 | 0 | 0 | -9.5486 | -55.0142 | 26.1372 | 0 | 0 | 0 | 0 | 141.8453 | 13.6043 | -216.1488 | -315.0692 | 0.36639 | 0.37183 | 0.37526 | 0.38586 | 51.9706 | 5.0585 | -81.1115 | -121.5742
11 | 22 | 17 | 410.7249 | 414.0729 | 419.5683 | 424.441 | 0 | 0 | 0 | 0 | 117.6576 | 139.2317 | 0 | 0 | 0 | 0 | 0 | 0 | 115.0942 | 101.8891 | 282.591 | 284.9189 | 0 | 0 | 0 | 0 | 0 | -8.9661 | -9.1503 | 11.8688 | 0 | 0 | 0 | 0 | 177.973 | 181.9182 | 146.1276 | 127.6532 | 0.37929 | 0.39223 | 0.38711 | 0.38707 | 67.5028 | 71.3537 | 56.5675 | 49.4112
11 | 22 | 18 | 444.9248 | 451.4238 | 460.5083 | 468.5193 | 0 | 0 | 0 | 0 | 130.1507 | 179.5085 | 0 | 0 | 0 | 0 | 0 | 0 | 110.9684 | 56.506 | 131.3163 | 131.3163 | 0 | 0 | 0 | 0 | 0 | -4.5673 | 6.9095 | 63.7009 | 0 | 0 | 0 | 0 | 203.8057 | 219.9766 | 322.2824 | 273.502 | 0.38908 | 0.39443 | 0.3893 | 0.38442 | 79.2975 | 86.7658 | 125.4661 | 105.1396
11 | 22 | 19 | 440.9121 | 449.1413 | 460.0973 | 469.7423 | 0 | 0 | 0 | 0 | 129.6716 | 202.7192 | 0 | 0 | 0 | 0 | 0 | 0 | 114.5989 | 58.0613 | 138.2896 | 138.2896 | 0 | 0 | 0 | 0 | 0 | -2.8427 | 49.6248 | 403.2279 | 0 | 0 | 0 | 0 | 196.6417 | 191.2036 | 272.1829 | -71.7752 | 0.39237 | 0.3967 | 0.39262 | 0.38839 | 77.1571 | 75.8504 | 106.8639 | -27.8771
11 | 22 | 20 | 438.1246 | 447.0724 | 458.7263 | 468.891 | 0 | 0 | 0 | 0 | 140.9636 | 197.6531 | 0 | 0 | 0 | 0 | 0 | 0 | 110.7307 | 57.3234 | 168.3316 | 168.3316 | 0 | 0 | 0 | 0 | 0 | -4.3153 | 10.6252 | 102.3447 | 0 | 0 | 0 | 0 | 186.4304 | 196.4112 | 279.7696 | 198.2148 | 0.3924 | 0.39622 | 0.39194 | 0.38777 | 73.1558 | 77.8229 | 109.6536 | 76.862
11 | 22 | 21 | 432.1349 | 441.3155 | 453.1031 | 463.2714 | 0 | 0 | 0 | 0 | 144.9276 | 204.3972 | 0 | 0 | 0 | 0 | 0 | 0 | 105.232 | 54.3754 | 177.8274 | 177.8274 | 0 | 0 | 0 | 0 | 0 | 4.8984 | 25.7168 | 278.4243 | 0 | 0 | 0 | 0 | 181.9753 | 177.6444 | 249.5589 | 7.0198 | 0.39025 | 0.39436 | 0.39015 | 0.38582 | 71.0151 | 70.0563 | 97.3657 | 2.7084
11 | 22 | 22 | 423.8033 | 433.4311 | 445.6423 | 456.1484 | 0 | 0 | 0 | 0 | 139.6436 | 217.2779 | 0 | 0 | 0 | 0 | 0 | 0 | 107.0129 | 56.9957 | 178.9655 | 178.9655 | 0 | 0 | 0 | 0 | 0 | 4.8623 | 30.7665 | 96.6847 | 0 | 0 | 0 | 0 | 177.1468 | 154.2952 | 235.9103 | 180.4983 | 0.38615 | 0.39118 | 0.3871 | 0.38217 | 68.4044 | 60.357 | 91.322 | 68.9806
11 | 22 | 23 | 405.8192 | 415.7012 | 428.0897 | 438.7261 | 0 | 0 | 0 | 0 | 129.7736 | 205.9207 | 0 | 0 | 0 | 0 | 0 | 0 | 115.0208 | 61.3456 | 189.9433 | 189.9433 | 0 | 0 | 0 | 0 | 0 | 17.5347 | 130.9106 | 52.7368 | 0 | 0 | 0 | 0 | 161.0248 | 130.9002 | 107.2357 | 196.0459 | 0.37881 | 0.38565 | 0.38202 | 0.38151 | 60.9983 | 50.4818 | 40.9667 | 74.7929
11 | 22 | 24 | 382.0107 | 390.352 | 400.8969 | 409.853 | 0 | 0 | 0 | 0 | 121.1831 | 190.5338 | 0 | 0 | 0 | 0 | 0 | 0 | 121.6183 | 64.5241 | 211.5443 | 211.5443 | 0 | 0 | 0 | 0 | 0 | 33.0982 | 223.9918 | -1.9817 | 0 | 0 | 0 | 0 | 139.2093 | 102.1959 | -34.6392 | 200.2904 | 0.37303 | 0.37589 | 0.37336 | 0.37439 | 51.929 | 38.4142 | -12.9331 | 74.9869
11 | 23 | 1 | 359.9927 | 366.212 | 374.2599 | 380.9326 | 0 | 0 | 0 | 0 | 114.5145 | 176.5791 | 0 | 0 | 0 | 0 | 0 | 0 | 128.3208 | 68.8693 | 228.5057 | 228.5057 | 0 | 0 | 0 | 0 | 0 | 23.7272 | 155.6666 | 28.7472 | 0 | 0 | 0 | 0 | 117.1574 | 97.0364 | -9.9124 | 123.6797 | 0.3688 | 0.37024 | 0.36683 | 0.36949 | 43.208 | 35.9267 | -3.6362 | 45.6988
11 | 23 | 2 | 346.1073 | 350.3904 | 356.2448 | 360.9783 | 0 | 0 | 0 | 0 | 79.2392 | 184.4169 | 0 | 0 | 0 | 0 | 0 | 0 | 139.1662 | 79.9101 | 255.095 | 255.095 | 0 | 0 | 0 | 0 | 0 | 43.1789 | 204.2787 | -11.1737 | 0 | 0 | 0 | 0 | 127.7018 | 42.8845 | -103.1289 | 117.057 | 0.36982 | 0.36893 | 0.36693 | 0.36762 | 47.2265 | 15.8212 | -37.8415 | 43.0327
11 | 23 | 3 | 340.0056 | 342.6762 | 346.7455 | 349.9226 | 0 | 0 | 0 | 0 | 66.0583 | 142.9772 | 0 | 0 | 0 | 0 | 0 | 0 | 126.4706 | 73.6496 | 274.009 | 274.009 | 0 | 0 | 0 | 0 | 0 | 5.1707 | -11.7483 | 4.0514 | 0 | 0 | 0 | 0 | 147.4767 | 120.8787 | 84.4848 | 71.8622 | 0.37 | 0.37041 | 0.36674 | 0.36591 | 54.5666 | 44.7747 | 30.9843 | 26.2951
11 | 23 | 4 | 339.6864 | 341.0434 | 343.6605 | 345.5493 | 0 | 0 | 0 | 0 | 60.5417 | 148.9986 | 0 | 0 | 0 | 0 | 0 | 0 | 119.7302 | 70.2261 | 264.0287 | 264.0287 | 0 | 0 | 0 | 0 | 0 | 1.729 | -0.07113 | -0.25722 | 0 | 0 | 0 | 0 | 159.4144 | 120.0896 | 79.7029 | 81.7778 | 0.37047 | 0.36757 | 0.36593 | 0.36392 | 59.0589 | 44.141 | 29.1656 | 29.7609
11 | 23 | 5 | 345.5478 | 345.3181 | 346.2019 | 346.544 | 0 | 0 | 0 | 0 | 87.13 | 185.5266 | 0 | 0 | 0 | 0 | 0 | 0 | 112.9683 | 68.5447 | 274.4127 | 274.4127 | 0 | 0 | 0 | 0 | 0 | 25.1885 | -33.6277 | 81.7374 | 0 | 0 | 0 | 0 | 145.4495 | 66.0583 | 105.417 | -9.606 | 0.3683 | 0.36546 | 0.36536 | 0.36382 | 53.5685 | 24.1414 | 38.515 | -3.4949
11 | 23 | 6 | 365.8115 | 364.051 | 363.3688 | 362.363 | 0 | 0 | 0 | 0 | 119.9222 | 197.7659 | 0 | 0 | 0 | 0 | 0 | 0 | 139.1325 | 87.2635 | 281.1015 | 281.1015 | 0 | 0 | 0 | 0 | 0 | 27.9465 | 152.1221 | -60.7808 | 0 | 0 | 0 | 0 | 106.7569 | 51.0751 | -69.8548 | 142.0423 | 0.3671 | 0.37164 | 0.36654 | 0.36504 | 39.1907 | 18.9814 | -25.6045 | 51.8517
11 | 23 | 7 | 379.3771 | 376.4173 | 374.6623 | 372.9341 | 0 | 0 | 0 | 0 | 132.2385 | 166.8711 | 0 | 0 | 0 | 0 | 0 | 0 | 172.0881 | 123.1998 | 291.6986 | 291.8247 | 0 | 0 | 0 | 0 | 0 | 30.6266 | 250.0916 | 117.2479 | 0 | 0 | 0 | 0 | 75.0505 | 55.7197 | -167.1279 | -36.1385 | 0.37421 | 0.37971 | 0.37449 | 0.37153 | 28.0845 | 21.1576 | -62.5873 | -13.4265
11 | 23 | 8 | 391.3504 | 387.9069 | 386.0523 | 384.6923 | 0 | 0 | 0 | 0 | 120.4487 | 115.1877 | 0 | 0 | 0 | 0 | 0 | 0 | 251.9541 | 284.5148 | 618.407 | 629.5279 | 0 | 0 | 0 | 0 | 0 | -18.8971 | -41.8371 | -35.8839 | 0 | 0 | 0 | 0 | 18.9476 | 7.1015 | -190.5176 | -208.9517 | 0.37146 | 0.3818 | 0.38331 | 0.37768 | 7.0383 | 2.7114 | -73.0277 | -78.9172
11 | 23 | 9 | 411.066 | 408.5963 | 408.2606 | 408.6775 | 0 | 0 | 0 | 0 | 88.0987 | 105.0555 | 0 | 0 | 0 | 0 | 0 | 0 | 335.3209 | 475.508 | 993.1686 | 1021.9434 | 0 | 0 | 0 | 0 | 0 | -5.6896 | 6.7993 | -62.5546 | 0 | 0 | 0 | 0 | -12.3536 | -166.2776 | -591.7073 | -550.7113 | 0.37123 | 0.22113 | 0.22 | 0.23066 | -4.586 | -36.7696 | -130.1779 | -127.0247
11 | 23 | 10 | 424.5337 | 422.2366 | 422.1008 | 422.6359 | 0 | 0 | 0 | 0 | 54.6754 | 85.3617 | 0 | 0 | 0 | 0 | 0 | 0 | 383.6304 | 583.9699 | 1179.9209 | 1221.1726 | 0 | 0 | 0 | 0 | 0 | -22.6907 | -152.1278 | -164.2015 | 0 | 0 | 0 | 0 | -13.7721 | -224.4043 | -605.6923 | -634.3352 | 0.3751 | 0.22969 | 0.22687 | 0.23713 | -5.166 | -51.5429 | -137.4163 | -150.4193
11 | 23 | 11 | 435.4482 | 433.3516 | 433.2164 | 433.4298 | 0 | 0 | 0 | 0 | 57.9862 | 92.117 | 0 | 0 | 0 | 0 | 0 | 0 | 441.973 | 667.4811 | 1277.5398 | 1326.1715 | 0 | 0 | 0 | 0 | 0 | -24.3667 | -304.8744 | -198.1813 | 0 | 0 | 0 | 0 | -64.511 | -301.8798 | -539.449 | -694.5605 | 0.37749 | 0.2322 | 0.2322 | 0 | -24.3523 | -70.0967 | -125.2608 | 0
11 | 23 | 12 | 435.3871 | 433.44 | 433.276 | 433.2302 | 0 | 0 | 0 | 0 | 55.3302 | 83.3223 | 0 | 0 | 0 | 0 | 0 | 0 | 495.0957 | 719.9457 | 1305.4261 | 1356.9825 | 0 | 0 | 0 | 0 | 0 | -59.7175 | -348.555 | -359.1097 | 0 | 0 | 0 | 0 | -115.0387 | -310.1106 | -523.595 | -564.6425 | 0.38446 | 0.2322 | 0.2322 | 0 | -44.2277 | -72.0079 | -121.5795 | 0
11 | 23 | 13 | 433.7613 | 432.9467 | 433.9612 | 434.8823 | 0 | 0 | 0 | 0 | 54.8271 | 85.3965 | 0 | 0 | 0 | 0 | 0 | 0 | 517.2214 | 736.3682 | 1324.679 | 1376.3095 | 0 | 0 | 0 | 0 | 0 | -56.8875 | -348.4294 | -374.1833 | 0 | 0 | 0 | 0 | -138.2872 | -331.9305 | -542.2884 | -567.2439 | 0.38397 | 0.2322 | 0.2322 | 0 | -53.0988 | -77.0745 | -125.9201 | 0
11 | 23 | 14 | 426.4753 | 426.1934 | 427.7968 | 429.2779 | 0 | 0 | 0 | 0 | 54.2869 | 92.0603 | 0 | 0 | 0 | 0 | 0 | 0 | 508.6406 | 706.5367 | 1263.9404 | 1311.7503 | 0 | 0 | 0 | 0 | 0 | -61.2558 | -337.8572 | -322.1578 | 0 | 0 | 0 | 0 | -136.4523 | -311.1478 | -498.2863 | -560.3146 | 0.38397 | 0.2322 | 0.2322 | 0 | -52.3942 | -72.2488 | -115.7028 | 0
11 | 23 | 15 | 423.5385 | 423.9277 | 426.2355 | 428.3125 | 0 | 0 | 0 | 0 | 58.8953 | 83.3223 | 0 | 0 | 0 | 0 | 0 | 0 | 483.3645 | 636.9979 | 1115.8582 | 1155.0017 | 0 | 0 | 0 | 0 | 0 | -36.2936 | -221.0698 | -280.9067 | 0 | 0 | 0 | 0 | -118.7214 | -260.0989 | -468.5529 | -445.7825 | 0.38285 | 0.2322 | 0.2322 | 0 | -45.4524 | -60.3952 | -108.7986 | 0
11 | 23 | 16 | 423.8708 | 426.466 | 431.2196 | 435.4765 | 0 | 0 | 0 | 0 | 71.6083 | 98.3943 | 0 | 0 | 0 | 0 | 0 | 0 | 403.316 | 458.5571 | 766.7616 | 788.1378 | 0 | 0 | 0 | 0 | 0 | -9.5486 | -55.0142 | 26.1372 | 0 | 0 | 0 | 0 | -51.0535 | -120.9368 | -280.5278 | -378.7985 | 0.36639 | 0.37183 | 0.37526 | 0.38586 | -18.7055 | -44.9677 | -105.2701 | -146.1651
11 | 23 | 17 | 442.813 | 447.2114 | 453.9805 | 459.9549 | 0 | 0 | 0 | 0 | 117.6576 | 139.2317 | 0 | 0 | 0 | 0 | 0 | 0 | 301.7194 | 232.7418 | 361.7846 | 363.9602 | 0 | 0 | 0 | 0 | 0 | -8.9661 | -9.1503 | 11.8688 | 0 | 0 | 0 | 0 | 23.436 | 84.2041 | 101.3462 | 84.1259 | 0.37929 | 0.39223 | 0.38711 | 0.38707 | 8.889 | 33.0273 | 39.2322 | 32.5629
11 | 23 | 18 | 498.4231 | 506.6734 | 517.8813 | 527.7293 | 0 | 0 | 0 | 0 | 130.1507 | 179.5085 | 0 | 0 | 0 | 0 | 0 | 0 | 272.8548 | 167.9493 | 243.8218 | 243.8218 | 0 | 0 | 0 | 0 | 0 | -4.5673 | 6.9095 | 63.7009 | 0 | 0 | 0 | 0 | 95.4177 | 163.7829 | 267.1499 | 220.2066 | 0.38908 | 0.39443 | 0.3893 | 0.38442 | 37.1255 | 64.6012 | 104.0028 | 84.6518
11 | 23 | 19 | 499.1965 | 509.3336 | 522.603 | 534.2493 | 0 | 0 | 0 | 0 | 129.6716 | 202.7192 | 0 | 0 | 0 | 0 | 0 | 0 | 260.714 | 155.768 | 258.4654 | 258.4654 | 0 | 0 | 0 | 0 | 0 | -2.8427 | 49.6248 | 403.2279 | 0 | 0 | 0 | 0 | 108.8109 | 153.6891 | 214.5128 | -127.444 | 0.39237 | 0.3967 | 0.39262 | 0.38839 | 42.6946 | 60.9685 | 84.2216 | -49.4986
11 | 23 | 20 | 489.8645 | 500.5059 | 514.2134 | 526.1548 | 0 | 0 | 0 | 0 | 140.9636 | 197.6531 | 0 | 0 | 0 | 0 | 0 | 0 | 246.9263 | 147.2128 | 262.3273 | 262.3273 | 0 | 0 | 0 | 0 | 0 | -4.3153 | 10.6252 | 102.3447 | 0 | 0 | 0 | 0 | 101.9746 | 159.9554 | 241.261 | 161.4828 | 0.3924 | 0.39622 | 0.39194 | 0.38777 | 40.0151 | 63.3782 | 94.5605 | 62.6184
11 | 23 | 21 | 475.9343 | 486.5486 | 500.0747 | 511.747 | 0 | 0 | 0 | 0 | 144.9276 | 204.3972 | 0 | 0 | 0 | 0 | 0 | 0 | 254.9922 | 160.3609 | 281.3135 | 281.3135 | 0 | 0 | 0 | 0 | 0 | 4.8984 | 25.7168 | 278.4243 | 0 | 0 | 0 | 0 | 76.0145 | 116.8921 | 193.0444 | -47.9908 | 0.39025 | 0.39436 | 0.39015 | 0.38582 | 29.6644 | 46.0979 | 75.3165 | -18.5158
11 | 23 | 22 | 457.6862 | 468.4231 | 481.9792 | 493.6488 | 0 | 0 | 0 | 0 | 139.6436 | 217.2779 | 0 | 0 | 0 | 0 | 0 | 0 | 251.5583 | 156.1546 | 263.518 | 263.518 | 0 | 0 | 0 | 0 | 0 | 4.8623 | 30.7665 | 96.6847 | 0 | 0 | 0 | 0 | 66.4843 | 90.1284 | 187.6946 | 133.4461 | 0.38615 | 0.39118 | 0.3871 | 0.38217 | 25.6726 | 35.2563 | 72.6575 | 50.9988
11 | 23 | 23 | 435.8225 | 446.6867 | 460.266 | 471.9326 | 0 | 0 | 0 | 0 | 129.7736 | 205.9207 | 0 | 0 | 0 | 0 | 0 | 0 | 256.7226 | 161.9107 | 250.945 | 250.945 | 0 | 0 | 0 | 0 | 0 | 17.5347 | 130.9106 | 52.7368 | 0 | 0 | 0 | 0 | 49.3263 | 61.3206 | 78.4103 | 168.2508 | 0.37881 | 0.38565 | 0.38202 | 0.38151 | 18.6855 | 23.6484 | 29.9547 | 64.1889
11 | 23 | 24 | 405.542 | 414.6535 | 426.1324 | 435.8966 | 0 | 0 | 0 | 0 | 121.1831 | 190.5338 | 0 | 0 | 0 | 0 | 0 | 0 | 249.5928 | 156.1907 | 243.6159 | 243.6159 | 0 | 0 | 0 | 0 | 0 | 33.0982 | 223.9918 | -1.9817 | 0 | 0 | 0 | 0 | 34.766 | 34.8308 | -41.4752 | 194.2624 | 0.37303 | 0.37589 | 0.37336 | 0.37439 | 12.9687 | 13.0925 | -15.4854 | 72.7301
11 | 24 | 1 | 373.8794 | 380.5533 | 389.1524 | 396.3019 | 0 | 0 | 0 | 0 | 114.5145 | 176.5791 | 0 | 0 | 0 | 0 | 0 | 0 | 216.0933 | 135.3628 | 234.5374 | 234.5374 | 0 | 0 | 0 | 0 | 0 | 23.7272 | 155.6666 | 28.7472 | 0 | 0 | 0 | 0 | 43.2717 | 44.8842 | -1.0516 | 133.0173 | 0.3688 | 0.37024 | 0.36683 | 0.36949 | 15.9587 | 16.6179 | -0.38575 | 49.149
11 | 24 | 2 | 358.4894 | 363.1777 | 369.5236 | 374.6822 | 0 | 0 | 0 | 0 | 79.2392 | 184.4169 | 0 | 0 | 0 | 0 | 0 | 0 | 183.721 | 126.8334 | 234.6254 | 234.6254 | 0 | 0 | 0 | 0 | 0 | 43.1789 | 204.2787 | -11.1737 | 0 | 0 | 0 | 0 | 95.5291 | 8.7486 | -69.3805 | 151.2306 | 0.36982 | 0.36893 | 0.36693 | 0.36762 | 35.3284 | 3.2276 | -25.4581 | 55.5956
11 | 24 | 3 | 351.1368 | 354.1717 | 358.6828 | 362.2421 | 0 | 0 | 0 | 0 | 66.0583 | 142.9772 | 0 | 0 | 0 | 0 | 0 | 0 | 165.3345 | 113.1864 | 211.7411 | 211.7411 | 0 | 0 | 0 | 0 | 0 | 5.1707 | -11.7483 | 4.0514 | 0 | 0 | 0 | 0 | 119.744 | 92.8375 | 158.6901 | 146.4496 | 0.37 | 0.37041 | 0.36674 | 0.36591 | 44.3054 | 34.388 | 58.1986 | 53.5874
11 | 24 | 4 | 347.8806 | 349.5059 | 352.4482 | 354.6184 | 0 | 0 | 0 | 0 | 60.5417 | 148.9986 | 0 | 0 | 0 | 0 | 0 | 0 | 161.0336 | 103.7128 | 189.7757 | 189.7757 | 0 | 0 | 0 | 0 | 0 | 1.729 | -0.07113 | -0.25722 | 0 | 0 | 0 | 0 | 126.3053 | 95.0654 | 162.7436 | 165.0999 | 0.37047 | 0.36757 | 0.36593 | 0.36392 | 46.7929 | 34.9429 | 59.5527 | 60.0838
11 | 24 | 5 | 350.3882 | 350.3169 | 351.3929 | 351.9012 | 0 | 0 | 0 | 0 | 87.13 | 185.5266 | 0 | 0 | 0 | 0 | 0 | 0 | 163.7079 | 107.8659 | 178.9584 | 178.9584 | 0 | 0 | 0 | 0 | 0 | 25.1885 | -33.6277 | 81.7374 | 0 | 0 | 0 | 0 | 99.5503 | 31.736 | 206.0622 | 91.2054 | 0.3683 | 0.36546 | 0.36536 | 0.36382 | 36.664 | 11.5981 | 75.2866 | 33.1826
11 | 24 | 6 | 359.7202 | 357.7603 | 356.8363 | 355.6213 | 0 | 0 | 0 | 0 | 119.9222 | 197.7659 | 0 | 0 | 0 | 0 | 0 | 0 | 148.268 | 93.48 | 165.7124 | 165.7124 | 0 | 0 | 0 | 0 | 0 | 27.9465 | 152.1221 | -60.7808 | 0 | 0 | 0 | 0 | 91.5301 | 38.5679 | 39.0018 | 250.6897 | 0.3671 | 0.37164 | 0.36654 | 0.36504 | 33.6009 | 14.3332 | 14.2956 | 91.5128
11 | 24 | 7 | 374.573 | 371.4558 | 369.5102 | 367.617 | 0 | 0 | 0 | 0 | 132.2385 | 166.8711 | 0 | 0 | 0 | 0 | 0 | 0 | 132.9222 | 87.1162 | 158.0984 | 158.2173 | 0 | 0 | 0 | 0 | 0 | 30.6266 | 250.0916 | 117.2479 | 0 | 0 | 0 | 0 | 109.4122 | 86.842 | -38.6798 | 92.1518 | 0.37421 | 0.37971 | 0.37449 | 0.37153 | 40.943 | 32.9751 | -14.4851 | 34.2371
11 | 24 | 8 | 385.4223 | 381.7847 | 379.6948 | 378.1313 | 0 | 0 | 0 | 0 | 120.4487 | 115.1877 | 0 | 0 | 0 | 0 | 0 | 0 | 183.9688 | 216.5847 | 459.7487 | 470.5646 | 0 | 0 | 0 | 0 | 0 | -18.8971 | -41.8371 | -35.8839 | 0 | 0 | 0 | 0 | 81.0047 | 68.9094 | -38.2168 | -56.5495 | 0.37146 | 0.3818 | 0.38331 | 0.37768 | 30.0903 | 26.3098 | -14.649 | -21.3577
11 | 24 | 9 | 405.6092 | 402.9609 | 402.4086 | 402.6381 | 0 | 0 | 0 | 0 | 88.0987 | 105.0555 | 0 | 0 | 0 | 0 | 0 | 0 | 247.44 | 385.4187 | 817.3683 | 844.9258 | 0 | 0 | 0 | 0 | 0 | -5.6896 | 6.7993 | -62.5546 | 0 | 0 | 0 | 0 | 70.0705 | -81.8238 | -421.7591 | -379.7331 | 0.37123 | 0.22113 | 0.22 | 0.23066 | 26.0122 | -18.094 | -92.7886 | -87.5876
11 | 24 | 10 | 421.1254 | 418.7168 | 418.4458 | 418.8638 | 0 | 0 | 0 | 0 | 54.6754 | 85.3617 | 0 | 0 | 0 | 0 | 0 | 0 | 288.9464 | 499.0226 | 1039.2989 | 1078.5249 | 0 | 0 | 0 | 0 | 0 | -22.6907 | -152.1278 | -164.2015 | 0 | 0 | 0 | 0 | 77.5037 | -142.9768 | -468.7254 | -495.4596 | 0.3751 | 0.22969 | 0.22687 | 0.23713 | 29.0719 | -32.84 | -106.342 | -117.4879
11 | 24 | 11 | 431.4598 | 429.2327 | 428.9392 | 429.0156 | 0 | 0 | 0 | 0 | 57.9862 | 92.117 | 0 | 0 | 0 | 0 | 0 | 0 | 314.5101 | 558.328 | 1143.5614 | 1189.5823 | 0 | 0 | 0 | 0 | 0 | -24.3667 | -304.8744 | -198.1813 | 0 | 0 | 0 | 0 | 58.9635 | -196.8456 | -409.7478 | -562.3855 | 0.37749 | 0.2322 | 0.2322 | 0 | 22.2581 | -45.7077 | -95.144 | 0
11 | 24 | 12 | 431.1268 | 429.0402 | 428.7071 | 428.5151 | 0 | 0 | 0 | 0 | 55.3302 | 83.3223 | 0 | 0 | 0 | 0 | 0 | 0 | 325.84 | 563.5548 | 1137.9492 | 1185.6045 | 0 | 0 | 0 | 0 | 0 | -59.7175 | -348.555 | -359.1097 | 0 | 0 | 0 | 0 | 49.9566 | -158.1194 | -360.687 | -397.9796 | 0.38446 | 0.2322 | 0.2322 | 0 | 19.2063 | -36.7155 | -83.752 | 0
11 | 24 | 13 | 428.5946 | 427.6108 | 428.4202 | 429.164 | 0 | 0 | 0 | 0 | 54.8271 | 85.3965 | 0 | 0 | 0 | 0 | 0 | 0 | 328.5317 | 567.0818 | 1153.276 | 1200.5625 | 0 | 0 | 0 | 0 | 0 | -56.8875 | -348.4294 | -374.1833 | 0 | 0 | 0 | 0 | 45.2357 | -167.9799 | -376.4264 | -397.2152 | 0.38397 | 0.2322 | 0.2322 | 0 | 17.3694 | -39.0051 | -87.4067 | 0
11 | 24 | 14 | 425.46 | 425.145 | 426.7081 | 428.1543 | 0 | 0 | 0 | 0 | 54.2869 | 92.0603 | 0 | 0 | 0 | 0 | 0 | 0 | 308.7106 | 503.264 | 1029.1129 | 1071.0286 | 0 | 0 | 0 | 0 | 0 | -61.2558 | -337.8572 | -322.1578 | 0 | 0 | 0 | 0 | 62.4625 | -108.9235 | -264.5476 | -320.7165 | 0.38397 | 0.2322 | 0.2322 | 0 | 23.984 | -25.2921 | -61.4283 | 0
11 | 24 | 15 | 420.7829 | 421.0819 | 423.2804 | 425.2627 | 0 | 0 | 0 | 0 | 58.8953 | 83.3223 | 0 | 0 | 0 | 0 | 0 | 0 | 262.4229 | 396.3514 | 846.5379 | 878.3141 | 0 | 0 | 0 | 0 | 0 | -36.2936 | -221.0698 | -280.9067 | 0 | 0 | 0 | 0 | 99.4646 | -22.2982 | -202.1878 | -172.1446 | 0.38285 | 0.2322 | 0.2322 | 0 | 38.0799 | -5.1777 | -46.9483 | 0
11 | 24 | 16 | 420.2813 | 422.759 | 427.3701 | 431.5037 | 0 | 0 | 0 | 0 | 71.6083 | 98.3943 | 0 | 0 | 0 | 0 | 0 | 0 | 194.5933 | 232.1318 | 534.5065 | 551.5515 | 0 | 0 | 0 | 0 | 0 | -9.5486 | -55.0142 | 26.1372 | 0 | 0 | 0 | 0 | 154.0797 | 101.7815 | -52.1222 | -146.185 | 0.36639 | 0.37183 | 0.37526 | 0.38586 | 56.4532 | 37.8452 | -19.5592 | -56.4077
11 | 24 | 17 | 438.6434 | 442.9053 | 449.5088 | 455.3401 | 0 | 0 | 0 | 0 | 117.6576 | 139.2317 | 0 | 0 | 0 | 0 | 0 | 0 | 117.641 | 78.4577 | 237.5783 | 239.1086 | 0 | 0 | 0 | 0 | 0 | -8.9661 | -9.1503 | 11.8688 | 0 | 0 | 0 | 0 | 203.3447 | 234.1821 | 221.0808 | 204.3627 | 0.37929 | 0.39223 | 0.38711 | 0.38707 | 77.1259 | 91.8532 | 85.5827 | 79.1034
11 | 24 | 18 | 493.4377 | 501.5248 | 512.5347 | 522.2116 | 0 | 0 | 0 | 0 | 130.1507 | 179.5085 | 0 | 0 | 0 | 0 | 0 | 0 | 99.7525 | 46.2091 | 138.9665 | 138.9665 | 0 | 0 | 0 | 0 | 0 | -4.5673 | 6.9095 | 63.7009 | 0 | 0 | 0 | 0 | 263.5345 | 280.3744 | 366.6587 | 319.5441 | 0.38908 | 0.39443 | 0.3893 | 0.38442 | 102.537 | 110.5886 | 142.742 | 122.8391
11 | 24 | 19 | 496.4228 | 506.4691 | 519.6284 | 531.1795 | 0 | 0 | 0 | 0 | 129.6716 | 202.7192 | 0 | 0 | 0 | 0 | 0 | 0 | 95.0497 | 41.418 | 137.2708 | 137.2708 | 0 | 0 | 0 | 0 | 0 | -2.8427 | 49.6248 | 403.2279 | 0 | 0 | 0 | 0 | 271.7015 | 265.1746 | 332.7328 | -9.3192 | 0.39237 | 0.3967 | 0.39262 | 0.38839 | 106.6086 | 105.1947 | 130.6369 | -3.6195
11 | 24 | 20 | 487.9066 | 498.4839 | 512.1137 | 523.9878 | 0 | 0 | 0 | 0 | 140.9636 | 197.6531 | 0 | 0 | 0 | 0 | 0 | 0 | 93.4187 | 37.7878 | 133.0743 | 133.0743 | 0 | 0 | 0 | 0 | 0 | -4.3153 | 10.6252 | 102.3447 | 0 | 0 | 0 | 0 | 253.5243 | 267.3583 | 368.4143 | 288.5688 | 0.3924 | 0.39622 | 0.39194 | 0.38777 | 99.4837 | 105.9338 | 144.3972 | 111.8988
11 | 24 | 21 | 473.632 | 484.1709 | 497.6056 | 509.1988 | 0 | 0 | 0 | 0 | 144.9276 | 204.3972 | 0 | 0 | 0 | 0 | 0 | 0 | 84.5146 | 31.8024 | 133.4506 | 133.4506 | 0 | 0 | 0 | 0 | 0 | 4.8984 | 25.7168 | 278.4243 | 0 | 0 | 0 | 0 | 244.1898 | 243.0729 | 338.4382 | 97.3239 | 0.39025 | 0.39436 | 0.39015 | 0.38582 | 95.2941 | 95.8588 | 132.042 | 37.5495
11 | 24 | 22 | 456.9429 | 467.6555 | 481.182 | 492.8261 | 0 | 0 | 0 | 0 | 139.6436 | 217.2779 | 0 | 0 | 0 | 0 | 0 | 0 | 79.0143 | 30.6419 | 138.7384 | 138.7384 | 0 | 0 | 0 | 0 | 0 | 4.8623 | 30.7665 | 96.6847 | 0 | 0 | 0 | 0 | 238.285 | 214.8735 | 311.6771 | 257.4031 | 0.38615 | 0.39118 | 0.3871 | 0.38217 | 92.0127 | 84.054 | 120.6517 | 98.3711
11 | 24 | 23 | 429.2418 | 439.8905 | 453.2086 | 464.6493 | 0 | 0 | 0 | 0 | 129.7736 | 205.9207 | 0 | 0 | 0 | 0 | 0 | 0 | 72.2567 | 31.1945 | 149.2892 | 149.2892 | 0 | 0 | 0 | 0 | 0 | 17.5347 | 130.9106 | 52.7368 | 0 | 0 | 0 | 0 | 227.2115 | 185.2406 | 173.0087 | 262.6232 | 0.37881 | 0.38565 | 0.38202 | 0.38151 | 86.0706 | 71.4382 | 66.0936 | 100.1927
11 | 24 | 24 | 401.753 | 410.7406 | 422.0691 | 431.7032 | 0 | 0 | 0 | 0 | 121.1831 | 190.5338 | 0 | 0 | 0 | 0 | 0 | 0 | 71.7323 | 30.5993 | 148.6986 | 148.6986 | 0 | 0 | 0 | 0 | 0 | 33.0982 | 223.9918 | -1.9817 | 0 | 0 | 0 | 0 | 208.8376 | 156.5093 | 49.3787 | 284.9862 | 0.37303 | 0.37589 | 0.37336 | 0.37439 | 77.9023 | 58.8299 | 18.4363 | 106.6962
11 | 25 | 1 | 374.0426 | 380.7218 | 389.3274 | 396.4825 | 0 | 0 | 0 | 0 | 114.5145 | 176.5791 | 0 | 0 | 0 | 0 | 0 | 0 | 71.4315 | 32.8263 | 153.1525 | 153.1525 | 0 | 0 | 0 | 0 | 0 | 23.7272 | 155.6666 | 28.7472 | 0 | 0 | 0 | 0 | 188.0966 | 147.5892 | 80.5083 | 214.5827 | 0.3688 | 0.37024 | 0.36683 | 0.36949 | 69.3706 | 54.6434 | 29.5332 | 79.2868
11 | 25 | 2 | 355.6794 | 360.2757 | 366.5101 | 371.5723 | 0 | 0 | 0 | 0 | 79.2392 | 184.4169 | 0 | 0 | 0 | 0 | 0 | 0 | 71.0861 | 44.5751 | 176.6502 | 176.6502 | 0 | 0 | 0 | 0 | 0 | 43.1789 | 204.2787 | -11.1737 | 0 | 0 | 0 | 0 | 205.354 | 88.1049 | -14.4188 | 206.0958 | 0.36982 | 0.36893 | 0.36693 | 0.36762 | 75.9437 | 32.5042 | -5.2907 | 75.7653
11 | 25 | 3 | 345.7525 | 348.6112 | 352.9086 | 356.283 | 0 | 0 | 0 | 0 | 66.0583 | 142.9772 | 0 | 0 | 0 | 0 | 0 | 0 | 70.8358 | 62.1483 | 211.7965 | 211.7965 | 0 | 0 | 0 | 0 | 0 | 5.1707 | -11.7483 | 4.0514 | 0 | 0 | 0 | 0 | 208.8584 | 138.315 | 152.8604 | 140.4351 | 0.37 | 0.37041 | 0.36674 | 0.36591 | 77.2779 | 51.2333 | 56.0606 | 51.3867
11 | 25 | 4 | 341.3361 | 342.7471 | 345.4297 | 347.3751 | 0 | 0 | 0 | 0 | 60.5417 | 148.9986 | 0 | 0 | 0 | 0 | 0 | 0 | 70.0582 | 68.1387 | 223.7773 | 223.7773 | 0 | 0 | 0 | 0 | 0 | 1.729 | -0.07113 | -0.25722 | 0 | 0 | 0 | 0 | 210.7362 | 123.8808 | 121.7235 | 123.855 | 0.37047 | 0.36757 | 0.36593 | 0.36392 | 78.0723 | 45.5346 | 44.5422 | 45.0738
11 | 25 | 5 | 341.6682 | 341.3115 | 342.0414 | 342.2503 | 0 | 0 | 0 | 0 | 87.13 | 185.5266 | 0 | 0 | 0 | 0 | 0 | 0 | 68.8356 | 69.9731 | 227.4462 | 227.4462 | 0 | 0 | 0 | 0 | 0 | 25.1885 | -33.6277 | 81.7374 | 0 | 0 | 0 | 0 | 185.7026 | 60.6233 | 148.2229 | 33.0667 | 0.3683 | 0.36546 | 0.36536 | 0.36382 | 68.3936 | 22.1552 | 54.1545 | 12.0304
11 | 25 | 6 | 349.1692 | 346.8639 | 345.5212 | 343.9439 | 0 | 0 | 0 | 0 | 119.9222 | 197.7659 | 0 | 0 | 0 | 0 | 0 | 0 | 68.9952 | 70.296 | 228.092 | 228.092 | 0 | 0 | 0 | 0 | 0 | 27.9465 | 152.1221 | -60.7808 | 0 | 0 | 0 | 0 | 160.2518 | 50.8555 | -34.6929 | 176.6327 | 0.3671 | 0.37164 | 0.36654 | 0.36504 | 58.8288 | 18.8997 | -12.7163 | 64.4787
11 | 25 | 7 | 359.8886 | 356.2907 | 353.7623 | 351.3649 | 0 | 0 | 0 | 0 | 132.2385 | 166.8711 | 0 | 0 | 0 | 0 | 0 | 0 | 71.5193 | 74.7101 | 223.5875 | 223.6429 | 0 | 0 | 0 | 0 | 0 | 30.6266 | 250.0916 | 117.2479 | 0 | 0 | 0 | 0 | 156.1307 | 84.083 | -119.9168 | 10.4741 | 0.37421 | 0.37971 | 0.37449 | 0.37153 | 58.4254 | 31.9275 | -44.9074 | 3.8914
11 | 25 | 8 | 371.318 | 367.2187 | 364.569 | 362.5212 | 0 | 0 | 0 | 0 | 120.4487 | 115.1877 | 0 | 0 | 0 | 0 | 0 | 0 | 107.9872 | 137.4987 | 298.5373 | 304.5144 | 0 | 0 | 0 | 0 | 0 | -18.8971 | -41.8371 | -35.8839 | 0 | 0 | 0 | 0 | 142.882 | 133.4295 | 107.8688 | 93.8907 | 0.37146 | 0.3818 | 0.38331 | 0.37768 | 53.0755 | 50.9437 | 41.3474 | 35.4608
11 | 25 | 9 | 394.3331 | 391.3156 | 390.3157 | 390.1581 | 0 | 0 | 0 | 0 | 88.0987 | 105.0555 | 0 | 0 | 0 | 0 | 0 | 0 | 140.9067 | 209.1099 | 407.707 | 421.8576 | 0 | 0 | 0 | 0 | 0 | -5.6896 | 6.7993 | -62.5546 | 0 | 0 | 0 | 0 | 165.3276 | 82.8398 | -24.1906 | 30.855 | 0.37123 | 0.22113 | 0.22 | 0.23066 | 61.3745 | 18.3187 | -5.322 | 7.1169
11 | 25 | 10 | 417.1733 | 414.6353 | 414.2074 | 414.4898 | 0 | 0 | 0 | 0 | 54.6754 | 85.3617 | 0 | 0 | 0 | 0 | 0 | 0 | 171.3999 | 275.3698 | 536.3591 | 559.3788 | 0 | 0 | 0 | 0 | 0 | -22.6907 | -152.1278 | -164.2015 | 0 | 0 | 0 | 0 | 191.098 | 76.5945 | 29.9761 | 19.3125 | 0.3751 | 0.22969 | 0.22687 | 0.23713 | 71.6814 | 17.5928 | 6.8008 | 4.5795
11 | 25 | 11 | 428.3598 | 426.0312 | 425.6147 | 425.5846 | 0 | 0 | 0 | 0 | 57.9862 | 92.117 | 0 | 0 | 0 | 0 | 0 | 0 | 199.5796 | 355.0403 | 638.7618 | 669.265 | 0 | 0 | 0 | 0 | 0 | -24.3667 | -304.8744 | -198.1813 | 0 | 0 | 0 | 0 | 170.794 | 3.2406 | 91.7272 | -45.4991 | 0.37749 | 0.2322 | 0.2322 | 0 | 64.473 | 0.75247 | 21.2992 | 0
11 | 25 | 12 | 431.6888 | 429.6206 | 429.3098 | 429.1371 | 0 | 0 | 0 | 0 | 55.3302 | 83.3223 | 0 | 0 | 0 | 0 | 0 | 0 | 217.8492 | 412.6598 | 691.0366 | 725.9455 | 0 | 0 | 0 | 0 | 0 | -59.7175 | -348.555 | -359.1097 | 0 | 0 | 0 | 0 | 158.5094 | -6.644 | 86.8282 | 62.3013 | 0.38446 | 0.2322 | 0.2322 | 0 | 60.9404 | -1.5427 | 20.1616 | 0
11 | 25 | 13 | 429.0297 | 428.0601 | 428.8868 | 429.6455 | 0 | 0 | 0 | 0 | 54.8271 | 85.3965 | 0 | 0 | 0 | 0 | 0 | 0 | 213.7393 | 418.9708 | 679.5063 | 713.8744 | 0 | 0 | 0 | 0 | 0 | -56.8875 | -348.4294 | -374.1833 | 0 | 0 | 0 | 0 | 160.4632 | -19.4196 | 97.8099 | 89.9545 | 0.38397 | 0.2322 | 0.2322 | 0 | 61.6138 | -4.5092 | 22.7116 | 0
11 | 25 | 14 | 427.0191 | 426.7551 | 428.3801 | 429.8798 | 0 | 0 | 0 | 0 | 54.2869 | 92.0603 | 0 | 0 | 0 | 0 | 0 | 0 | 172.4948 | 336.7571 | 552.6948 | 578.3284 | 0 | 0 | 0 | 0 | 0 | -61.2558 | -337.8572 | -322.1578 | 0 | 0 | 0 | 0 | 200.2374 | 59.1935 | 213.5426 | 173.7093 | 0.38397 | 0.2322 | 0.2322 | 0 | 76.8861 | 13.7448 | 49.5849 | 0
11 | 25 | 15 | 425.5508 | 426.0059 | 428.3936 | 430.5396 | 0 | 0 | 0 | 0 | 58.8953 | 83.3223 | 0 | 0 | 0 | 0 | 0 | 0 | 145.4503 | 289.349 | 531.6767 | 551.1889 | 0 | 0 | 0 | 0 | 0 | -36.2936 | -221.0698 | -280.9067 | 0 | 0 | 0 | 0 | 221.2051 | 89.6281 | 117.7867 | 160.2575 | 0.38285 | 0.2322 | 0.2322 | 0 | 84.6881 | 20.8117 | 27.3502 | 0
11 | 25 | 16 | 430.1072 | 432.9065 | 437.9076 | 442.3786 | 0 | 0 | 0 | 0 | 71.6083 | 98.3943 | 0 | 0 | 0 | 0 | 0 | 0 | 110.9031 | 222.1511 | 464.0058 | 474.5396 | 0 | 0 | 0 | 0 | 0 | -9.5486 | -55.0142 | 26.1372 | 0 | 0 | 0 | 0 | 247.5958 | 121.9097 | 28.916 | -58.2981 | 0.36639 | 0.37183 | 0.37526 | 0.38586 | 90.7165 | 45.3294 | 10.8509 | -22.4952
11 | 25 | 17 | 455.4307 | 460.2422 | 467.512 | 473.9197 | 0 | 0 | 0 | 0 | 117.6576 | 139.2317 | 0 | 0 | 0 | 0 | 0 | 0 | 69.9238 | 106.4905 | 293.682 | 294.3169 | 0 | 0 | 0 | 0 | 0 | -8.9661 | -9.1503 | 11.8688 | 0 | 0 | 0 | 0 | 267.8493 | 223.4861 | 182.9803 | 167.7341 | 0.37929 | 0.39223 | 0.38711 | 0.38707 | 101.5917 | 87.6579 | 70.8336 | 64.9254
11 | 25 | 18 | 518.6187 | 527.5301 | 539.5395 | 550.081 | 0 | 0 | 0 | 0 | 130.1507 | 179.5085 | 0 | 0 | 0 | 0 | 0 | 0 | 62.3441 | 83.2803 | 254.0606 | 254.0606 | 0 | 0 | 0 | 0 | 0 | -4.5673 | 6.9095 | 63.7009 | 0 | 0 | 0 | 0 | 326.124 | 269.3085 | 278.5694 | 232.3194 | 0.38908 | 0.39443 | 0.3893 | 0.38442 | 126.8896 | 106.2239 | 108.4484 | 89.3082
11 | 25 | 19 | 526.2267 | 537.2486 | 551.5909 | 564.1653 | 0 | 0 | 0 | 0 | 129.6716 | 202.7192 | 0 | 0 | 0 | 0 | 0 | 0 | 59.2118 | 77.8874 | 243.2748 | 243.2748 | 0 | 0 | 0 | 0 | 0 | -2.8427 | 49.6248 | 403.2279 | 0 | 0 | 0 | 0 | 337.3433 | 259.4847 | 258.6912 | -82.3374 | 0.39237 | 0.3967 | 0.39262 | 0.38839 | 132.3648 | 102.9376 | 101.5668 | -31.9794
11 | 25 | 20 | 518.5988 | 530.1808 | 545.0288 | 557.9568 | 0 | 0 | 0 | 0 | 140.9636 | 197.6531 | 0 | 0 | 0 | 0 | 0 | 0 | 64.5267 | 66.6709 | 220.8418 | 220.8418 | 0 | 0 | 0 | 0 | 0 | -4.3153 | 10.6252 | 102.3447 | 0 | 0 | 0 | 0 | 313.1085 | 270.1721 | 313.5619 | 234.7703 | 0.3924 | 0.39622 | 0.39194 | 0.38777 | 122.8647 | 107.0487 | 122.8983 | 91.0373
11 | 25 | 21 | 500.6259 | 512.0484 | 526.5546 | 539.0747 | 0 | 0 | 0 | 0 | 144.9276 | 204.3972 | 0 | 0 | 0 | 0 | 0 | 0 | 67.1997 | 55.7479 | 198.9957 | 198.9957 | 0 | 0 | 0 | 0 | 0 | 4.8984 | 25.7168 | 278.4243 | 0 | 0 | 0 | 0 | 288.4986 | 247.005 | 301.8421 | 61.6547 | 0.39025 | 0.39436 | 0.39015 | 0.38582 | 112.5854 | 97.4095 | 117.764 | 23.7876
11 | 25 | 22 | 467.1132 | 478.1588 | 492.0889 | 504.0822 | 0 | 0 | 0 | 0 | 139.6436 | 217.2779 | 0 | 0 | 0 | 0 | 0 | 0 | 68.3933 | 47.1595 | 181.8189 | 181.8189 | 0 | 0 | 0 | 0 | 0 | 4.8623 | 30.7665 | 96.6847 | 0 | 0 | 0 | 0 | 259.0763 | 208.8591 | 279.5035 | 225.5787 | 0.38615 | 0.39118 | 0.3871 | 0.38217 | 100.0411 | 81.7013 | 108.1971 | 86.2089
11 | 25 | 23 | 427.6102 | 438.2055 | 451.4588 | 462.8435 | 0 | 0 | 0 | 0 | 129.7736 | 205.9207 | 0 | 0 | 0 | 0 | 0 | 0 | 70.9714 | 41.9573 | 171.4146 | 171.4146 | 0 | 0 | 0 | 0 | 0 | 17.5347 | 130.9106 | 52.7368 | 0 | 0 | 0 | 0 | 226.8651 | 172.7928 | 149.1336 | 238.6921 | 0.37881 | 0.38565 | 0.38202 | 0.38151 | 85.9395 | 66.6377 | 56.9727 | 91.0628
11 | 25 | 24 | 391.0389 | 399.6757 | 410.5789 | 419.8451 | 0 | 0 | 0 | 0 | 121.1831 | 190.5338 | 0 | 0 | 0 | 0 | 0 | 0 | 71.9825 | 40.7305 | 168.961 | 168.961 | 0 | 0 | 0 | 0 | 0 | 33.0982 | 223.9918 | -1.9817 | 0 | 0 | 0 | 0 | 197.8732 | 135.3132 | 17.6262 | 252.8658 | 0.37303 | 0.37589 | 0.37336 | 0.37439 | 73.8123 | 50.8626 | 6.581 | 94.6706
11 | 26 | 1 | 366.9904 | 373.4388 | 381.7645 | 388.6775 | 0 | 0 | 0 | 0 | 114.5145 | 176.5791 | 0 | 0 | 0 | 0 | 0 | 0 | 74.2018 | 43.5454 | 174.5908 | 174.5908 | 0 | 0 | 0 | 0 | 0 | 23.7272 | 155.6666 | 28.7472 | 0 | 0 | 0 | 0 | 178.2742 | 129.5871 | 51.5071 | 185.3394 | 0.3688 | 0.37024 | 0.36683 | 0.36949 | 65.7481 | 47.9783 | 18.8945 | 68.4816
11 | 26 | 2 | 354.0297 | 358.572 | 364.7409 | 369.7464 | 0 | 0 | 0 | 0 | 79.2392 | 184.4169 | 0 | 0 | 0 | 0 | 0 | 0 | 75.9659 | 43.8597 | 175.2194 | 175.2194 | 0 | 0 | 0 | 0 | 0 | 43.1789 | 204.2787 | -11.1737 | 0 | 0 | 0 | 0 | 198.8245 | 87.1166 | -14.7572 | 205.7007 | 0.36982 | 0.36893 | 0.36693 | 0.36762 | 73.5289 | 32.1396 | -5.4149 | 75.62
11 | 26 | 3 | 347.9461 | 350.8766 | 355.2611 | 358.7108 | 0 | 0 | 0 | 0 | 66.0583 | 142.9772 | 0 | 0 | 0 | 0 | 0 | 0 | 74.7371 | 41.2085 | 169.4491 | 169.4491 | 0 | 0 | 0 | 0 | 0 | 5.1707 | -11.7483 | 4.0514 | 0 | 0 | 0 | 0 | 207.1506 | 161.5202 | 197.5603 | 185.2103 | 0.37 | 0.37041 | 0.36674 | 0.36591 | 76.646 | 59.8288 | 72.454 | 67.7704
11 | 26 | 4 | 347.5543 | 349.1689 | 352.0982 | 354.2572 | 0 | 0 | 0 | 0 | 60.5417 | 148.9986 | 0 | 0 | 0 | 0 | 0 | 0 | 77.3812 | 43.5847 | 166.451 | 166.451 | 0 | 0 | 0 | 0 | 0 | 1.729 | -0.07113 | -0.25722 | 0 | 0 | 0 | 0 | 209.6314 | 154.8565 | 185.7184 | 188.0635 | 0.37047 | 0.36757 | 0.36593 | 0.36392 | 77.663 | 56.9202 | 67.9598 | 68.4408
11 | 26 | 5 | 361.4106 | 361.7001 | 363.2136 | 364.1004 | 0 | 0 | 0 | 0 | 87.13 | 185.5266 | 0 | 0 | 0 | 0 | 0 | 0 | 82.0174 | 50.8329 | 168.4148 | 168.4148 | 0 | 0 | 0 | 0 | 0 | 25.1885 | -33.6277 | 81.7374 | 0 | 0 | 0 | 0 | 192.2632 | 100.1521 | 228.4264 | 113.9481 | 0.3683 | 0.36546 | 0.36536 | 0.36382 | 70.8099 | 36.6013 | 83.4575 | 41.4569
11 | 26 | 6 | 396.4856 | 395.7292 | 396.2645 | 396.3119 | 0 | 0 | 0 | 0 | 119.9222 | 197.7659 | 0 | 0 | 0 | 0 | 0 | 0 | 95.1742 | 64.3313 | 173.0567 | 173.0567 | 0 | 0 | 0 | 0 | 0 | 27.9465 | 152.1221 | -60.7808 | 0 | 0 | 0 | 0 | 181.3893 | 105.6855 | 71.0857 | 284.036 | 0.3671 | 0.37164 | 0.36654 | 0.36504 | 66.5884 | 39.2765 | 26.0556 | 103.6856
11 | 26 | 7 | 451.2038 | 450.5951 | 451.6911 | 452.4292 | 0 | 0 | 0 | 0 | 132.2385 | 166.8711 | 0 | 0 | 0 | 0 | 0 | 0 | 98.0512 | 72.3043 | 173.4633 | 173.5401 | 0 | 0 | 0 | 0 | 0 | 30.6266 | 250.0916 | 117.2479 | 0 | 0 | 0 | 0 | 220.9141 | 180.7932 | 28.1362 | 161.6412 | 0.37421 | 0.37971 | 0.37449 | 0.37153 | 82.6679 | 68.6497 | 10.5367 | 60.0544
11 | 26 | 8 | 484.1522 | 483.7465 | 485.5753 | 487.4019 | 0 | 0 | 0 | 0 | 120.4487 | 115.1877 | 0 | 0 | 0 | 0 | 0 | 0 | 148.2999 | 203.5806 | 472.7752 | 482.6979 | 0 | 0 | 0 | 0 | 0 | -18.8971 | -41.8371 | -35.8839 | 0 | 0 | 0 | 0 | 215.4035 | 183.8754 | 54.6372 | 40.5878 | 0.37146 | 0.3818 | 0.38331 | 0.37768 | 80.0146 | 70.2041 | 20.9431 | 15.3293
11 | 26 | 9 | 494.8215 | 495.0934 | 498.0821 | 501.3749 | 0 | 0 | 0 | 0 | 88.0987 | 105.0555 | 0 | 0 | 0 | 0 | 0 | 0 | 216.8793 | 372.487 | 819.8331 | 845.5878 | 0 | 0 | 0 | 0 | 0 | -5.6896 | 6.7993 | -62.5546 | 0 | 0 | 0 | 0 | 189.8434 | 23.2405 | -328.5503 | -281.6583 | 0.37123 | 0.22113 | 0.22 | 0.23066 | 70.4755 | 5.1393 | -72.2824 | -64.9661
11 | 26 | 10 | 503.0136 | 503.2855 | 506.2648 | 509.4946 | 0 | 0 | 0 | 0 | 54.6754 | 85.3617 | 0 | 0 | 0 | 0 | 0 | 0 | 262.7706 | 478.8324 | 1017.4335 | 1054.7971 | 0 | 0 | 0 | 0 | 0 | -22.6907 | -152.1278 | -164.2015 | 0 | 0 | 0 | 0 | 185.5676 | -38.2178 | -359.041 | -381.101 | 0.3751 | 0.22969 | 0.22687 | 0.23713 | 69.607 | -8.7782 | -81.4574 | -90.3701
11 | 26 | 11 | 512.641 | 513.0713 | 516 | 518.8639 | 0 | 0 | 0 | 0 | 57.9862 | 92.117 | 0 | 0 | 0 | 0 | 0 | 0 | 295.6451 | 539.9973 | 1117.9548 | 1162.0593 | 0 | 0 | 0 | 0 | 0 | -24.3667 | -304.8744 | -198.1813 | 0 | 0 | 0 | 0 | 159.0097 | -94.6763 | -297.0804 | -445.0141 | 0.37749 | 0.2322 | 0.2322 | 0 | 60.0246 | -21.9839 | -68.9825 | 0
11 | 26 | 12 | 514.6104 | 515.2566 | 518.237 | 520.9116 | 0 | 0 | 0 | 0 | 55.3302 | 83.3223 | 0 | 0 | 0 | 0 | 0 | 0 | 311.9902 | 561.7255 | 1151.6626 | 1198.144 | 0 | 0 | 0 | 0 | 0 | -59.7175 | -348.555 | -359.1097 | 0 | 0 | 0 | 0 | 147.29 | -70.0738 | -284.8705 | -318.1227 | 0.38446 | 0.2322 | 0.2322 | 0 | 56.627 | -16.2712 | -66.1473 | 0
11 | 26 | 13 | 513.1659 | 514.9505 | 519.1166 | 522.7643 | 0 | 0 | 0 | 0 | 54.8271 | 85.3965 | 0 | 0 | 0 | 0 | 0 | 0 | 297.5612 | 543.1199 | 1127.6006 | 1172.7346 | 0 | 0 | 0 | 0 | 0 | -56.8875 | -348.4294 | -374.1833 | 0 | 0 | 0 | 0 | 160.7775 | -56.6783 | -260.0546 | -275.7869 | 0.38397 | 0.2322 | 0.2322 | 0 | 61.7345 | -13.1607 | -60.385 | 0
11 | 26 | 14 | 513.0226 | 515.5738 | 520.6124 | 525.0653 | 0 | 0 | 0 | 0 | 54.2869 | 92.0603 | 0 | 0 | 0 | 0 | 0 | 0 | 265.8452 | 499.0094 | 1071.3723 | 1113.7592 | 0 | 0 | 0 | 0 | 0 | -61.2558 | -337.8572 | -322.1578 | 0 | 0 | 0 | 0 | 192.8905 | -14.24 | -212.9026 | -266.5361 | 0.38397 | 0.2322 | 0.2322 | 0 | 74.0651 | -3.3065 | -49.4363 | 0
11 | 26 | 15 | 508.4904 | 511.6606 | 517.3402 | 522.3342 | 0 | 0 | 0 | 0 | 58.8953 | 83.3223 | 0 | 0 | 0 | 0 | 0 | 0 | 225.6983 | 415.9507 | 927.497 | 962.0702 | 0 | 0 | 0 | 0 | 0 | -36.2936 | -221.0698 | -280.9067 | 0 | 0 | 0 | 0 | 223.8968 | 48.681 | -189.087 | -158.8293 | 0.38285 | 0.2322 | 0.2322 | 0 | 85.7186 | 11.3038 | -43.9063 | 0
11 | 26 | 16 | 503.8918 | 509.1064 | 517.0361 | 524.0407 | 0 | 0 | 0 | 0 | 71.6083 | 98.3943 | 0 | 0 | 0 | 0 | 0 | 0 | 149.8432 | 252.0035 | 615.9208 | 633.9719 | 0 | 0 | 0 | 0 | 0 | -9.5486 | -55.0142 | 26.1372 | 0 | 0 | 0 | 0 | 282.4403 | 168.2572 | -43.8705 | -136.0684 | 0.36639 | 0.37183 | 0.37526 | 0.38586 | 103.4832 | 62.5627 | -16.4627 | -52.504
11 | 26 | 17 | 514.549 | 521.2957 | 530.912 | 539.3497 | 0 | 0 | 0 | 0 | 117.6576 | 139.2317 | 0 | 0 | 0 | 0 | 0 | 0 | 64.1647 | 87.5749 | 299.8098 | 301.5025 | 0 | 0 | 0 | 0 | 0 | -8.9661 | -9.1503 | 11.8688 | 0 | 0 | 0 | 0 | 332.7267 | 303.4552 | 240.2525 | 225.9784 | 0.37929 | 0.39223 | 0.38711 | 0.38707 | 126.1988 | 119.0241 | 93.0042 | 87.4702
11 | 26 | 18 | 572.7153 | 583.3975 | 597.5541 | 609.9531 | 0 | 0 | 0 | 0 | 130.1507 | 179.5085 | 0 | 0 | 0 | 0 | 0 | 0 | 45.8761 | 55.4558 | 198.0623 | 198.0623 | 0 | 0 | 0 | 0 | 0 | -4.5673 | 6.9095 | 63.7009 | 0 | 0 | 0 | 0 | 396.6886 | 353.0004 | 392.5823 | 348.1899 | 0.38908 | 0.39443 | 0.3893 | 0.38442 | 154.3451 | 139.2346 | 152.8342 | 133.8511
11 | 26 | 19 | 576.8788 | 589.5588 | 605.9115 | 620.2252 | 0 | 0 | 0 | 0 | 129.6716 | 202.7192 | 0 | 0 | 0 | 0 | 0 | 0 | 47.1902 | 57.7831 | 203.0663 | 203.0663 | 0 | 0 | 0 | 0 | 0 | -2.8427 | 49.6248 | 403.2279 | 0 | 0 | 0 | 0 | 400.0171 | 331.8992 | 353.2204 | 13.931 | 0.39237 | 0.3967 | 0.39262 | 0.38839 | 156.9563 | 131.6644 | 138.6807 | 5.4107
11 | 26 | 20 | 564.0842 | 577.1551 | 593.8085 | 608.2984 | 0 | 0 | 0 | 0 | 140.9636 | 197.6531 | 0 | 0 | 0 | 0 | 0 | 0 | 49.3522 | 53.836 | 195.172 | 195.172 | 0 | 0 | 0 | 0 | 0 | -4.3153 | 10.6252 | 102.3447 | 0 | 0 | 0 | 0 | 373.7684 | 329.9813 | 388.0114 | 310.7817 | 0.3924 | 0.39622 | 0.39194 | 0.38777 | 146.6678 | 130.7466 | 152.0782 | 120.5123
11 | 26 | 21 | 543.8995 | 556.7386 | 572.9624 | 586.9684 | 0 | 0 | 0 | 0 | 144.9276 | 204.3972 | 0 | 0 | 0 | 0 | 0 | 0 | 51.7153 | 38.6834 | 164.8668 | 164.8668 | 0 | 0 | 0 | 0 | 0 | 4.8984 | 25.7168 | 278.4243 | 0 | 0 | 0 | 0 | 347.2567 | 308.7596 | 382.3788 | 143.6774 | 0.39025 | 0.39436 | 0.39015 | 0.38582 | 135.5155 | 121.7632 | 149.1855 | 55.4335
11 | 26 | 22 | 508.3927 | 520.7895 | 536.3581 | 549.7688 | 0 | 0 | 0 | 0 | 139.6436 | 217.2779 | 0 | 0 | 0 | 0 | 0 | 0 | 65.1164 | 29.7336 | 146.9673 | 146.9673 | 0 | 0 | 0 | 0 | 0 | 4.8623 | 30.7665 | 96.6847 | 0 | 0 | 0 | 0 | 303.6327 | 268.9157 | 358.6243 | 306.1169 | 0.38615 | 0.39118 | 0.3871 | 0.38217 | 117.2464 | 105.1941 | 138.8251 | 116.988
11 | 26 | 23 | 466.4422 | 478.3087 | 493.1033 | 505.8214 | 0 | 0 | 0 | 0 | 129.7736 | 205.9207 | 0 | 0 | 0 | 0 | 0 | 0 | 116.9355 | 24.0117 | 135.1188 | 135.1188 | 0 | 0 | 0 | 0 | 0 | 17.5347 | 130.9106 | 52.7368 | 0 | 0 | 0 | 0 | 219.7332 | 230.8416 | 227.074 | 317.9658 | 0.37881 | 0.38565 | 0.38202 | 0.38151 | 83.2378 | 89.0243 | 86.7478 | 121.3063
11 | 26 | 24 | 419.5375 | 429.1072 | 441.1416 | 451.3863 | 0 | 0 | 0 | 0 | 121.1831 | 190.5338 | 0 | 0 | 0 | 0 | 0 | 0 | 148.8369 | 24.025 | 127.3127 | 127.3127 | 0 | 0 | 0 | 0 | 0 | 33.0982 | 223.9918 | -1.9817 | 0 | 0 | 0 | 0 | 149.5174 | 181.4502 | 89.8371 | 326.0553 | 0.37303 | 0.37589 | 0.37336 | 0.37439 | 55.7742 | 68.2049 | 33.542 | 122.0721
11 | 27 | 1 | 393.2411 | 400.5487 | 409.9163 | 417.7307 | 0 | 0 | 0 | 0 | 114.5145 | 176.5791 | 0 | 0 | 0 | 0 | 0 | 0 | 166.7967 | 36.7193 | 126.6724 | 126.6724 | 0 | 0 | 0 | 0 | 0 | 23.7272 | 155.6666 | 28.7472 | 0 | 0 | 0 | 0 | 111.9299 | 163.5231 | 127.5773 | 262.311 | 0.3688 | 0.37024 | 0.36683 | 0.36949 | 41.2801 | 60.5428 | 46.7997 | 96.9221
11 | 27 | 2 | 377.2709 | 382.574 | 389.6654 | 395.4689 | 0 | 0 | 0 | 0 | 79.2392 | 184.4169 | 0 | 0 | 0 | 0 | 0 | 0 | 156.7914 | 35.0891 | 132.5707 | 132.5707 | 0 | 0 | 0 | 0 | 0 | 43.1789 | 204.2787 | -11.1737 | 0 | 0 | 0 | 0 | 141.2402 | 119.8892 | 52.816 | 274.072 | 0.36982 | 0.36893 | 0.36693 | 0.36762 | 52.2332 | 44.2302 | 19.38 | 100.7548
11 | 27 | 3 | 368.8668 | 372.4822 | 377.697 | 381.8651 | 0 | 0 | 0 | 0 | 66.0583 | 142.9772 | 0 | 0 | 0 | 0 | 0 | 0 | 159.7021 | 40.5377 | 150.5837 | 150.5837 | 0 | 0 | 0 | 0 | 0 | 5.1707 | -11.7483 | 4.0514 | 0 | 0 | 0 | 0 | 143.1064 | 183.7966 | 238.8616 | 227.23 | 0.37 | 0.37041 | 0.36674 | 0.36591 | 52.9495 | 68.0802 | 87.601 | 83.1458
11 | 27 | 4 | 366.4809 | 368.715 | 372.3956 | 375.2044 | 0 | 0 | 0 | 0 | 60.5417 | 148.9986 | 0 | 0 | 0 | 0 | 0 | 0 | 172.8608 | 54.1741 | 174.8575 | 174.8575 | 0 | 0 | 0 | 0 | 0 | 1.729 | -0.07113 | -0.25722 | 0 | 0 | 0 | 0 | 133.0783 | 163.8132 | 197.6092 | 200.6042 | 0.37047 | 0.36757 | 0.36593 | 0.36392 | 49.3021 | 60.2124 | 72.311 | 73.0046
11 | 27 | 5 | 376.7295 | 377.5205 | 379.642 | 381.0548 | 0 | 0 | 0 | 0 | 87.13 | 185.5266 | 0 | 0 | 0 | 0 | 0 | 0 | 181.5211 | 65.9849 | 203.2877 | 203.2877 | 0 | 0 | 0 | 0 | 0 | 25.1885 | -33.6277 | 81.7374 | 0 | 0 | 0 | 0 | 108.0784 | 100.8205 | 209.982 | 96.0297 | 0.3683 | 0.36546 | 0.36536 | 0.36382 | 39.8049 | 36.8455 | 76.7187 | 34.9377
11 | 27 | 6 | 410.2273 | 409.9207 | 411.0014 | 411.5207 | 0 | 0 | 0 | 0 | 119.9222 | 197.7659 | 0 | 0 | 0 | 0 | 0 | 0 | 207.5897 | 87.5202 | 210.4531 | 210.4531 | 0 | 0 | 0 | 0 | 0 | 27.9465 | 152.1221 | -60.7808 | 0 | 0 | 0 | 0 | 82.7155 | 96.6881 | 48.4262 | 261.8484 | 0.3671 | 0.37164 | 0.36654 | 0.36504 | 30.365 | 35.9327 | 17.75 | 95.5862
11 | 27 | 7 | 465.2899 | 465.1424 | 466.7974 | 468.0192 | 0 | 0 | 0 | 0 | 132.2385 | 166.8711 | 0 | 0 | 0 | 0 | 0 | 0 | 216.4999 | 102.4912 | 212.9848 | 212.9935 | 0 | 0 | 0 | 0 | 0 | 30.6266 | 250.0916 | 117.2479 | 0 | 0 | 0 | 0 | 116.5514 | 165.1535 | 3.7211 | 137.7779 | 0.37421 | 0.37971 | 0.37449 | 0.37153 | 43.6145 | 62.7111 | 1.3935 | 51.1885
11 | 27 | 8 | 492.0745 | 491.9282 | 494.0714 | 496.17 | 0 | 0 | 0 | 0 | 120.4487 | 115.1877 | 0 | 0 | 0 | 0 | 0 | 0 | 248.1166 | 166.7041 | 404.852 | 409.3111 | 0 | 0 | 0 | 0 | 0 | -18.8971 | -41.8371 | -35.8839 | 0 | 0 | 0 | 0 | 123.5092 | 228.9335 | 131.0566 | 122.7428 | 0.37146 | 0.3818 | 0.38331 | 0.37768 | 45.8792 | 87.4074 | 50.2355 | 46.3577
11 | 27 | 9 | 498.6105 | 499.0064 | 502.1454 | 505.5684 | 0 | 0 | 0 | 0 | 88.0987 | 105.0555 | 0 | 0 | 0 | 0 | 0 | 0 | 299.7817 | 288.7337 | 685.4588 | 701.9053 | 0 | 0 | 0 | 0 | 0 | -5.6896 | 6.7993 | -62.5546 | 0 | 0 | 0 | 0 | 110.73 | 110.9068 | -190.1127 | -133.7823 | 0.37123 | 0.22113 | 0.22 | 0.23066 | 41.1062 | 24.5252 | -41.8255 | -30.8576
11 | 27 | 10 | 506.0774 | 506.4496 | 509.5504 | 512.8855 | 0 | 0 | 0 | 0 | 54.6754 | 85.3617 | 0 | 0 | 0 | 0 | 0 | 0 | 322.231 | 361.9356 | 837.0805 | 862.6729 | 0 | 0 | 0 | 0 | 0 | -22.6907 | -152.1278 | -164.2015 | 0 | 0 | 0 | 0 | 129.171 | 81.843 | -175.4023 | -185.5859 | 0.3751 | 0.22969 | 0.22687 | 0.23713 | 48.4524 | 18.7983 | -39.7944 | -44.0078
11 | 27 | 11 | 508.7252 | 509.0273 | 511.8005 | 514.53 | 0 | 0 | 0 | 0 | 57.9862 | 92.117 | 0 | 0 | 0 | 0 | 0 | 0 | 355.7402 | 400.1894 | 886.6564 | 916.2458 | 0 | 0 | 0 | 0 | 0 | -24.3667 | -304.8744 | -198.1813 | 0 | 0 | 0 | 0 | 94.9988 | 41.0875 | -69.9815 | -203.5345 | 0.37749 | 0.2322 | 0.2322 | 0 | 35.8611 | 9.5406 | -16.2498 | 0
11 | 27 | 12 | 507.3407 | 507.7489 | 510.4408 | 512.8658 | 0 | 0 | 0 | 0 | 55.3302 | 83.3223 | 0 | 0 | 0 | 0 | 0 | 0 | 419.2171 | 505.4691 | 1054.3883 | 1091.8537 | 0 | 0 | 0 | 0 | 0 | -59.7175 | -348.555 | -359.1097 | 0 | 0 | 0 | 0 | 32.7933 | -21.325 | -195.3924 | -219.8782 | 0.38446 | 0.2322 | 0.2322 | 0 | 12.6077 | -4.9517 | -45.3704 | 0
11 | 27 | 13 | 505.0441 | 506.5629 | 510.4067 | 513.7755 | 0 | 0 | 0 | 0 | 54.8271 | 85.3965 | 0 | 0 | 0 | 0 | 0 | 0 | 467.6139 | 553.9537 | 1077.8788 | 1116.2689 | 0 | 0 | 0 | 0 | 0 | -56.8875 | -348.4294 | -374.1833 | 0 | 0 | 0 | 0 | -17.3969 | -75.8998 | -219.0427 | -228.3101 | 0.38397 | 0.2322 | 0.2322 | 0 | -6.68 | -17.624 | -50.862 | 0
11 | 27 | 14 | 505.1546 | 507.4483 | 512.1746 | 516.3573 | 0 | 0 | 0 | 0 | 54.2869 | 92.0603 | 0 | 0 | 0 | 0 | 0 | 0 | 487.6795 | 547.6709 | 1031.5519 | 1064.1459 | 0 | 0 | 0 | 0 | 0 | -61.2558 | -337.8572 | -322.1578 | 0 | 0 | 0 | 0 | -36.8117 | -71.027 | -181.5201 | -225.6308 | 0.38397 | 0.2322 | 0.2322 | 0 | -14.1348 | -16.4925 | -42.1492 | 0
11 | 27 | 15 | 504.9009 | 507.9535 | 513.4907 | 518.3614 | 0 | 0 | 0 | 0 | 58.8953 | 83.3223 | 0 | 0 | 0 | 0 | 0 | 0 | 451.1199 | 480.8711 | 881.4313 | 906.0586 | 0 | 0 | 0 | 0 | 0 | -36.2936 | -221.0698 | -280.9067 | 0 | 0 | 0 | 0 | -5.1143 | -19.9463 | -146.8708 | -106.7904 | 0.38285 | 0.2322 | 0.2322 | 0 | -1.958 | -4.6316 | -34.1036 | 0
11 | 27 | 16 | 501.3356 | 506.4665 | 514.2947 | 521.2116 | 0 | 0 | 0 | 0 | 71.6083 | 98.3943 | 0 | 0 | 0 | 0 | 0 | 0 | 380.9855 | 365.3294 | 691.9011 | 707.3106 | 0 | 0 | 0 | 0 | 0 | -9.5486 | -55.0142 | 26.1372 | 0 | 0 | 0 | 0 | 48.7417 | 52.2914 | -122.5921 | -212.2362 | 0.36639 | 0.37183 | 0.37526 | 0.38586 | 17.8585 | 19.4434 | -46.0036 | -81.8945
11 | 27 | 17 | 513.5701 | 520.2847 | 529.8621 | 538.2662 | 0 | 0 | 0 | 0 | 117.6576 | 139.2317 | 0 | 0 | 0 | 0 | 0 | 0 | 287.9895 | 192.7529 | 400.716 | 401.9694 | 0 | 0 | 0 | 0 | 0 | -8.9661 | -9.1503 | 11.8688 | 0 | 0 | 0 | 0 | 107.923 | 197.2662 | 138.2964 | 124.428 | 0.37929 | 0.39223 | 0.38711 | 0.38707 | 40.9338 | 77.3736 | 53.536 | 48.1628
11 | 27 | 18 | 574.492 | 585.2323 | 599.4594 | 611.9194 | 0 | 0 | 0 | 0 | 130.1507 | 179.5085 | 0 | 0 | 0 | 0 | 0 | 0 | 275.1421 | 164.8477 | 380.6981 | 380.6981 | 0 | 0 | 0 | 0 | 0 | -4.5673 | 6.9095 | 63.7009 | 0 | 0 | 0 | 0 | 169.1992 | 245.4434 | 211.8518 | 167.5204 | 0.38908 | 0.39443 | 0.3893 | 0.38442 | 65.8327 | 96.8107 | 82.475 | 64.3982
11 | 27 | 19 | 580.2327 | 593.0224 | 609.5082 | 623.9371 | 0 | 0 | 0 | 0 | 129.6716 | 202.7192 | 0 | 0 | 0 | 0 | 0 | 0 | 242.0019 | 144.0369 | 382.8013 | 382.8013 | 0 | 0 | 0 | 0 | 0 | -2.8427 | 49.6248 | 403.2279 | 0 | 0 | 0 | 0 | 208.5592 | 249.109 | 177.0821 | -162.0921 | 0.39237 | 0.3967 | 0.39262 | 0.38839 | 81.8332 | 98.8215 | 69.5256 | -62.9558
11 | 27 | 20 | 575.9223 | 589.3808 | 606.5041 | 621.4004 | 0 | 0 | 0 | 0 | 140.9636 | 197.6531 | 0 | 0 | 0 | 0 | 0 | 0 | 254.0934 | 153.395 | 363.2959 | 363.2959 | 0 | 0 | 0 | 0 | 0 | -4.3153 | 10.6252 | 102.3447 | 0 | 0 | 0 | 0 | 180.8653 | 242.648 | 232.583 | 155.7598 | 0.3924 | 0.39622 | 0.39194 | 0.38777 | 70.9721 | 96.143 | 91.1592 | 60.3992
11 | 27 | 21 | 557.1336 | 570.4059 | 587.1549 | 601.6154 | 0 | 0 | 0 | 0 | 144.9276 | 204.3972 | 0 | 0 | 0 | 0 | 0 | 0 | 251.7191 | 153.3306 | 360.779 | 360.779 | 0 | 0 | 0 | 0 | 0 | 4.8984 | 25.7168 | 278.4243 | 0 | 0 | 0 | 0 | 160.4869 | 207.7797 | 200.6592 | -37.5879 | 0.39025 | 0.39436 | 0.39015 | 0.38582 | 62.6294 | 81.9405 | 78.2874 | -14.5021
11 | 27 | 22 | 522.4245 | 535.2806 | 551.4061 | 565.2987 | 0 | 0 | 0 | 0 | 139.6436 | 217.2779 | 0 | 0 | 0 | 0 | 0 | 0 | 223.9932 | 134.946 | 368.0974 | 368.0974 | 0 | 0 | 0 | 0 | 0 | 4.8623 | 30.7665 | 96.6847 | 0 | 0 | 0 | 0 | 158.7876 | 178.1944 | 152.5422 | 100.5166 | 0.38615 | 0.39118 | 0.3871 | 0.38217 | 61.3151 | 69.7059 | 59.0498 | 38.4142
11 | 27 | 23 | 477.7728 | 490.0102 | 505.2545 | 518.3616 | 0 | 0 | 0 | 0 | 129.7736 | 205.9207 | 0 | 0 | 0 | 0 | 0 | 0 | 196.6044 | 121.4348 | 397.8205 | 397.8205 | 0 | 0 | 0 | 0 | 0 | 17.5347 | 130.9106 | 52.7368 | 0 | 0 | 0 | 0 | 151.3948 | 145.12 | -23.4766 | 67.8043 | 0.37881 | 0.38565 | 0.38202 | 0.38151 | 57.3503 | 55.9657 | -8.9687 | 25.8678
11 | 27 | 24 | 430.3604 | 440.2844 | 452.7484 | 463.3648 | 0 | 0 | 0 | 0 | 121.1831 | 190.5338 | 0 | 0 | 0 | 0 | 0 | 0 | 194.3374 | 126.6524 | 416.1391 | 416.1391 | 0 | 0 | 0 | 0 | 0 | 33.0982 | 223.9918 | -1.9817 | 0 | 0 | 0 | 0 | 114.8399 | 90 | -187.3825 | 49.2074 | 0.37303 | 0.37589 | 0.37336 | 0.37439 | 42.8385 | 33.8299 | -69.962 | 18.4228
11 | 28 | 1 | 397.8458 | 405.3042 | 414.8546 | 422.8271 | 0 | 0 | 0 | 0 | 114.5145 | 176.5791 | 0 | 0 | 0 | 0 | 0 | 0 | 189.6659 | 128.2681 | 391.1042 | 391.1042 | 0 | 0 | 0 | 0 | 0 | 23.7272 | 155.6666 | 28.7472 | 0 | 0 | 0 | 0 | 93.6654 | 76.7298 | -131.9163 | 2.9756 | 0.3688 | 0.37024 | 0.36683 | 0.36949 | 34.5441 | 28.4084 | -48.3913 | 1.0995
11 | 28 | 2 | 381.1324 | 386.5619 | 393.8065 | 399.7426 | 0 | 0 | 0 | 0 | 79.2392 | 184.4169 | 0 | 0 | 0 | 0 | 0 | 0 | 172.6192 | 122.2913 | 334.3657 | 334.3657 | 0 | 0 | 0 | 0 | 0 | 43.1789 | 204.2787 | -11.1737 | 0 | 0 | 0 | 0 | 129.2739 | 36.6749 | -144.8379 | 76.5507 | 0.36982 | 0.36893 | 0.36693 | 0.36762 | 47.8078 | 13.5303 | -53.146 | 28.1417
11 | 28 | 3 | 371.6405 | 375.3467 | 380.6716 | 384.935 | 0 | 0 | 0 | 0 | 66.0583 | 142.9772 | 0 | 0 | 0 | 0 | 0 | 0 | 143.7486 | 118.8824 | 296.0456 | 296.0456 | 0 | 0 | 0 | 0 | 0 | 5.1707 | -11.7483 | 4.0514 | 0 | 0 | 0 | 0 | 161.8336 | 108.3164 | 96.3743 | 84.8379 | 0.37 | 0.37041 | 0.36674 | 0.36591 | 59.8786 | 40.1215 | 35.3447 | 31.0431
11 | 28 | 4 | 369.4177 | 371.748 | 375.5452 | 378.4549 | 0 | 0 | 0 | 0 | 60.5417 | 148.9986 | 0 | 0 | 0 | 0 | 0 | 0 | 124.9561 | 117.2096 | 288.5627 | 288.5627 | 0 | 0 | 0 | 0 | 0 | 1.729 | -0.07113 | -0.25722 | 0 | 0 | 0 | 0 | 183.9199 | 103.8108 | 87.0536 | 90.1494 | 0.37047 | 0.36757 | 0.36593 | 0.36392 | 68.1376 | 38.1575 | 31.8555 | 32.8075
11 | 28 | 5 | 380.0108 | 380.9092 | 383.1609 | 384.6864 | 0 | 0 | 0 | 0 | 87.13 | 185.5266 | 0 | 0 | 0 | 0 | 0 | 0 | 145.1834 | 133.1487 | 304.516 | 304.516 | 0 | 0 | 0 | 0 | 0 | 25.1885 | -33.6277 | 81.7374 | 0 | 0 | 0 | 0 | 147.6975 | 37.0455 | 112.2726 | -1.567 | 0.3683 | 0.36546 | 0.36536 | 0.36382 | 54.3964 | 13.5385 | 41.0198 | -0.57011
11 | 28 | 6 | 412.8923 | 412.6729 | 413.8594 | 414.4702 | 0 | 0 | 0 | 0 | 119.9222 | 197.7659 | 0 | 0 | 0 | 0 | 0 | 0 | 148.4446 | 123.2151 | 343.8867 | 343.8867 | 0 | 0 | 0 | 0 | 0 | 27.9465 | 152.1221 | -60.7808 | 0 | 0 | 0 | 0 | 144.5255 | 63.7454 | -82.1495 | 131.3643 | 0.3671 | 0.37164 | 0.36654 | 0.36504 | 53.0556 | 23.6901 | -30.1109 | 47.9537
11 | 28 | 7 | 462.6612 | 462.4276 | 463.9783 | 465.1099 | 0 | 0 | 0 | 0 | 132.2385 | 166.8711 | 0 | 0 | 0 | 0 | 0 | 0 | 148.4248 | 117.3174 | 395.4988 | 395.5289 | 0 | 0 | 0 | 0 | 0 | 30.6266 | 250.0916 | 117.2479 | 0 | 0 | 0 | 0 | 181.9979 | 147.6125 | -181.6121 | -47.6669 | 0.37421 | 0.37971 | 0.37449 | 0.37153 | 68.1051 | 56.0506 | -68.0115 | -17.7096
11 | 28 | 8 | 495.9541 | 495.9347 | 498.232 | 500.4638 | 0 | 0 | 0 | 0 | 120.4487 | 115.1877 | 0 | 0 | 0 | 0 | 0 | 0 | 168.0996 | 195.6617 | 573.1414 | 578.3573 | 0 | 0 | 0 | 0 | 0 | -18.8971 | -41.8371 | -35.8839 | 0 | 0 | 0 | 0 | 207.4058 | 203.9825 | -33.0723 | -42.0097 | 0.37146 | 0.3818 | 0.38331 | 0.37768 | 77.0437 | 77.881 | -12.677 | -15.8663
11 | 28 | 9 | 508.0556 | 508.7607 | 512.2747 | 516.0219 | 0 | 0 | 0 | 0 | 88.0987 | 105.0555 | 0 | 0 | 0 | 0 | 0 | 0 | 203.9629 | 339.2781 | 860.9565 | 879.0759 | 0 | 0 | 0 | 0 | 0 | -5.6896 | 6.7993 | -62.5546 | 0 | 0 | 0 | 0 | 215.9939 | 70.1167 | -355.4812 | -300.4993 | 0.37123 | 0.22113 | 0.22 | 0.23066 | 80.1833 | 15.5052 | -78.2072 | -69.3119
11 | 28 | 10 | 513.8366 | 514.4628 | 517.8716 | 521.473 | 0 | 0 | 0 | 0 | 54.6754 | 85.3617 | 0 | 0 | 0 | 0 | 0 | 0 | 240.7098 | 459.2204 | 1078.3327 | 1109.1562 | 0 | 0 | 0 | 0 | 0 | -22.6907 | -152.1278 | -164.2015 | 0 | 0 | 0 | 0 | 218.4514 | -7.4286 | -408.3334 | -423.4816 | 0.3751 | 0.22969 | 0.22687 | 0.23713 | 81.9418 | -1.7063 | -92.6406 | -100.4198
11 | 28 | 11 | 518.3697 | 518.9875 | 522.1436 | 525.2043 | 0 | 0 | 0 | 0 | 57.9862 | 92.117 | 0 | 0 | 0 | 0 | 0 | 0 | 267.4409 | 539.4223 | 1199.5267 | 1239.0494 | 0 | 0 | 0 | 0 | 0 | -24.3667 | -304.8744 | -198.1813 | 0 | 0 | 0 | 0 | 192.9426 | -88.1851 | -372.5087 | -515.6639 | 0.37749 | 0.2322 | 0.2322 | 0 | 72.8339 | -20.4766 | -86.497 | 0
11 | 28 | 12 | 518.363 | 519.1321 | 522.2615 | 525.0649 | 0 | 0 | 0 | 0 | 55.3302 | 83.3223 | 0 | 0 | 0 | 0 | 0 | 0 | 292.2716 | 582.7494 | 1236.0692 | 1279.7651 | 0 | 0 | 0 | 0 | 0 | -59.7175 | -348.555 | -359.1097 | 0 | 0 | 0 | 0 | 170.7612 | -87.2222 | -365.2527 | -395.5904 | 0.38446 | 0.2322 | 0.2322 | 0 | 65.6507 | -20.2531 | -84.8122 | 0
11 | 28 | 13 | 508.6155 | 510.2511 | 514.2367 | 517.7282 | 0 | 0 | 0 | 0 | 54.8271 | 85.3965 | 0 | 0 | 0 | 0 | 0 | 0 | 281.6718 | 563.6479 | 1220.3035 | 1262.341 | 0 | 0 | 0 | 0 | 0 | -56.8875 | -348.4294 | -374.1833 | 0 | 0 | 0 | 0 | 172.1166 | -81.9057 | -357.6374 | -370.4295 | 0.38397 | 0.2322 | 0.2322 | 0 | 66.0884 | -19.0186 | -83.0439 | 0
11 | 28 | 14 | 509.9769 | 512.4285 | 517.3461 | 521.6944 | 0 | 0 | 0 | 0 | 54.2869 | 92.0603 | 0 | 0 | 0 | 0 | 0 | 0 | 253.8273 | 508.6152 | 1125.0823 | 1161.1003 | 0 | 0 | 0 | 0 | 0 | -61.2558 | -337.8572 | -322.1578 | 0 | 0 | 0 | 0 | 201.8627 | -26.9913 | -269.8789 | -317.248 | 0.38397 | 0.2322 | 0.2322 | 0 | 77.5102 | -6.2674 | -62.6663 | 0
11 | 28 | 15 | 507.3121 | 510.4436 | 516.0765 | 521.03 | 0 | 0 | 0 | 0 | 58.8953 | 83.3223 | 0 | 0 | 0 | 0 | 0 | 0 | 209.5322 | 416.2872 | 927.4019 | 955.1173 | 0 | 0 | 0 | 0 | 0 | -36.2936 | -221.0698 | -280.9067 | 0 | 0 | 0 | 0 | 238.8846 | 47.1276 | -190.2557 | -153.1806 | 0.38285 | 0.2322 | 0.2322 | 0 | 91.4567 | 10.9431 | -44.1776 | 0
11 | 28 | 16 | 502.242 | 507.4026 | 515.2668 | 522.2148 | 0 | 0 | 0 | 0 | 71.6083 | 98.3943 | 0 | 0 | 0 | 0 | 0 | 0 | 141.0029 | 253.9793 | 622.6756 | 637.104 | 0 | 0 | 0 | 0 | 0 | -9.5486 | -55.0142 | 26.1372 | 0 | 0 | 0 | 0 | 289.6308 | 164.5776 | -52.3946 | -141.0263 | 0.36639 | 0.37183 | 0.37526 | 0.38586 | 106.1177 | 61.1945 | -19.6615 | -54.4171
11 | 28 | 17 | 517.8848 | 524.7406 | 534.4893 | 543.0415 | 0 | 0 | 0 | 0 | 117.6576 | 139.2317 | 0 | 0 | 0 | 0 | 0 | 0 | 69.3702 | 79.147 | 265.3805 | 266.5863 | 0 | 0 | 0 | 0 | 0 | -8.9661 | -9.1503 | 11.8688 | 0 | 0 | 0 | 0 | 330.8569 | 315.328 | 278.2591 | 264.5865 | 0.37929 | 0.39223 | 0.38711 | 0.38707 | 125.4896 | 123.681 | 107.717 | 102.4144
11 | 28 | 18 | 574.9814 | 585.7378 | 599.9844 | 612.4612 | 0 | 0 | 0 | 0 | 130.1507 | 179.5085 | 0 | 0 | 0 | 0 | 0 | 0 | 53.3901 | 41.1236 | 162.2669 | 162.2669 | 0 | 0 | 0 | 0 | 0 | -4.5673 | 6.9095 | 63.7009 | 0 | 0 | 0 | 0 | 391.4406 | 369.6729 | 430.808 | 386.4934 | 0.38908 | 0.39443 | 0.3893 | 0.38442 | 152.3033 | 145.8108 | 167.7157 | 148.5757
11 | 28 | 19 | 576.5706 | 589.2405 | 605.581 | 619.8841 | 0 | 0 | 0 | 0 | 129.6716 | 202.7192 | 0 | 0 | 0 | 0 | 0 | 0 | 48.1871 | 36.501 | 160.0546 | 160.0546 | 0 | 0 | 0 | 0 | 0 | -2.8427 | 49.6248 | 403.2279 | 0 | 0 | 0 | 0 | 398.7119 | 352.863 | 395.9015 | 56.6016 | 0.39237 | 0.3967 | 0.39262 | 0.38839 | 156.4442 | 139.9807 | 155.438 | 21.9838
11 | 28 | 20 | 566.7854 | 579.9447 | 596.7054 | 611.288 | 0 | 0 | 0 | 0 | 140.9636 | 197.6531 | 0 | 0 | 0 | 0 | 0 | 0 | 45.7094 | 33.3613 | 154.2226 | 154.2226 | 0 | 0 | 0 | 0 | 0 | -4.3153 | 10.6252 | 102.3447 | 0 | 0 | 0 | 0 | 380.1124 | 353.2457 | 431.8576 | 354.7207 | 0.3924 | 0.39622 | 0.39194 | 0.38777 | 149.1572 | 139.9645 | 169.2634 | 137.5506
11 | 28 | 21 | 553.1272 | 566.2683 | 582.8583 | 597.1811 | 0 | 0 | 0 | 0 | 144.9276 | 204.3972 | 0 | 0 | 0 | 0 | 0 | 0 | 45.5 | 42.3072 | 172.1144 | 172.1144 | 0 | 0 | 0 | 0 | 0 | 4.8984 | 25.7168 | 278.4243 | 0 | 0 | 0 | 0 | 362.6995 | 314.6655 | 385.0271 | 146.6425 | 0.39025 | 0.39436 | 0.39015 | 0.38582 | 141.542 | 124.0922 | 150.2187 | 56.5775
11 | 28 | 22 | 522.6964 | 535.5614 | 551.6978 | 565.5996 | 0 | 0 | 0 | 0 | 139.6436 | 217.2779 | 0 | 0 | 0 | 0 | 0 | 0 | 45.5 | 40.3849 | 168.2698 | 168.2698 | 0 | 0 | 0 | 0 | 0 | 4.8623 | 30.7665 | 96.6847 | 0 | 0 | 0 | 0 | 337.5528 | 273.0364 | 352.6614 | 300.6452 | 0.38615 | 0.39118 | 0.3871 | 0.38217 | 130.3444 | 106.806 | 136.5169 | 114.8969
11 | 28 | 23 | 476.4494 | 488.6434 | 503.8352 | 516.8969 | 0 | 0 | 0 | 0 | 129.7736 | 205.9207 | 0 | 0 | 0 | 0 | 0 | 0 | 46.066 | 32.4 | 151.4888 | 151.4888 | 0 | 0 | 0 | 0 | 0 | 17.5347 | 130.9106 | 52.7368 | 0 | 0 | 0 | 0 | 300.6098 | 232.7881 | 221.4359 | 312.6713 | 0.37881 | 0.38565 | 0.38202 | 0.38151 | 113.8749 | 89.775 | 84.594 | 119.2864
11 | 28 | 24 | 432.3002 | 442.2877 | 454.8286 | 465.5116 | 0 | 0 | 0 | 0 | 121.1831 | 190.5338 | 0 | 0 | 0 | 0 | 0 | 0 | 56.9789 | 40.3448 | 151.7902 | 151.7902 | 0 | 0 | 0 | 0 | 0 | 33.0982 | 223.9918 | -1.9817 | 0 | 0 | 0 | 0 | 254.1382 | 178.3109 | 79.0466 | 315.7031 | 0.37303 | 0.37589 | 0.37336 | 0.37439 | 94.8007 | 67.0249 | 29.5132 | 118.1963
11 | 29 | 1 | 399.695 | 407.2139 | 416.8376 | 424.8736 | 0 | 0 | 0 | 0 | 114.5145 | 176.5791 | 0 | 0 | 0 | 0 | 0 | 0 | 93.8013 | 75.2223 | 169.3496 | 169.3496 | 0 | 0 | 0 | 0 | 0 | 23.7272 | 155.6666 | 28.7472 | 0 | 0 | 0 | 0 | 191.3792 | 131.6853 | 91.8214 | 226.7768 | 0.3688 | 0.37024 | 0.36683 | 0.36949 | 70.5812 | 48.7551 | 33.6832 | 83.7924
11 | 29 | 2 | 381.6943 | 387.1423 | 394.4092 | 400.3646 | 0 | 0 | 0 | 0 | 79.2392 | 184.4169 | 0 | 0 | 0 | 0 | 0 | 0 | 102.7877 | 88.6438 | 183.9846 | 183.9846 | 0 | 0 | 0 | 0 | 0 | 43.1789 | 204.2787 | -11.1737 | 0 | 0 | 0 | 0 | 199.6674 | 70.9028 | 6.1459 | 227.5537 | 0.36982 | 0.36893 | 0.36693 | 0.36762 | 73.8407 | 26.1579 | 2.2551 | 83.6537
11 | 29 | 3 | 372.2932 | 376.0207 | 381.3715 | 385.6573 | 0 | 0 | 0 | 0 | 66.0583 | 142.9772 | 0 | 0 | 0 | 0 | 0 | 0 | 103.5031 | 91.7632 | 191.0242 | 191.0242 | 0 | 0 | 0 | 0 | 0 | 5.1707 | -11.7483 | 4.0514 | 0 | 0 | 0 | 0 | 202.7318 | 136.1096 | 202.0956 | 190.5817 | 0.37 | 0.37041 | 0.36674 | 0.36591 | 75.011 | 50.4164 | 74.1173 | 69.7358
11 | 29 | 4 | 370.161 | 372.5156 | 376.3423 | 379.2775 | 0 | 0 | 0 | 0 | 60.5417 | 148.9986 | 0 | 0 | 0 | 0 | 0 | 0 | 106.7693 | 96.1127 | 200.0436 | 200.0436 | 0 | 0 | 0 | 0 | 0 | 1.729 | -0.07113 | -0.25722 | 0 | 0 | 0 | 0 | 202.85 | 125.6753 | 176.3698 | 179.4912 | 0.37047 | 0.36757 | 0.36593 | 0.36392 | 75.1507 | 46.1941 | 64.5389 | 65.3211
11 | 29 | 5 | 381.5881 | 382.5381 | 384.8524 | 386.432 | 0 | 0 | 0 | 0 | 87.13 | 185.5266 | 0 | 0 | 0 | 0 | 0 | 0 | 109.2594 | 96.9055 | 206.2027 | 206.2027 | 0 | 0 | 0 | 0 | 0 | 25.1885 | -33.6277 | 81.7374 | 0 | 0 | 0 | 0 | 185.1987 | 74.9175 | 212.2774 | 98.4919 | 0.3683 | 0.36546 | 0.36536 | 0.36382 | 68.208 | 27.3791 | 77.5573 | 35.8336
11 | 29 | 6 | 415.666 | 415.5374 | 416.834 | 417.54 | 0 | 0 | 0 | 0 | 119.9222 | 197.7659 | 0 | 0 | 0 | 0 | 0 | 0 | 110.5598 | 96.9775 | 208.9385 | 208.9385 | 0 | 0 | 0 | 0 | 0 | 27.9465 | 152.1221 | -60.7808 | 0 | 0 | 0 | 0 | 185.184 | 92.8475 | 55.7734 | 269.3824 | 0.3671 | 0.37164 | 0.36654 | 0.36504 | 67.9814 | 34.5055 | 20.4431 | 98.3364
11 | 29 | 7 | 468.8613 | 468.8307 | 470.6274 | 471.9719 | 0 | 0 | 0 | 0 | 132.2385 | 166.8711 | 0 | 0 | 0 | 0 | 0 | 0 | 111.5357 | 105.1951 | 218.9579 | 219.0143 | 0 | 0 | 0 | 0 | 0 | 30.6266 | 250.0916 | 117.2479 | 0 | 0 | 0 | 0 | 225.0871 | 166.1379 | 1.578 | 135.7097 | 0.37421 | 0.37971 | 0.37449 | 0.37153 | 84.2295 | 63.0849 | 0.59092 | 50.4201
11 | 29 | 8 | 501.8823 | 502.0569 | 504.5895 | 507.0249 | 0 | 0 | 0 | 0 | 120.4487 | 115.1877 | 0 | 0 | 0 | 0 | 0 | 0 | 164.6712 | 215.5457 | 453.965 | 462.3969 | 0 | 0 | 0 | 0 | 0 | -18.8971 | -41.8371 | -35.8839 | 0 | 0 | 0 | 0 | 216.7624 | 190.2207 | 92.4616 | 80.5119 | 0.37146 | 0.3818 | 0.38331 | 0.37768 | 80.5193 | 72.6268 | 35.4416 | 30.4079
11 | 29 | 9 | 508.5813 | 509.3037 | 512.8385 | 516.6038 | 0 | 0 | 0 | 0 | 88.0987 | 105.0555 | 0 | 0 | 0 | 0 | 0 | 0 | 229.1069 | 374.5781 | 793.8225 | 817.3452 | 0 | 0 | 0 | 0 | 0 | -5.6896 | 6.7993 | -62.5546 | 0 | 0 | 0 | 0 | 191.3757 | 35.3597 | -287.7833 | -238.1868 | 0.37123 | 0.22113 | 0.22 | 0.23066 | 71.0443 | 7.8192 | -63.3135 | -54.9391
11 | 29 | 10 | 514.8337 | 515.4925 | 518.9409 | 522.5766 | 0 | 0 | 0 | 0 | 54.6754 | 85.3617 | 0 | 0 | 0 | 0 | 0 | 0 | 267.3234 | 479.7347 | 1010.8237 | 1045.2571 | 0 | 0 | 0 | 0 | 0 | -22.6907 | -152.1278 | -164.2015 | 0 | 0 | 0 | 0 | 192.8349 | -26.9132 | -339.7551 | -358.479 | 0.3751 | 0.22969 | 0.22687 | 0.23713 | 72.3329 | -6.1816 | -77.0819 | -85.0058
11 | 29 | 11 | 519.8201 | 520.4853 | 523.699 | 526.8094 | 0 | 0 | 0 | 0 | 57.9862 | 92.117 | 0 | 0 | 0 | 0 | 0 | 0 | 274.4733 | 516.8352 | 1116.219 | 1154.2213 | 0 | 0 | 0 | 0 | 0 | -24.3667 | -304.8744 | -198.1813 | 0 | 0 | 0 | 0 | 187.3605 | -64.1001 | -287.6457 | -429.2306 | 0.37749 | 0.2322 | 0.2322 | 0 | 70.7267 | -14.8841 | -66.7917 | 0
11 | 29 | 12 | 518.6531 | 519.4316 | 522.5726 | 525.386 | 0 | 0 | 0 | 0 | 55.3302 | 83.3223 | 0 | 0 | 0 | 0 | 0 | 0 | 293.2176 | 579.2176 | 1237.0911 | 1280.3389 | 0 | 0 | 0 | 0 | 0 | -59.7175 | -348.555 | -359.1097 | 0 | 0 | 0 | 0 | 170.1053 | -83.3908 | -365.9635 | -395.8433 | 0.38446 | 0.2322 | 0.2322 | 0 | 65.3985 | -19.3634 | -84.9772 | 0
11 | 29 | 13 | 511.8062 | 513.5463 | 517.6585 | 521.2595 | 0 | 0 | 0 | 0 | 54.8271 | 85.3965 | 0 | 0 | 0 | 0 | 0 | 0 | 293.7823 | 588.7858 | 1249.6191 | 1293.8122 | 0 | 0 | 0 | 0 | 0 | -56.8875 | -348.4294 | -374.1833 | 0 | 0 | 0 | 0 | 163.1967 | -103.7485 | -383.5312 | -398.3694 | 0.38397 | 0.2322 | 0.2322 | 0 | 62.6634 | -24.0905 | -89.0565 | 0
11 | 29 | 14 | 512.2612 | 514.7875 | 519.7958 | 524.2225 | 0 | 0 | 0 | 0 | 54.2869 | 92.0603 | 0 | 0 | 0 | 0 | 0 | 0 | 277.6307 | 546.1563 | 1187.6898 | 1227.2466 | 0 | 0 | 0 | 0 | 0 | -61.2558 | -337.8572 | -322.1578 | 0 | 0 | 0 | 0 | 180.3435 | -62.1733 | -330.0367 | -380.8662 | 0.38397 | 0.2322 | 0.2322 | 0 | 69.2474 | -14.4367 | -76.635 | 0
11 | 29 | 15 | 506.3875 | 509.4888 | 515.085 | 520.0067 | 0 | 0 | 0 | 0 | 58.8953 | 83.3223 | 0 | 0 | 0 | 0 | 0 | 0 | 240.3362 | 456.2348 | 1052.0308 | 1081.6024 | 0 | 0 | 0 | 0 | 0 | -36.2936 | -221.0698 | -280.9067 | 0 | 0 | 0 | 0 | 207.156 | 6.2252 | -315.8761 | -280.6889 | 0.38285 | 0.2322 | 0.2322 | 0 | 79.3094 | 1.4455 | -73.3469 | 0
11 | 29 | 16 | 503.4929 | 508.6945 | 516.6083 | 523.5993 | 0 | 0 | 0 | 0 | 71.6083 | 98.3943 | 0 | 0 | 0 | 0 | 0 | 0 | 190.6425 | 322.4259 | 762.2913 | 778.5045 | 0 | 0 | 0 | 0 | 0 | -9.5486 | -55.0142 | 26.1372 | 0 | 0 | 0 | 0 | 241.242 | 97.4229 | -190.6688 | -281.0424 | 0.36639 | 0.37183 | 0.37526 | 0.38586 | 88.3886 | 36.2246 | -71.5499 | -108.4444
11 | 29 | 17 | 518.7912 | 525.6767 | 535.4614 | 544.0448 | 0 | 0 | 0 | 0 | 117.6576 | 139.2317 | 0 | 0 | 0 | 0 | 0 | 0 | 133.332 | 164.086 | 394.9114 | 396.4103 | 0 | 0 | 0 | 0 | 0 | -8.9661 | -9.1503 | 11.8688 | 0 | 0 | 0 | 0 | 267.8015 | 231.3251 | 149.7002 | 135.7656 | 0.37929 | 0.39223 | 0.38711 | 0.38707 | 101.5735 | 90.7326 | 57.9505 | 52.5513
11 | 29 | 18 | 574.1838 | 584.914 | 599.1289 | 611.5783 | 0 | 0 | 0 | 0 | 130.1507 | 179.5085 | 0 | 0 | 0 | 0 | 0 | 0 | 137.0322 | 148.5464 | 283.0105 | 283.0105 | 0 | 0 | 0 | 0 | 0 | -4.5673 | 6.9095 | 63.7009 | 0 | 0 | 0 | 0 | 307.0009 | 261.4264 | 309.2089 | 264.867 | 0.38908 | 0.39443 | 0.3893 | 0.38442 | 119.4491 | 103.1149 | 120.3766 | 101.8201
11 | 29 | 19 | 577.9484 | 590.6634 | 607.0586 | 621.409 | 0 | 0 | 0 | 0 | 129.6716 | 202.7192 | 0 | 0 | 0 | 0 | 0 | 0 | 127.8913 | 142.5686 | 283.8297 | 283.8297 | 0 | 0 | 0 | 0 | 0 | -2.8427 | 49.6248 | 403.2279 | 0 | 0 | 0 | 0 | 320.3856 | 248.2183 | 273.604 | -65.6486 | 0.39237 | 0.3967 | 0.39262 | 0.38839 | 125.711 | 98.4682 | 107.4219 | -25.4976
11 | 29 | 20 | 566.2053 | 579.3456 | 596.0832 | 610.6459 | 0 | 0 | 0 | 0 | 140.9636 | 197.6531 | 0 | 0 | 0 | 0 | 0 | 0 | 116.6108 | 137.8741 | 283.6401 | 283.6401 | 0 | 0 | 0 | 0 | 0 | -4.3153 | 10.6252 | 102.3447 | 0 | 0 | 0 | 0 | 308.6309 | 248.1338 | 301.8179 | 224.6611 | 0.3924 | 0.39622 | 0.39194 | 0.38777 | 121.1077 | 98.3166 | 118.2953 | 87.1172
11 | 29 | 21 | 553.0003 | 566.1372 | 582.7222 | 597.0407 | 0 | 0 | 0 | 0 | 144.9276 | 204.3972 | 0 | 0 | 0 | 0 | 0 | 0 | 113.1372 | 134.7934 | 277.5183 | 277.5183 | 0 | 0 | 0 | 0 | 0 | 4.8984 | 25.7168 | 278.4243 | 0 | 0 | 0 | 0 | 294.9355 | 222.0483 | 279.4871 | 41.0982 | 0.39025 | 0.39436 | 0.39015 | 0.38582 | 115.0974 | 87.5675 | 109.0422 | 15.8565
11 | 29 | 22 | 522.1525 | 534.9997 | 551.1145 | 564.9977 | 0 | 0 | 0 | 0 | 139.6436 | 217.2779 | 0 | 0 | 0 | 0 | 0 | 0 | 119.8141 | 131.9294 | 255.4486 | 255.4486 | 0 | 0 | 0 | 0 | 0 | 4.8623 | 30.7665 | 96.6847 | 0 | 0 | 0 | 0 | 262.6948 | 180.9302 | 264.8994 | 212.8645 | 0.38615 | 0.39118 | 0.3871 | 0.38217 | 101.4384 | 70.7761 | 102.5438 | 81.3499
11 | 29 | 23 | 475.8511 | 488.0256 | 503.1937 | 516.2348 | 0 | 0 | 0 | 0 | 129.7736 | 205.9207 | 0 | 0 | 0 | 0 | 0 | 0 | 130.5076 | 136.7989 | 252.075 | 252.075 | 0 | 0 | 0 | 0 | 0 | 17.5347 | 130.9106 | 52.7368 | 0 | 0 | 0 | 0 | 215.5699 | 127.7713 | 120.208 | 211.4229 | 0.37881 | 0.38565 | 0.38202 | 0.38151 | 81.6607 | 49.2752 | 45.9224 | 80.6594
11 | 29 | 24 | 430.6505 | 440.584 | 453.0594 | 463.6858 | 0 | 0 | 0 | 0 | 121.1831 | 190.5338 | 0 | 0 | 0 | 0 | 0 | 0 | 121.5327 | 127.0243 | 267.3841 | 267.3841 | 0 | 0 | 0 | 0 | 0 | 33.0982 | 223.9918 | -1.9817 | 0 | 0 | 0 | 0 | 187.9346 | 89.9276 | -38.3164 | 198.2834 | 0.37303 | 0.37589 | 0.37336 | 0.37439 | 70.1049 | 33.8027 | -14.306 | 74.2355
11 | 30 | 1 | 398.571 | 406.0531 | 415.6322 | 423.6296 | 0 | 0 | 0 | 0 | 114.5145 | 176.5791 | 0 | 0 | 0 | 0 | 0 | 0 | 124.843 | 124.9505 | 309.3042 | 309.3042 | 0 | 0 | 0 | 0 | 0 | 23.7272 | 155.6666 | 28.7472 | 0 | 0 | 0 | 0 | 159.2135 | 80.7963 | -49.3386 | 85.5781 | 0.3688 | 0.37024 | 0.36683 | 0.36949 | 58.7184 | 29.914 | -18.0991 | 31.6205
11 | 30 | 2 | 381.4224 | 386.8615 | 394.1176 | 400.0637 | 0 | 0 | 0 | 0 | 79.2392 | 184.4169 | 0 | 0 | 0 | 0 | 0 | 0 | 129.381 | 119.5009 | 315.7325 | 315.7325 | 0 | 0 | 0 | 0 | 0 | 43.1789 | 204.2787 | -11.1737 | 0 | 0 | 0 | 0 | 172.8022 | 39.7649 | -125.8936 | 95.5049 | 0.36982 | 0.36893 | 0.36693 | 0.36762 | 63.9054 | 14.6703 | -46.1947 | 35.1097
11 | 30 | 3 | 372.0575 | 375.7773 | 381.1188 | 385.3964 | 0 | 0 | 0 | 0 | 66.0583 | 142.9772 | 0 | 0 | 0 | 0 | 0 | 0 | 131.5098 | 113.7927 | 300.1509 | 300.1509 | 0 | 0 | 0 | 0 | 0 | 5.1707 | -11.7483 | 4.0514 | 0 | 0 | 0 | 0 | 174.4895 | 113.8368 | 92.7162 | 81.1941 | 0.37 | 0.37041 | 0.36674 | 0.36591 | 64.5613 | 42.1663 | 34.0031 | 29.7098
11 | 30 | 4 | 369.8528 | 372.1973 | 376.0118 | 378.9364 | 0 | 0 | 0 | 0 | 60.5417 | 148.9986 | 0 | 0 | 0 | 0 | 0 | 0 | 147.4478 | 114.6677 | 262.8088 | 262.8088 | 0 | 0 | 0 | 0 | 0 | 1.729 | -0.07113 | -0.25722 | 0 | 0 | 0 | 0 | 161.8634 | 106.802 | 113.274 | 116.3848 | 0.37047 | 0.36757 | 0.36593 | 0.36392 | 59.9662 | 39.2569 | 41.4503 | 42.3552
11 | 30 | 5 | 379.6483 | 380.5348 | 382.7721 | 384.2852 | 0 | 0 | 0 | 0 | 87.13 | 185.5266 | 0 | 0 | 0 | 0 | 0 | 0 | 147.3205 | 111.2998 | 209.1666 | 209.1666 | 0 | 0 | 0 | 0 | 0 | 25.1885 | -33.6277 | 81.7374 | 0 | 0 | 0 | 0 | 145.1978 | 58.5199 | 207.2332 | 93.3811 | 0.3683 | 0.36546 | 0.36536 | 0.36382 | 53.4758 | 21.3865 | 75.7144 | 33.9741
11 | 30 | 6 | 408.777 | 408.423 | 409.4461 | 409.9156 | 0 | 0 | 0 | 0 | 119.9222 | 197.7659 | 0 | 0 | 0 | 0 | 0 | 0 | 122.6069 | 97.2698 | 184.2628 | 184.2628 | 0 | 0 | 0 | 0 | 0 | 27.9465 | 152.1221 | -60.7808 | 0 | 0 | 0 | 0 | 166.248 | 85.4407 | 73.0612 | 286.4336 | 0.3671 | 0.37164 | 0.36654 | 0.36504 | 61.0299 | 31.7528 | 26.7797 | 104.5609
11 | 30 | 7 | 457.8752 | 457.4849 | 458.8457 | 459.8129 | 0 | 0 | 0 | 0 | 132.2385 | 166.8711 | 0 | 0 | 0 | 0 | 0 | 0 | 115.7004 | 98.9884 | 187.8269 | 187.8271 | 0 | 0 | 0 | 0 | 0 | 30.6266 | 250.0916 | 117.2479 | 0 | 0 | 0 | 0 | 209.9363 | 160.9989 | 20.9272 | 154.7379 | 0.37421 | 0.37971 | 0.37449 | 0.37153 | 78.5599 | 61.1335 | 7.837 | 57.4896
11 | 30 | 8 | 492.7453 | 492.6209 | 494.7908 | 496.9124 | 0 | 0 | 0 | 0 | 120.4487 | 115.1877 | 0 | 0 | 0 | 0 | 0 | 0 | 106.7536 | 113.8433 | 269.1279 | 270.1495 | 0 | 0 | 0 | 0 | 0 | -18.8971 | -41.8371 | -35.8839 | 0 | 0 | 0 | 0 | 265.543 | 282.487 | 267.4999 | 262.6468 | 0.37146 | 0.3818 | 0.38331 | 0.37768 | 98.6396 | 107.8543 | 102.5359 | 99.1969
11 | 30 | 9 | 509.8141 | 510.5768 | 514.1605 | 517.9682 | 0 | 0 | 0 | 0 | 88.0987 | 105.0555 | 0 | 0 | 0 | 0 | 0 | 0 | 111.2493 | 173.0181 | 424.3669 | 430.8477 | 0 | 0 | 0 | 0 | 0 | -5.6896 | 6.7993 | -62.5546 | 0 | 0 | 0 | 0 | 310.4661 | 238.1927 | 82.9943 | 149.6751 | 0.37123 | 0.22113 | 0.22 | 0.23066 | 115.2542 | 52.6724 | 18.2591 | 34.5234
11 | 30 | 10 | 522.5385 | 523.4495 | 527.2037 | 531.1039 | 0 | 0 | 0 | 0 | 54.6754 | 85.3617 | 0 | 0 | 0 | 0 | 0 | 0 | 139.1062 | 236.5238 | 621.1469 | 633.6583 | 0 | 0 | 0 | 0 | 0 | -22.6907 | -152.1278 | -164.2015 | 0 | 0 | 0 | 0 | 328.7568 | 224.2547 | 58.1846 | 61.6472 | 0.3751 | 0.22969 | 0.22687 | 0.23713 | 123.3177 | 51.5086 | 13.2006 | 14.6183
11 | 30 | 11 | 525.2043 | 526.0459 | 529.4732 | 532.7685 | 0 | 0 | 0 | 0 | 57.9862 | 92.117 | 0 | 0 | 0 | 0 | 0 | 0 | 184.3113 | 291.5689 | 726.0005 | 742.0726 | 0 | 0 | 0 | 0 | 0 | -24.3667 | -304.8744 | -198.1813 | 0 | 0 | 0 | 0 | 282.9068 | 166.7267 | 108.3471 | -11.1228 | 0.37749 | 0.2322 | 0.2322 | 0 | 106.7945 | 38.7141 | 25.1583 | 0
11 | 30 | 12 | 519.5958 | 520.4052 | 523.5835 | 526.4293 | 0 | 0 | 0 | 0 | 55.3302 | 83.3223 | 0 | 0 | 0 | 0 | 0 | 0 | 212.1158 | 329.929 | 765.4989 | 783.3937 | 0 | 0 | 0 | 0 | 0 | -59.7175 | -348.555 | -359.1097 | 0 | 0 | 0 | 0 | 252.1498 | 166.8713 | 106.6397 | 102.1454 | 0.38446 | 0.2322 | 0.2322 | 0 | 96.9413 | 38.7476 | 24.7619 | 0
11 | 30 | 13 | 516.2296 | 518.1145 | 522.4023 | 526.1552 | 0 | 0 | 0 | 0 | 54.8271 | 85.3965 | 0 | 0 | 0 | 0 | 0 | 0 | 201.3553 | 318.0917 | 715.4951 | 732.3118 | 0 | 0 | 0 | 0 | 0 | -56.8875 | -348.4294 | -374.1833 | 0 | 0 | 0 | 0 | 260.0472 | 171.5139 | 155.3366 | 168.0267 | 0.38397 | 0.2322 | 0.2322 | 0 | 99.8516 | 39.8257 | 36.0694 | 0
11 | 30 | 14 | 517.446 | 520.1421 | 525.3562 | 529.961 | 0 | 0 | 0 | 0 | 54.2869 | 92.0603 | 0 | 0 | 0 | 0 | 0 | 0 | 197.1977 | 313.9331 | 727.4935 | 743.889 | 0 | 0 | 0 | 0 | 0 | -61.2558 | -337.8572 | -322.1578 | 0 | 0 | 0 | 0 | 265.9614 | 175.4045 | 135.7199 | 108.2298 | 0.38397 | 0.2322 | 0.2322 | 0 | 102.1225 | 40.7291 | 31.5144 | 0
11 | 30 | 15 | 508.3998 | 511.5669 | 517.243 | 522.2338 | 0 | 0 | 0 | 0 | 58.8953 | 83.3223 | 0 | 0 | 0 | 0 | 0 | 0 | 183.5823 | 291.6086 | 711.0982 | 725.9163 | 0 | 0 | 0 | 0 | 0 | -36.2936 | -221.0698 | -280.9067 | 0 | 0 | 0 | 0 | 265.9222 | 172.9296 | 27.2146 | 77.2243 | 0.38285 | 0.2322 | 0.2322 | 0 | 101.808 | 40.1544 | 6.3193 | 0
11 | 30 | 16 | 504.1818 | 509.4059 | 517.3471 | 524.3617 | 0 | 0 | 0 | 0 | 71.6083 | 98.3943 | 0 | 0 | 0 | 0 | 0 | 0 | 165.3607 | 226.8766 | 558.772 | 568.4554 | 0 | 0 | 0 | 0 | 0 | -9.5486 | -55.0142 | 26.1372 | 0 | 0 | 0 | 0 | 267.2128 | 193.6836 | 13.5893 | -70.2308 | 0.36639 | 0.37183 | 0.37526 | 0.38586 | 97.904 | 72.017 | 5.0995 | -27.0996
11 | 30 | 17 | 522.3082 | 529.3089 | 539.2331 | 547.9373 | 0 | 0 | 0 | 0 | 117.6576 | 139.2317 | 0 | 0 | 0 | 0 | 0 | 0 | 95.667 | 97.9508 | 260.641 | 261.6293 | 0 | 0 | 0 | 0 | 0 | -8.9661 | -9.1503 | 11.8688 | 0 | 0 | 0 | 0 | 308.9836 | 301.0924 | 287.7424 | 274.4392 | 0.37929 | 0.39223 | 0.38711 | 0.38707 | 117.1933 | 118.0974 | 111.3881 | 106.2281
11 | 30 | 18 | 567.7299 | 578.2489 | 592.2076 | 604.4354 | 0 | 0 | 0 | 0 | 130.1507 | 179.5085 | 0 | 0 | 0 | 0 | 0 | 0 | 111.8198 | 92.4699 | 186.3868 | 186.3868 | 0 | 0 | 0 | 0 | 0 | -4.5673 | 6.9095 | 63.7009 | 0 | 0 | 0 | 0 | 325.7595 | 310.8377 | 398.9113 | 354.3477 | 0.38908 | 0.39443 | 0.3893 | 0.38442 | 126.7478 | 122.6043 | 155.2981 | 136.2183
11 | 30 | 19 | 568.322 | 580.7218 | 596.7349 | 610.7548 | 0 | 0 | 0 | 0 | 129.6716 | 202.7192 | 0 | 0 | 0 | 0 | 0 | 0 | 121.0254 | 99.5491 | 220.9258 | 220.9258 | 0 | 0 | 0 | 0 | 0 | -2.8427 | 49.6248 | 403.2279 | 0 | 0 | 0 | 0 | 317.625 | 281.2963 | 326.1843 | -13.3989 | 0.39237 | 0.3967 | 0.39262 | 0.38839 | 124.6278 | 111.5902 | 128.0658 | -5.2041
11 | 30 | 20 | 549.0372 | 561.6156 | 577.6718 | 591.6449 | 0 | 0 | 0 | 0 | 140.9636 | 197.6531 | 0 | 0 | 0 | 0 | 0 | 0 | 125.6634 | 111.1096 | 244.36 | 244.36 | 0 | 0 | 0 | 0 | 0 | -4.3153 | 10.6252 | 102.3447 | 0 | 0 | 0 | 0 | 282.4102 | 257.1682 | 322.6866 | 244.9402 | 0.3924 | 0.39622 | 0.39194 | 0.38777 | 110.8186 | 101.8963 | 126.4746 | 94.9809
11 | 30 | 21 | 541.0171 | 553.7618 | 569.8711 | 583.7781 | 0 | 0 | 0 | 0 | 144.9276 | 204.3972 | 0 | 0 | 0 | 0 | 0 | 0 | 137.6811 | 123.0707 | 242.7737 | 242.7737 | 0 | 0 | 0 | 0 | 0 | 4.8984 | 25.7168 | 278.4243 | 0 | 0 | 0 | 0 | 258.4083 | 221.3955 | 301.3806 | 62.5802 | 0.39025 | 0.39436 | 0.39015 | 0.38582 | 100.8428 | 87.31 | 117.584 | 24.1447
11 | 30 | 22 | 518.5268 | 531.2553 | 547.2261 | 560.9848 | 0 | 0 | 0 | 0 | 139.6436 | 217.2779 | 0 | 0 | 0 | 0 | 0 | 0 | 143.6858 | 132.8639 | 240.1289 | 240.1289 | 0 | 0 | 0 | 0 | 0 | 4.8623 | 30.7665 | 96.6847 | 0 | 0 | 0 | 0 | 235.1974 | 176.2512 | 276.3307 | 224.1713 | 0.38615 | 0.39118 | 0.3871 | 0.38217 | 90.8204 | 68.9457 | 106.9689 | 85.671
11 | 30 | 23 | 480.6009 | 492.9308 | 508.2874 | 521.4917 | 0 | 0 | 0 | 0 | 129.7736 | 205.9207 | 0 | 0 | 0 | 0 | 0 | 0 | 124.2358 | 138.7011 | 270.9634 | 270.9634 | 0 | 0 | 0 | 0 | 0 | 17.5347 | 130.9106 | 52.7368 | 0 | 0 | 0 | 0 | 226.5915 | 130.7743 | 106.4134 | 197.7915 | 0.37881 | 0.38565 | 0.38202 | 0.38151 | 85.8358 | 50.4333 | 40.6526 | 75.4589
11 | 30 | 24 | 441.3465 | 451.6301 | 464.5301 | 475.5238 | 0 | 0 | 0 | 0 | 121.1831 | 190.5338 | 0 | 0 | 0 | 0 | 0 | 0 | 129.4052 | 155.0186 | 289.802 | 289.802 | 0 | 0 | 0 | 0 | 0 | 33.0982 | 223.9918 | -1.9817 | 0 | 0 | 0 | 0 | 190.7582 | 72.9796 | -49.2636 | 187.7035 | 0.37303 | 0.37589 | 0.37336 | 0.37439 | 71.1582 | 27.4321 | -18.3933 | 70.2745
12 | 1 | 1 | 408.2092 | 414.7251 | 423.2228 | 430.1908 | 0 | 0 | 0 | 0 | 148.4932 | 206.601 | 0 | 0 | 0 | 0 | 0 | 0 | 155.9938 | 180.2712 | 301.0072 | 301.0072 | 0 | 0 | 0 | 0 | 0 | 65.4166 | 166.4182 | 7.1083 | 0 | 0 | 0 | 0 | 103.7221 | -37.5638 | -44.2026 | 122.0752 | 0.36727 | 0.38821 | 0.38242 | 0.37348 | 38.0945 | -14.5825 | -16.9041 | 45.5927
12 | 1 | 2 | 385.6829 | 390.0305 | 396.0667 | 400.8877 | 0 | 0 | 0 | 0 | 130.4417 | 175.8001 | 0 | 0 | 0 | 0 | 0 | 0 | 173.8536 | 195.3804 | 314.742 | 314.742 | 0 | 0 | 0 | 0 | 0 | 8.9396 | 37.1486 | 0 | 0 | 0 | 0 | 0 | 81.3876 | 9.9104 | 44.1761 | 86.1457 | 0.36484 | 0.38864 | 0.38295 | 0.37206 | 29.6934 | 3.8515 | 16.9173 | 32.051
12 | 1 | 3 | 375.3124 | 377.7295 | 381.6201 | 384.5756 | 0 | 0 | 0 | 0 | 108.8141 | 152.4994 | 0 | 0 | 0 | 0 | 0 | 0 | 165.8478 | 190.2218 | 330.8588 | 330.8588 | 0 | 0 | 0 | 0 | 0 | -1.4804 | -38.7292 | 64.9372 | 0 | 0 | 0 | 0 | 100.6504 | 36.4887 | 89.4905 | -11.2204 | 0.36527 | 0.38758 | 0.38231 | 0.37011 | 36.7644 | 14.1423 | 34.2132 | -4.1528
12 | 1 | 4 | 370.4498 | 371.3721 | 373.5964 | 375.0801 | 0 | 0 | 0 | 0 | 80.2777 | 161.0638 | 0 | 0 | 0 | 0 | 0 | 0 | 176.367 | 203.0111 | 351.3305 | 351.3305 | 0 | 0 | 0 | 0 | 0 | -2.1576 | -35.9212 | -40.6321 | 0 | 0 | 0 | 0 | 113.8051 | 9.4549 | 58.1871 | 64.3817 | 0.36475 | 0.38634 | 0.38116 | 0.36859 | 41.5107 | 3.6528 | 22.1785 | 23.7303
12 | 1 | 5 | 372.6914 | 372.3251 | 373.1422 | 373.3845 | 0 | 0 | 0 | 0 | 100.4631 | 184.07 | 0 | 0 | 0 | 0 | 0 | 0 | 197.135 | 219.608 | 361.5103 | 361.5103 | 0 | 0 | 0 | 0 | 0 | 49.6726 | 0 | 0 | 0 | 0 | 0 | 0 | 75.0932 | -81.0255 | 11.6319 | 11.8742 | 0.36472 | 0.38369 | 0.37873 | 0.36539 | 27.388 | -31.0884 | 4.4054 | 4.3387
12 | 1 | 6 | 386.3649 | 384.34 | 383.4363 | 382.2108 | 0 | 0 | 0 | 0 | 129.9434 | 199.0885 | 0 | 0 | 0 | 0 | 0 | 0 | 164.063 | 195.7366 | 370.0881 | 370.0881 | 0 | 0 | 0 | 0 | 0 | 5.2971 | 221.7878 | -93.7943 | 0 | 0 | 0 | 0 | 92.3586 | -15.7822 | -208.4397 | 105.917 | 0.36467 | 0.38225 | 0.37475 | 0.36382 | 33.6804 | -6.0327 | -78.1121 | 38.535
12 | 1 | 7 | 406.6624 | 404.0348 | 402.7629 | 401.4615 | 0 | 0 | 0 | 0 | 132.1986 | 201.2953 | 0 | 0 | 0 | 0 | 0 | 0 | 155.8121 | 189.5875 | 372.7723 | 372.8218 | 0 | 0 | 0 | 0 | 0 | 52.6486 | 141.4773 | 248.3446 | 0 | 0 | 0 | 0 | 118.6517 | -39.4965 | -111.4867 | -219.705 | 0.36466 | 0.38514 | 0.37677 | 0.36382 | 43.2678 | -15.2119 | -42.0049 | -79.9336
12 | 1 | 8 | 420.8531 | 418.3662 | 417.7313 | 417.4984 | 0 | 0 | 0 | 0 | 111.0028 | 149.2972 | 0 | 0 | 0 | 0 | 0 | 0 | 203.1557 | 299.7653 | 599.4788 | 607.4099 | 0 | 0 | 0 | 0 | 0 | -13.8334 | -53.7317 | -115.9934 | 0 | 0 | 0 | 0 | 106.6946 | -16.863 | -128.0158 | -73.9182 | 0.36774 | 0.38205 | 0.37719 | 0.38148 | 39.2361 | -6.4424 | -48.2867 | -28.1984
12 | 1 | 9 | 449.0536 | 447.9717 | 449.4026 | 451.473 | 0 | 0 | 0 | 0 | 67.4795 | 122.7044 | 0 | 0 | 0 | 0 | 0 | 0 | 280.1302 | 471.6533 | 965.0501 | 987.8633 | 0 | 0 | 0 | 0 | 0 | -11.6667 | -15.9385 | 106.9733 | 0 | 0 | 0 | 0 | 101.4439 | -134.7193 | -499.709 | -643.3636 | 0.37162 | 0.36395 | 0.36521 | 0.3937 | 37.6982 | -49.0315 | -182.4982 | -253.2904
12 | 1 | 10 | 460.9469 | 459.9128 | 461.3893 | 463.4292 | 0 | 0 | 0 | 0 | 57.1476 | 101.2997 | 0 | 0 | 0 | 0 | 0 | 0 | 332.8202 | 575.3304 | 1120.7085 | 1153.8884 | 0 | 0 | 0 | 0 | 0 | -18.5313 | -304.6724 | -414.8997 | 0 | 0 | 0 | 0 | 70.9791 | -198.186 | -354.6468 | -275.5595 | 0.37666 | 0.38397 | 0.38397 | 0 | 26.7353 | -76.0981 | -136.1754 | 0
12 | 1 | 11 | 467.8513 | 466.8163 | 468.0179 | 469.4483 | 0 | 0 | 0 | 0 | 53.7264 | 83.0236 | 0 | 0 | 0 | 0 | 0 | 0 | 391.2013 | 668.9164 | 1232.2771 | 1274.1787 | 0 | 0 | 0 | 0 | 0 | -64.4518 | -351 | -351 | 0 | 0 | 0 | 0 | 22.9236 | -220.6719 | -413.2592 | -453.7303 | 0.38397 | 0.38397 | 0.38397 | 0 | 8.8021 | -84.732 | -158.6811 | 0
12 | 1 | 12 | 464.4861 | 463.3489 | 464.2068 | 465.0711 | 0 | 0 | 0 | 0 | 48.641 | 76.8363 | 0 | 0 | 0 | 0 | 0 | 0 | 448.1725 | 714.3263 | 1238.2312 | 1282.2054 | 0 | 0 | 0 | 0 | 0 | -63.1215 | -351 | -351 | 0 | 0 | 0 | 0 | -32.3275 | -264.6922 | -423.0244 | -466.1344 | 0.38397 | 0.38397 | 0.38397 | 0 | -12.4129 | -101.6346 | -162.4306 | 0
12 | 1 | 13 | 459.6166 | 459.4637 | 461.3079 | 462.951 | 0 | 0 | 0 | 0 | 48.5757 | 76.8554 | 0 | 0 | 0 | 0 | 0 | 0 | 496.6884 | 751.8891 | 1250.3078 | 1293.9585 | 0 | 0 | 0 | 0 | 0 | -63.1215 | -351 | -365.4815 | 0 | 0 | 0 | 0 | -85.6475 | -306.1593 | -437.9999 | -465.5261 | 0.38397 | 0.38397 | 0.38397 | 0 | -32.8865 | -117.5569 | -168.1809 | 0
12 | 1 | 14 | 450.7115 | 451.0019 | 453.3323 | 455.448 | 0 | 0 | 0 | 0 | 48.5073 | 77.7542 | 0 | 0 | 0 | 0 | 0 | 0 | 475.7044 | 704.7552 | 1134.6875 | 1174.8731 | 0 | 0 | 0 | 0 | 0 | -63.1215 | -351 | -351 | 0 | 0 | 0 | 0 | -73.5002 | -268.3861 | -330.3552 | -368.4251 | 0.38397 | 0.38397 | 0.38397 | 0 | -28.2222 | -103.053 | -126.848 | 0
12 | 1 | 15 | 444.6167 | 445.5918 | 448.6274 | 451.3391 | 0 | 0 | 0 | 0 | 53.2244 | 70.3813 | 0 | 0 | 0 | 0 | 0 | 0 | 404.111 | 602.9261 | 1007.6735 | 1039.073 | 0 | 0 | 0 | 0 | 0 | -34.5655 | -49.5948 | -302.4251 | 0 | 0 | 0 | 0 | -12.7187 | -193.1501 | -509.4514 | -285.3088 | 0.38397 | 0.38397 | 0.38397 | 0 | -4.8836 | -74.1644 | -195.6164 | 0
12 | 1 | 16 | 448.5831 | 451.8604 | 457.4565 | 462.4413 | 0 | 0 | 0 | 0 | 84.2992 | 113.313 | 0 | 0 | 0 | 0 | 0 | 0 | 339.0261 | 466.7615 | 738.1163 | 755.4798 | 0 | 0 | 0 | 0 | 0 | -3.1215 | -4.2915 | 52.8001 | 0 | 0 | 0 | 0 | 25.2578 | -125.0926 | -276.3683 | -345.8385 | 0.37613 | 0.37654 | 0.3735 | 0.38586 | 9.5003 | -47.1023 | -103.2234 | -133.4469
12 | 1 | 17 | 474.2513 | 479.0833 | 486.4354 | 492.8893 | 0 | 0 | 0 | 0 | 124.7186 | 168.0677 | 0 | 0 | 0 | 0 | 0 | 0 | 258.7196 | 285.8955 | 401.18 | 402.529 | 0 | 0 | 0 | 0 | 0 | 2.0813 | -24.8614 | 320.4564 | 0 | 0 | 0 | 0 | 90.8131 | 23.0389 | 110.1168 | -230.0961 | 0.36823 | 0.38625 | 0.38886 | 0.38905 | 33.4405 | 8.8987 | 42.82 | -89.5198
12 | 1 | 18 | 534.842 | 543.6453 | 555.5839 | 566.0348 | 0 | 0 | 0 | 0 | 133.0093 | 204.42 | 0 | 0 | 0 | 0 | 0 | 0 | 251.0983 | 258.2376 | 316.4847 | 316.4847 | 0 | 0 | 0 | 0 | 0 | -13.0905 | -34.164 | 199.7742 | 0 | 0 | 0 | 0 | 150.7343 | 94.0782 | 273.2632 | 49.7759 | 0.38392 | 0.39924 | 0.39333 | 0.38256 | 57.8703 | 37.5597 | 107.4823 | 19.0423
12 | 1 | 19 | 541.1221 | 551.9414 | 566.0952 | 578.4653 | 0 | 0 | 0 | 0 | 138.4947 | 212.7377 | 0 | 0 | 0 | 0 | 0 | 0 | 198.941 | 219.2586 | 308.2923 | 308.2923 | 0 | 0 | 0 | 0 | 0 | 33.0025 | 157.6674 | 436.8692 | 0 | 0 | 0 | 0 | 203.6864 | 86.9426 | 100.1354 | -166.6962 | 0.38563 | 0.40066 | 0.39478 | 0.38374 | 78.5475 | 34.8347 | 39.5312 | -63.9688
12 | 1 | 20 | 534.0877 | 545.2715 | 559.7059 | 572.2153 | 0 | 0 | 0 | 0 | 139.9176 | 211.7194 | 0 | 0 | 0 | 0 | 0 | 0 | 162.7935 | 189.2505 | 306.7959 | 306.7959 | 0 | 0 | 0 | 0 | 0 | 13.1264 | 93.6132 | 117 | 0 | 0 | 0 | 0 | 231.3767 | 131.1752 | 159.2967 | 148.4194 | 0.38498 | 0.40006 | 0.39435 | 0.38314 | 89.0764 | 52.478 | 62.819 | 56.8662
12 | 1 | 21 | 521.9567 | 533.0199 | 547.1591 | 559.2765 | 0 | 0 | 0 | 0 | 142.4821 | 223.9535 | 0 | 0 | 0 | 0 | 0 | 0 | 173.7546 | 181.1203 | 308.5129 | 308.5129 | 0 | 0 | 0 | 0 | 0 | 13.0833 | 94.3417 | 117 | 0 | 0 | 0 | 0 | 205.7201 | 114.8628 | 144.3045 | 133.7635 | 0.38362 | 0.39918 | 0.39347 | 0.3819 | 78.9185 | 45.8508 | 56.7788 | 51.0839
12 | 1 | 22 | 505.424 | 516.4821 | 530.5136 | 542.5016 | 0 | 0 | 0 | 0 | 145.9474 | 217.1991 | 0 | 0 | 0 | 0 | 0 | 0 | 218.1901 | 175.9023 | 308.5241 | 308.5241 | 0 | 0 | 0 | 0 | 0 | 0 | 94.9289 | 38.9455 | 0 | 0 | 0 | 0 | 141.2864 | 123.3807 | 127.0606 | 195.0319 | 0.37803 | 0.39555 | 0.3898 | 0.38045 | 53.4108 | 48.8033 | 49.5288 | 74.2006
12 | 1 | 23 | 467.8087 | 478.5299 | 492.021 | 503.5254 | 0 | 0 | 0 | 0 | 146.7699 | 247.129 | 0 | 0 | 0 | 0 | 0 | 0 | 214.5884 | 143.737 | 272.3193 | 272.3193 | 0 | 0 | 0 | 0 | 0 | 16.6719 | 291.6567 | 0 | 0 | 0 | 0 | 0 | 106.4504 | 70.992 | -71.955 | 231.2061 | 0.36992 | 0.3904 | 0.38503 | 0.37684 | 39.3776 | 27.7155 | -27.7049 | 87.1287
12 | 1 | 24 | 432.1902 | 440.8681 | 451.9184 | 461.2227 | 0 | 0 | 0 | 0 | 109.1445 | 180.0818 | 0 | 0 | 0 | 0 | 0 | 0 | 203.7786 | 119.5106 | 252.0619 | 252.0619 | 0 | 0 | 0 | 0 | 0 | 0 | 95.3969 | 0 | 0 | 0 | 0 | 0 | 119.2671 | 141.2757 | 104.4596 | 209.1608 | 0.36541 | 0.38531 | 0.38012 | 0.36918 | 43.5814 | 54.4352 | 39.7076 | 77.2183
12 | 2 | 1 | 401.157 | 407.4421 | 415.6599 | 422.3857 | 0 | 0 | 0 | 0 | 148.4932 | 206.601 | 0 | 0 | 0 | 0 | 0 | 0 | 195.3447 | 97.5162 | 269.2056 | 269.2056 | 0 | 0 | 0 | 0 | 0 | 65.4166 | 166.4182 | 7.1083 | 0 | 0 | 0 | 0 | 57.3191 | 37.9083 | -19.9639 | 146.0718 | 0.36727 | 0.38821 | 0.38242 | 0.37348 | 21.0518 | 14.7162 | -7.6347 | 54.5549
12 | 2 | 2 | 382.5647 | 386.8103 | 392.7227 | 397.4366 | 0 | 0 | 0 | 0 | 130.4417 | 175.8001 | 0 | 0 | 0 | 0 | 0 | 0 | 196.5326 | 94.2309 | 288.1151 | 288.1151 | 0 | 0 | 0 | 0 | 0 | 8.9396 | 37.1486 | 0 | 0 | 0 | 0 | 0 | 55.5904 | 107.8397 | 67.459 | 109.3216 | 0.36484 | 0.38864 | 0.38295 | 0.37206 | 20.2816 | 41.9103 | 25.8335 | 40.6737
12 | 2 | 3 | 370.617 | 372.8804 | 376.5847 | 379.3789 | 0 | 0 | 0 | 0 | 108.8141 | 152.4994 | 0 | 0 | 0 | 0 | 0 | 0 | 191.5935 | 97.2365 | 334.8075 | 334.8075 | 0 | 0 | 0 | 0 | 0 | -1.4804 | -38.7292 | 64.9372 | 0 | 0 | 0 | 0 | 70.2094 | 124.6249 | 80.5063 | -20.3658 | 0.36527 | 0.38758 | 0.38231 | 0.37011 | 25.6452 | 48.3023 | 30.7785 | -7.5376
12 | 2 | 4 | 366.3889 | 367.1783 | 369.2414 | 370.5857 | 0 | 0 | 0 | 0 | 80.2777 | 161.0638 | 0 | 0 | 0 | 0 | 0 | 0 | 176.8817 | 98.4343 | 362.814 | 362.814 | 0 | 0 | 0 | 0 | 0 | -2.1576 | -35.9212 | -40.6321 | 0 | 0 | 0 | 0 | 109.2296 | 109.8379 | 42.3486 | 48.4037 | 0.36475 | 0.38634 | 0.38116 | 0.36859 | 39.8417 | 42.4351 | 16.1415 | 17.841
12 | 2 | 5 | 365.5305 | 364.9298 | 365.4627 | 365.4591 | 0 | 0 | 0 | 0 | 100.4631 | 184.07 | 0 | 0 | 0 | 0 | 0 | 0 | 164.6254 | 97.4864 | 378.9787 | 378.9787 | 0 | 0 | 0 | 0 | 0 | 49.6726 | 0 | 0 | 0 | 0 | 0 | 0 | 100.4419 | 33.7008 | -13.516 | -13.5196 | 0.36472 | 0.38369 | 0.37873 | 0.36539 | 36.6331 | 12.9305 | -5.1189 | -4.9399
12 | 2 | 6 | 375.0888 | 372.6947 | 371.3434 | 369.7308 | 0 | 0 | 0 | 0 | 129.9434 | 199.0885 | 0 | 0 | 0 | 0 | 0 | 0 | 152.1095 | 92.3284 | 371.9033 | 371.9033 | 0 | 0 | 0 | 0 | 0 | 5.2971 | 221.7878 | -93.7943 | 0 | 0 | 0 | 0 | 93.0358 | 75.9807 | -222.3477 | 91.6218 | 0.36467 | 0.38225 | 0.37475 | 0.36382 | 33.9274 | 29.0434 | -83.3241 | 33.3341
12 | 2 | 7 | 387.2464 | 383.9831 | 381.9406 | 379.9726 | 0 | 0 | 0 | 0 | 132.1986 | 201.2953 | 0 | 0 | 0 | 0 | 0 | 0 | 132.0199 | 103.5859 | 390.4813 | 390.5303 | 0 | 0 | 0 | 0 | 0 | 52.6486 | 141.4773 | 248.3446 | 0 | 0 | 0 | 0 | 123.0278 | 26.4534 | -150.018 | -258.9024 | 0.36466 | 0.38514 | 0.37677 | 0.36382 | 44.8636 | 10.1884 | -56.5223 | -94.1945
12 | 2 | 8 | 398.3371 | 395.113 | 393.5845 | 392.5784 | 0 | 0 | 0 | 0 | 111.0028 | 149.2972 | 0 | 0 | 0 | 0 | 0 | 0 | 181.8266 | 197.6092 | 547.4766 | 555.2219 | 0 | 0 | 0 | 0 | 0 | -13.8334 | -53.7317 | -115.9934 | 0 | 0 | 0 | 0 | 105.5076 | 62.04 | -100.1604 | -46.6501 | 0.36774 | 0.38205 | 0.37719 | 0.38148 | 38.7996 | 23.7021 | -37.7798 | -17.7962
12 | 2 | 9 | 420.7182 | 418.7087 | 419.015 | 420.1124 | 0 | 0 | 0 | 0 | 67.4795 | 122.7044 | 0 | 0 | 0 | 0 | 0 | 0 | 268.0633 | 360.1565 | 859.0163 | 882.1913 | 0 | 0 | 0 | 0 | 0 | -11.6667 | -15.9385 | 106.9733 | 0 | 0 | 0 | 0 | 85.1754 | -52.4855 | -424.0628 | -569.0522 | 0.37162 | 0.36395 | 0.36521 | 0.3937 | 31.6525 | -19.1022 | -154.8716 | -224.0342
12 | 2 | 10 | 435.4033 | 433.533 | 433.9956 | 435.1585 | 0 | 0 | 0 | 0 | 57.1476 | 101.2997 | 0 | 0 | 0 | 0 | 0 | 0 | 313.1609 | 466.6696 | 996.863 | 1030.7379 | 0 | 0 | 0 | 0 | 0 | -18.5313 | -304.6724 | -414.8997 | 0 | 0 | 0 | 0 | 65.0948 | -115.905 | -258.1949 | -180.6798 | 0.37666 | 0.38397 | 0.38397 | 0 | 24.5189 | -44.5044 | -99.1403 | 0
12 | 2 | 11 | 441.6188 | 439.7251 | 439.8855 | 440.4152 | 0 | 0 | 0 | 0 | 53.7264 | 83.0236 | 0 | 0 | 0 | 0 | 0 | 0 | 339.393 | 518.3117 | 1077.7889 | 1117.7817 | 0 | 0 | 0 | 0 | 0 | -64.4518 | -351 | -351 | 0 | 0 | 0 | 0 | 48.4993 | -97.1584 | -286.9034 | -326.3665 | 0.38397 | 0.38397 | 0.38397 | 0 | 18.6225 | -37.3062 | -110.1636 | 0
12 | 2 | 12 | 440.973 | 439.0661 | 438.9907 | 439.0475 | 0 | 0 | 0 | 0 | 48.641 | 76.8363 | 0 | 0 | 0 | 0 | 0 | 0 | 346.9923 | 551.517 | 1191.9106 | 1235.2105 | 0 | 0 | 0 | 0 | 0 | -63.1215 | -351 | -351 | 0 | 0 | 0 | 0 | 45.3396 | -126.1658 | -401.9199 | -445.1629 | 0.38397 | 0.38397 | 0.38397 | 0 | 17.4093 | -48.4442 | -154.3271 | 0
12 | 2 | 13 | 439.0947 | 438.2701 | 439.2997 | 440.2381 | 0 | 0 | 0 | 0 | 48.5757 | 76.8554 | 0 | 0 | 0 | 0 | 0 | 0 | 346.3918 | 559.3896 | 1221.073 | 1265.121 | 0 | 0 | 0 | 0 | 0 | -63.1215 | -351 | -365.4815 | 0 | 0 | 0 | 0 | 44.1272 | -134.8535 | -430.7733 | -459.4014 | 0.38397 | 0.38397 | 0.38397 | 0 | 16.9437 | -51.7801 | -165.406 | 0
12 | 2 | 14 | 436.6435 | 436.4734 | 438.2454 | 439.878 | 0 | 0 | 0 | 0 | 48.5073 | 77.7542 | 0 | 0 | 0 | 0 | 0 | 0 | 320.7325 | 505.882 | 1161.1963 | 1199.2875 | 0 | 0 | 0 | 0 | 0 | -63.1215 | -351 | -351 | 0 | 0 | 0 | 0 | 67.4036 | -84.0414 | -371.951 | -408.4094 | 0.38397 | 0.38397 | 0.38397 | 0 | 25.8813 | -32.2696 | -142.8197 | 0
12 | 2 | 15 | 433.7212 | 434.3397 | 436.9428 | 439.2804 | 0 | 0 | 0 | 0 | 53.2244 | 70.3813 | 0 | 0 | 0 | 0 | 0 | 0 | 305.1565 | 439.9724 | 1048.6392 | 1080.0359 | 0 | 0 | 0 | 0 | 0 | -34.5655 | -49.5948 | -302.4251 | 0 | 0 | 0 | 0 | 75.3404 | -41.4485 | -562.1016 | -338.3303 | 0.38397 | 0.38397 | 0.38397 | 0 | 28.9288 | -15.9151 | -215.8328 | 0
12 | 2 | 16 | 438.3221 | 441.2635 | 446.4524 | 451.0849 | 0 | 0 | 0 | 0 | 84.2992 | 113.313 | 0 | 0 | 0 | 0 | 0 | 0 | 252.7231 | 295.267 | 771.8353 | 788.8018 | 0 | 0 | 0 | 0 | 0 | -3.1215 | -4.2915 | 52.8001 | 0 | 0 | 0 | 0 | 101.2998 | 35.805 | -321.0914 | -390.517 | 0.37613 | 0.37654 | 0.3735 | 0.38586 | 38.1022 | 13.482 | -119.9274 | -150.6867
12 | 2 | 17 | 469.3927 | 474.0658 | 481.225 | 487.512 | 0 | 0 | 0 | 0 | 124.7186 | 168.0677 | 0 | 0 | 0 | 0 | 0 | 0 | 194.5284 | 135.8203 | 435.7353 | 437.2061 | 0 | 0 | 0 | 0 | 0 | 2.0813 | -24.8614 | 320.4564 | 0 | 0 | 0 | 0 | 150.1458 | 168.0965 | 70.3511 | -270.1504 | 0.36823 | 0.38625 | 0.38886 | 0.38905 | 55.2888 | 64.9267 | 27.3567 | -105.103
12 | 2 | 18 | 542.8006 | 551.8644 | 564.1188 | 574.843 | 0 | 0 | 0 | 0 | 133.0093 | 204.42 | 0 | 0 | 0 | 0 | 0 | 0 | 175.3851 | 92.7618 | 346.0829 | 346.0829 | 0 | 0 | 0 | 0 | 0 | -13.0905 | -34.164 | 199.7742 | 0 | 0 | 0 | 0 | 234.4062 | 267.7731 | 252.2 | 28.986 | 0.38392 | 0.39924 | 0.39333 | 0.38256 | 89.9938 | 106.9055 | 99.1975 | 11.0889
12 | 2 | 19 | 550.0052 | 561.1153 | 575.6217 | 588.2969 | 0 | 0 | 0 | 0 | 138.4947 | 212.7377 | 0 | 0 | 0 | 0 | 0 | 0 | 181.6889 | 96.5031 | 345.9172 | 345.9172 | 0 | 0 | 0 | 0 | 0 | 33.0025 | 157.6674 | 436.8692 | 0 | 0 | 0 | 0 | 229.8216 | 218.8721 | 72.0371 | -194.4895 | 0.38563 | 0.40066 | 0.39478 | 0.38374 | 88.626 | 87.6938 | 28.4386 | -74.6343
12 | 2 | 20 | 548.2101 | 559.8562 | 574.8511 | 587.8455 | 0 | 0 | 0 | 0 | 139.9176 | 211.7194 | 0 | 0 | 0 | 0 | 0 | 0 | 164.7765 | 91.4511 | 332.2475 | 332.2475 | 0 | 0 | 0 | 0 | 0 | 13.1264 | 93.6132 | 117 | 0 | 0 | 0 | 0 | 243.5161 | 243.5592 | 148.9903 | 138.598 | 0.38498 | 0.40006 | 0.39435 | 0.38314 | 93.7498 | 97.4385 | 58.7546 | 53.1031
12 | 2 | 21 | 532.2901 | 543.6916 | 558.241 | 570.7132 | 0 | 0 | 0 | 0 | 142.4821 | 223.9535 | 0 | 0 | 0 | 0 | 0 | 0 | 138.3719 | 92.0223 | 331.1548 | 331.1548 | 0 | 0 | 0 | 0 | 0 | 13.0833 | 94.3417 | 117 | 0 | 0 | 0 | 0 | 251.4362 | 214.6326 | 132.7444 | 122.5583 | 0.38362 | 0.39918 | 0.39347 | 0.3819 | 96.4562 | 85.6768 | 52.2303 | 46.8046
12 | 2 | 22 | 495.9063 | 506.6529 | 520.3066 | 531.9678 | 0 | 0 | 0 | 0 | 145.9474 | 217.1991 | 0 | 0 | 0 | 0 | 0 | 0 | 129.9761 | 94.2642 | 317.696 | 317.696 | 0 | 0 | 0 | 0 | 0 | 0 | 94.9289 | 38.9455 | 0 | 0 | 0 | 0 | 219.9828 | 195.1896 | 107.6817 | 175.3263 | 0.37803 | 0.39555 | 0.3898 | 0.38045 | 83.1605 | 77.2074 | 41.9748 | 66.7035
12 | 2 | 23 | 455.8617 | 466.1919 | 479.2088 | 490.3029 | 0 | 0 | 0 | 0 | 146.7699 | 247.129 | 0 | 0 | 0 | 0 | 0 | 0 | 134.5561 | 94.6838 | 294.8831 | 294.8831 | 0 | 0 | 0 | 0 | 0 | 16.6719 | 291.6567 | 0 | 0 | 0 | 0 | 0 | 174.5357 | 107.7072 | -107.331 | 195.4198 | 0.36992 | 0.3904 | 0.38503 | 0.37684 | 64.5634 | 42.0492 | -41.3257 | 73.6429
12 | 2 | 24 | 413.5355 | 421.6028 | 431.9127 | 440.5765 | 0 | 0 | 0 | 0 | 109.1445 | 180.0818 | 0 | 0 | 0 | 0 | 0 | 0 | 149.222 | 103.237 | 284.444 | 284.444 | 0 | 0 | 0 | 0 | 0 | 0 | 95.3969 | 0 | 0 | 0 | 0 | 0 | 155.169 | 138.2839 | 52.0718 | 156.1325 | 0.36541 | 0.38531 | 0.38012 | 0.36918 | 56.7003 | 53.2824 | 19.7937 | 57.6412
12 | 3 | 1 | 385.0767 | 390.8354 | 398.4149 | 404.5886 | 0 | 0 | 0 | 0 | 148.4932 | 206.601 | 0 | 0 | 0 | 0 | 0 | 0 | 150.7354 | 98.453 | 273.0555 | 273.0555 | 0 | 0 | 0 | 0 | 0 | 65.4166 | 166.4182 | 7.1083 | 0 | 0 | 0 | 0 | 85.8481 | 20.3648 | -41.0587 | 124.4248 | 0.36727 | 0.38821 | 0.38242 | 0.37348 | 31.5298 | 7.9057 | -15.7018 | 46.4702
12 | 3 | 2 | 367.6447 | 371.4018 | 376.722 | 380.9236 | 0 | 0 | 0 | 0 | 130.4417 | 175.8001 | 0 | 0 | 0 | 0 | 0 | 0 | 167.7731 | 100.8904 | 252.3229 | 252.3229 | 0 | 0 | 0 | 0 | 0 | 8.9396 | 37.1486 | 0 | 0 | 0 | 0 | 0 | 69.4299 | 85.7717 | 87.2505 | 128.6007 | 0.36484 | 0.38864 | 0.38295 | 0.37206 | 25.3307 | 33.334 | 33.4127 | 47.8466
12 | 3 | 3 | 360.0297 | 361.9466 | 365.2306 | 367.6613 | 0 | 0 | 0 | 0 | 108.8141 | 152.4994 | 0 | 0 | 0 | 0 | 0 | 0 | 175.3003 | 99.8918 | 241.8852 | 241.8852 | 0 | 0 | 0 | 0 | 0 | -1.4804 | -38.7292 | 64.9372 | 0 | 0 | 0 | 0 | 75.9153 | 111.0357 | 162.0746 | 60.8389 | 0.36527 | 0.38758 | 0.38231 | 0.37011 | 27.7294 | 43.0354 | 61.9629 | 22.5171
12 | 3 | 4 | 361.2222 | 361.8425 | 363.7005 | 364.8673 | 0 | 0 | 0 | 0 | 80.2777 | 161.0638 | 0 | 0 | 0 | 0 | 0 | 0 | 192.3732 | 106.2372 | 235.3397 | 235.3397 | 0 | 0 | 0 | 0 | 0 | -2.1576 | -35.9212 | -40.6321 | 0 | 0 | 0 | 0 | 88.5713 | 96.6992 | 164.282 | 170.1597 | 0.36475 | 0.38634 | 0.38116 | 0.36859 | 32.3066 | 37.3591 | 62.6173 | 62.7188
12 | 3 | 5 | 372.4013 | 372.0255 | 372.8312 | 373.0635 | 0 | 0 | 0 | 0 | 100.4631 | 184.07 | 0 | 0 | 0 | 0 | 0 | 0 | 201.5807 | 102.3097 | 222.4524 | 222.4524 | 0 | 0 | 0 | 0 | 0 | 49.6726 | 0 | 0 | 0 | 0 | 0 | 0 | 70.3575 | 35.9732 | 150.3788 | 150.6111 | 0.36472 | 0.38369 | 0.37873 | 0.36539 | 25.6608 | 13.8024 | 56.9531 | 55.0318
12 | 3 | 6 | 398.5113 | 396.884 | 396.4623 | 395.654 | 0 | 0 | 0 | 0 | 129.9434 | 199.0885 | 0 | 0 | 0 | 0 | 0 | 0 | 202.1 | 97.8098 | 213.589 | 213.589 | 0 | 0 | 0 | 0 | 0 | 5.2971 | 221.7878 | -93.7943 | 0 | 0 | 0 | 0 | 66.4679 | 94.6886 | -38.9145 | 275.8592 | 0.36467 | 0.38225 | 0.37475 | 0.36382 | 24.2389 | 36.1944 | -14.5831 | 100.3637
12 | 3 | 7 | 451.9484 | 450.8031 | 451.3287 | 451.5823 | 0 | 0 | 0 | 0 | 132.1986 | 201.2953 | 0 | 0 | 0 | 0 | 0 | 0 | 199.8213 | 112.5562 | 235.4224 | 235.4665 | 0 | 0 | 0 | 0 | 0 | 52.6486 | 141.4773 | 248.3446 | 0 | 0 | 0 | 0 | 119.9285 | 84.3031 | 74.4291 | -32.2288 | 0.36466 | 0.38514 | 0.37677 | 0.36382 | 43.7334 | 32.4689 | 28.0427 | -11.7256
12 | 3 | 8 | 480.3159 | 479.7754 | 481.5007 | 483.3096 | 0 | 0 | 0 | 0 | 111.0028 | 149.2972 | 0 | 0 | 0 | 0 | 0 | 0 | 252.533 | 242.6463 | 504.9223 | 514.365 | 0 | 0 | 0 | 0 | 0 | -13.8334 | -53.7317 | -115.9934 | 0 | 0 | 0 | 0 | 116.7801 | 101.6652 | 30.3101 | 84.9379 | 0.36774 | 0.38205 | 0.37719 | 0.38148 | 42.945 | 38.8408 | 11.4328 | 32.4023
12 | 3 | 9 | 488.4477 | 488.6554 | 491.6498 | 495.0729 | 0 | 0 | 0 | 0 | 67.4795 | 122.7044 | 0 | 0 | 0 | 0 | 0 | 0 | 318.7657 | 430.0615 | 899.3164 | 925.3684 | 0 | 0 | 0 | 0 | 0 | -11.6667 | -15.9385 | 106.9733 | 0 | 0 | 0 | 0 | 102.2024 | -52.4438 | -391.728 | -537.2688 | 0.37162 | 0.36395 | 0.36521 | 0.3937 | 37.98 | -19.0871 | -143.0626 | -211.5212
12 | 3 | 10 | 497.4766 | 497.6382 | 500.5647 | 503.859 | 0 | 0 | 0 | 0 | 57.1476 | 101.2997 | 0 | 0 | 0 | 0 | 0 | 0 | 348.2262 | 534.5692 | 1095.588 | 1132.9329 | 0 | 0 | 0 | 0 | 0 | -18.5313 | -304.6724 | -414.8997 | 0 | 0 | 0 | 0 | 92.1028 | -119.6994 | -290.3509 | -214.1743 | 0.37666 | 0.38397 | 0.38397 | 0 | 34.6919 | -45.9613 | -111.4874 | 0
12 | 3 | 11 | 503.6196 | 503.7555 | 506.3767 | 509.0354 | 0 | 0 | 0 | 0 | 53.7264 | 83.0236 | 0 | 0 | 0 | 0 | 0 | 0 | 344.7609 | 590.9274 | 1205.1652 | 1248.9255 | 0 | 0 | 0 | 0 | 0 | -64.4518 | -351 | -351 | 0 | 0 | 0 | 0 | 105.1323 | -105.7437 | -347.7885 | -388.8901 | 0.38397 | 0.38397 | 0.38397 | 0 | 40.3682 | -40.6027 | -133.542 | 0
12 | 3 | 12 | 506.8171 | 507.0656 | 509.6036 | 511.9214 | 0 | 0 | 0 | 0 | 48.641 | 76.8363 | 0 | 0 | 0 | 0 | 0 | 0 | 338.2353 | 609.0556 | 1242.9772 | 1288.8696 | 0 | 0 | 0 | 0 | 0 | -63.1215 | -351 | -351 | 0 | 0 | 0 | 0 | 119.9408 | -115.7049 | -382.3736 | -425.9482 | 0.38397 | 0.38397 | 0.38397 | 0 | 46.0542 | -44.4275 | -146.8218 | 0
12 | 3 | 13 | 503.833 | 505.1275 | 508.7267 | 511.888 | 0 | 0 | 0 | 0 | 48.5757 | 76.8554 | 0 | 0 | 0 | 0 | 0 | 0 | 333.8756 | 606.8595 | 1240.838 | 1287.0692 | 0 | 0 | 0 | 0 | 0 | -63.1215 | -351 | -365.4815 | 0 | 0 | 0 | 0 | 121.3817 | -115.4659 | -381.1114 | -409.6997 | 0.38397 | 0.38397 | 0.38397 | 0 | 46.6075 | -44.3358 | -146.3371 | 0
12 | 3 | 14 | 506.0046 | 508.105 | 512.63 | 516.6444 | 0 | 0 | 0 | 0 | 48.5073 | 77.7542 | 0 | 0 | 0 | 0 | 0 | 0 | 326.9409 | 576.6896 | 1199.8848 | 1241.9381 | 0 | 0 | 0 | 0 | 0 | -63.1215 | -351 | -351 | 0 | 0 | 0 | 0 | 130.5564 | -83.2174 | -336.2548 | -374.2938 | 0.38397 | 0.38397 | 0.38397 | 0 | 50.1304 | -31.9532 | -129.1133 | 0
12 | 3 | 15 | 502.3391 | 505.2037 | 510.5304 | 515.2241 | 0 | 0 | 0 | 0 | 53.2244 | 70.3813 | 0 | 0 | 0 | 0 | 0 | 0 | 299.7549 | 501.6597 | 1070.2596 | 1104.2287 | 0 | 0 | 0 | 0 | 0 | -34.5655 | -49.5948 | -302.4251 | 0 | 0 | 0 | 0 | 149.3598 | -32.2718 | -510.1345 | -286.5794 | 0.38397 | 0.38397 | 0.38397 | 0 | 57.3504 | -12.3915 | -195.8787 | 0
12 | 3 | 16 | 499.1083 | 504.0395 | 511.6411 | 518.3608 | 0 | 0 | 0 | 0 | 84.2992 | 113.313 | 0 | 0 | 0 | 0 | 0 | 0 | 239.3915 | 356.3469 | 782.5166 | 801.3241 | 0 | 0 | 0 | 0 | 0 | -3.1215 | -4.2915 | 52.8001 | 0 | 0 | 0 | 0 | 175.4176 | 37.5011 | -266.5841 | -335.7634 | 0.37613 | 0.37654 | 0.3735 | 0.38586 | 65.9803 | 14.1207 | -99.569 | -129.5593
12 | 3 | 17 | 517.8694 | 524.1293 | 533.2126 | 541.1642 | 0 | 0 | 0 | 0 | 124.7186 | 168.0677 | 0 | 0 | 0 | 0 | 0 | 0 | 170.4728 | 162.4005 | 425.1543 | 426.7713 | 0 | 0 | 0 | 0 | 0 | 2.0813 | -24.8614 | 320.4564 | 0 | 0 | 0 | 0 | 222.6779 | 191.5798 | 132.9197 | -206.0635 | 0.36823 | 0.38625 | 0.38886 | 0.38905 | 81.9976 | 73.997 | 51.6871 | -80.1698
12 | 3 | 18 | 580.5268 | 590.8256 | 604.5774 | 616.597 | 0 | 0 | 0 | 0 | 133.0093 | 204.42 | 0 | 0 | 0 | 0 | 0 | 0 | 175.072 | 121.8577 | 337.0811 | 337.0811 | 0 | 0 | 0 | 0 | 0 | -13.0905 | -34.164 | 199.7742 | 0 | 0 | 0 | 0 | 272.4455 | 277.6383 | 301.6603 | 79.7417 | 0.38392 | 0.39924 | 0.39333 | 0.38256 | 104.5979 | 110.8441 | 118.6517 | 30.506
12 | 3 | 19 | 585.701 | 597.9796 | 613.9028 | 627.8036 | 0 | 0 | 0 | 0 | 138.4947 | 212.7377 | 0 | 0 | 0 | 0 | 0 | 0 | 198.9874 | 125.0758 | 335.0271 | 335.0271 | 0 | 0 | 0 | 0 | 0 | 33.0025 | 157.6674 | 436.8692 | 0 | 0 | 0 | 0 | 248.2189 | 227.1636 | 121.2082 | -144.0926 | 0.38563 | 0.40066 | 0.39478 | 0.38374 | 95.7205 | 91.016 | 47.8503 | -55.2948
12 | 3 | 20 | 577.5608 | 590.1676 | 606.3275 | 620.3297 | 0 | 0 | 0 | 0 | 139.9176 | 211.7194 | 0 | 0 | 0 | 0 | 0 | 0 | 214.7628 | 118.3283 | 312.0337 | 312.0337 | 0 | 0 | 0 | 0 | 0 | 13.1264 | 93.6132 | 117 | 0 | 0 | 0 | 0 | 222.8805 | 246.9935 | 200.6806 | 191.2961 | 0.38498 | 0.40006 | 0.39435 | 0.38314 | 85.8055 | 98.8124 | 79.1388 | 73.2941
12 | 3 | 21 | 558.1601 | 570.4084 | 585.9846 | 599.345 | 0 | 0 | 0 | 0 | 142.4821 | 223.9535 | 0 | 0 | 0 | 0 | 0 | 0 | 212.3988 | 109.7519 | 291.8248 | 291.8248 | 0 | 0 | 0 | 0 | 0 | 13.0833 | 94.3417 | 117 | 0 | 0 | 0 | 0 | 203.2792 | 223.6197 | 199.818 | 190.5202 | 0.38362 | 0.39918 | 0.39347 | 0.3819 | 77.9822 | 89.2643 | 78.6215 | 72.759
12 | 3 | 22 | 525.9821 | 537.7132 | 552.5607 | 565.2546 | 0 | 0 | 0 | 0 | 145.9474 | 217.1991 | 0 | 0 | 0 | 0 | 0 | 0 | 203.3863 | 100.813 | 262.1625 | 262.1625 | 0 | 0 | 0 | 0 | 0 | 0 | 94.9289 | 38.9455 | 0 | 0 | 0 | 0 | 176.6484 | 219.7011 | 195.4692 | 264.1465 | 0.37803 | 0.39555 | 0.3898 | 0.38045 | 66.7788 | 86.9029 | 76.1948 | 100.4955
12 | 3 | 23 | 478.7767 | 489.8569 | 503.7833 | 515.6643 | 0 | 0 | 0 | 0 | 146.7699 | 247.129 | 0 | 0 | 0 | 0 | 0 | 0 | 197.5044 | 95.8032 | 253.8442 | 253.8442 | 0 | 0 | 0 | 0 | 0 | 16.6719 | 291.6567 | 0 | 0 | 0 | 0 | 0 | 134.5024 | 130.2528 | -41.7176 | 261.8201 | 0.36992 | 0.3904 | 0.38503 | 0.37684 | 49.7545 | 50.8511 | -16.0625 | 98.6655
12 | 3 | 24 | 429.1989 | 437.7789 | 448.7105 | 457.9121 | 0 | 0 | 0 | 0 | 109.1445 | 180.0818 | 0 | 0 | 0 | 0 | 0 | 0 | 203.1144 | 98.5412 | 251.558 | 251.558 | 0 | 0 | 0 | 0 | 0 | 0 | 95.3969 | 0 | 0 | 0 | 0 | 0 | 116.94 | 159.1559 | 101.7556 | 206.3542 | 0.36541 | 0.38531 | 0.38012 | 0.36918 | 42.731 | 61.3246 | 38.6797 | 76.1822
12 | 4 | 1 | 396.3348 | 402.4619 | 410.4883 | 417.0486 | 0 | 0 | 0 | 0 | 148.4932 | 206.601 | 0 | 0 | 0 | 0 | 0 | 0 | 197.7325 | 95.9738 | 253.3631 | 253.3631 | 0 | 0 | 0 | 0 | 0 | 65.4166 | 166.4182 | 7.1083 | 0 | 0 | 0 | 0 | 50.1091 | 34.4705 | -9.2929 | 156.5772 | 0.36727 | 0.38821 | 0.38242 | 0.37348 | 18.4038 | 13.3816 | -3.5538 | 58.4785
12 | 4 | 2 | 377.6518 | 381.7365 | 387.4539 | 391.9992 | 0 | 0 | 0 | 0 | 130.4417 | 175.8001 | 0 | 0 | 0 | 0 | 0 | 0 | 182.6731 | 93.231 | 259.1959 | 259.1959 | 0 | 0 | 0 | 0 | 0 | 8.9396 | 37.1486 | 0 | 0 | 0 | 0 | 0 | 64.537 | 103.7658 | 91.1094 | 132.8033 | 0.36484 | 0.38864 | 0.38295 | 0.37206 | 23.5456 | 40.3271 | 34.8905 | 49.4102
12 | 4 | 3 | 368.5503 | 370.7461 | 374.3683 | 377.0916 | 0 | 0 | 0 | 0 | 108.8141 | 152.4994 | 0 | 0 | 0 | 0 | 0 | 0 | 166.307 | 84.6663 | 247.8947 | 247.8947 | 0 | 0 | 0 | 0 | 0 | -1.4804 | -38.7292 | 64.9372 | 0 | 0 | 0 | 0 | 93.4292 | 135.0607 | 165.2028 | 64.2597 | 0.36527 | 0.38758 | 0.38231 | 0.37011 | 34.1267 | 52.3471 | 63.1588 | 23.7831
12 | 4 | 4 | 366.0445 | 366.8226 | 368.872 | 370.2044 | 0 | 0 | 0 | 0 | 80.2777 | 161.0638 | 0 | 0 | 0 | 0 | 0 | 0 | 167.8848 | 79.901 | 240.2718 | 240.2718 | 0 | 0 | 0 | 0 | 0 | -2.1576 | -35.9212 | -40.6321 | 0 | 0 | 0 | 0 | 117.882 | 128.0155 | 164.5214 | 170.5647 | 0.36475 | 0.38634 | 0.38116 | 0.36859 | 42.9977 | 49.4579 | 62.7086 | 62.8681
12 | 4 | 5 | 376.444 | 376.2006 | 377.1667 | 377.5378 | 0 | 0 | 0 | 0 | 100.4631 | 184.07 | 0 | 0 | 0 | 0 | 0 | 0 | 183.4345 | 81.0456 | 247.7748 | 247.7748 | 0 | 0 | 0 | 0 | 0 | 49.6726 | 0 | 0 | 0 | 0 | 0 | 0 | 92.5465 | 61.4124 | 129.3919 | 129.763 | 0.36472 | 0.38369 | 0.37873 | 0.36539 | 33.7535 | 23.5631 | 49.0047 | 47.4141
12 | 4 | 6 | 405.9804 | 404.5976 | 404.4724 | 403.9205 | 0 | 0 | 0 | 0 | 129.9434 | 199.0885 | 0 | 0 | 0 | 0 | 0 | 0 | 189.0814 | 81.173 | 249.7537 | 249.7537 | 0 | 0 | 0 | 0 | 0 | 5.2971 | 221.7878 | -93.7943 | 0 | 0 | 0 | 0 | 86.9556 | 119.0391 | -67.0691 | 247.9611 | 0.36467 | 0.38225 | 0.37475 | 0.36382 | 31.7101 | 45.5022 | -25.134 | 90.2138
12 | 4 | 7 | 454.2508 | 453.1809 | 453.7979 | 454.1305 | 0 | 0 | 0 | 0 | 132.1986 | 201.2953 | 0 | 0 | 0 | 0 | 0 | 0 | 191.0505 | 81.2176 | 240.2112 | 240.2457 | 0 | 0 | 0 | 0 | 0 | 52.6486 | 141.4773 | 248.3446 | 0 | 0 | 0 | 0 | 131.0016 | 118.0194 | 72.1094 | -34.4598 | 0.36466 | 0.38514 | 0.37677 | 0.36382 | 47.7713 | 45.4545 | 27.1687 | -12.5372
12 | 4 | 8 | 486.0446 | 485.6917 | 487.6444 | 489.6499 | 0 | 0 | 0 | 0 | 111.0028 | 149.2972 | 0 | 0 | 0 | 0 | 0 | 0 | 247.9849 | 174.368 | 412.6547 | 421.3391 | 0 | 0 | 0 | 0 | 0 | -13.8334 | -53.7317 | -115.9934 | 0 | 0 | 0 | 0 | 127.0569 | 175.8598 | 128.7214 | 184.3042 | 0.36774 | 0.38205 | 0.37719 | 0.38148 | 46.7242 | 67.1865 | 48.5528 | 70.3087
12 | 4 | 9 | 494.5572 | 494.9648 | 498.2018 | 501.8346 | 0 | 0 | 0 | 0 | 67.4795 | 122.7044 | 0 | 0 | 0 | 0 | 0 | 0 | 307.1288 | 299.3783 | 694.3173 | 717.073 | 0 | 0 | 0 | 0 | 0 | -11.6667 | -15.9385 | 106.9733 | 0 | 0 | 0 | 0 | 119.9488 | 84.5488 | -180.1771 | -322.2117 | 0.37162 | 0.36395 | 0.36521 | 0.3937 | 44.5749 | 30.7718 | -65.8023 | -126.8538
12 | 4 | 10 | 503.1328 | 503.4796 | 506.6305 | 510.1191 | 0 | 0 | 0 | 0 | 57.1476 | 101.2997 | 0 | 0 | 0 | 0 | 0 | 0 | 344.6348 | 391.1774 | 882.0561 | 914.4349 | 0 | 0 | 0 | 0 | 0 | -18.5313 | -304.6724 | -414.8997 | 0 | 0 | 0 | 0 | 101.3504 | 29.5338 | -70.7532 | 10.5838 | 0.37666 | 0.38397 | 0.38397 | 0 | 38.1751 | 11.3402 | -27.1674 | 0
12 | 4 | 11 | 510.6174 | 510.9823 | 513.8813 | 516.7802 | 0 | 0 | 0 | 0 | 53.7264 | 83.0236 | 0 | 0 | 0 | 0 | 0 | 0 | 363.562 | 416.9311 | 912.1842 | 949.6746 | 0 | 0 | 0 | 0 | 0 | -64.4518 | -351 | -351 | 0 | 0 | 0 | 0 | 93.329 | 75.4794 | -47.3029 | -81.8943 | 0.38397 | 0.38397 | 0.38397 | 0 | 35.836 | 28.9821 | -18.1631 | 0
12 | 4 | 12 | 512.2195 | 512.6448 | 515.3973 | 517.9006 | 0 | 0 | 0 | 0 | 48.641 | 76.8363 | 0 | 0 | 0 | 0 | 0 | 0 | 369.6054 | 452.6332 | 981.559 | 1022.4667 | 0 | 0 | 0 | 0 | 0 | -63.1215 | -351 | -351 | 0 | 0 | 0 | 0 | 93.973 | 46.2968 | -115.1617 | -153.5661 | 0.38397 | 0.38397 | 0.38397 | 0 | 36.0833 | 17.7767 | -44.2192 | 0
12 | 4 | 13 | 511.4834 | 513.0283 | 516.9312 | 520.3552 | 0 | 0 | 0 | 0 | 48.5757 | 76.8554 | 0 | 0 | 0 | 0 | 0 | 0 | 347.1102 | 463.8875 | 985.7563 | 1026.2982 | 0 | 0 | 0 | 0 | 0 | -63.1215 | -351 | -365.4815 | 0 | 0 | 0 | 0 | 115.7975 | 35.4069 | -117.8252 | -140.4615 | 0.38397 | 0.38397 | 0.38397 | 0 | 44.4633 | 13.5953 | -45.2419 | 0
12 | 4 | 14 | 513.3649 | 515.7063 | 520.5234 | 524.7905 | 0 | 0 | 0 | 0 | 48.5073 | 77.7542 | 0 | 0 | 0 | 0 | 0 | 0 | 329.2743 | 453.123 | 962.6093 | 1000.9404 | 0 | 0 | 0 | 0 | 0 | -63.1215 | -351 | -351 | 0 | 0 | 0 | 0 | 135.5833 | 47.9505 | -91.0859 | -125.1499 | 0.38397 | 0.38397 | 0.38397 | 0 | 52.0606 | 18.4117 | -34.9747 | 0
12 | 4 | 15 | 509.8082 | 512.9173 | 518.5404 | 523.4906 | 0 | 0 | 0 | 0 | 53.2244 | 70.3813 | 0 | 0 | 0 | 0 | 0 | 0 | 298.0324 | 390.519 | 834.6874 | 866.4797 | 0 | 0 | 0 | 0 | 0 | -34.5655 | -49.5948 | -302.4251 | 0 | 0 | 0 | 0 | 158.5514 | 86.5825 | -266.5522 | -40.5639 | 0.38397 | 0.38397 | 0.38397 | 0 | 60.8797 | 33.2453 | -102.3493 | 0
12 | 4 | 16 | 507.0306 | 512.2211 | 520.1372 | 527.1289 | 0 | 0 | 0 | 0 | 84.2992 | 113.313 | 0 | 0 | 0 | 0 | 0 | 0 | 221.5527 | 259.7676 | 623.5375 | 640.5935 | 0 | 0 | 0 | 0 | 0 | -3.1215 | -4.2915 | 52.8001 | 0 | 0 | 0 | 0 | 201.1787 | 142.262 | -99.1088 | -166.2647 | 0.37613 | 0.37654 | 0.3735 | 0.38586 | 75.67 | 53.5673 | -37.0171 | -64.1557
12 | 4 | 17 | 524.7946 | 531.2812 | 540.6394 | 548.8288 | 0 | 0 | 0 | 0 | 124.7186 | 168.0677 | 0 | 0 | 0 | 0 | 0 | 0 | 134.617 | 97.5754 | 321.5534 | 322.9896 | 0 | 0 | 0 | 0 | 0 | 2.0813 | -24.8614 | 320.4564 | 0 | 0 | 0 | 0 | 265.459 | 263.5568 | 243.9474 | -94.6172 | 0.36823 | 0.38625 | 0.38886 | 0.38905 | 97.751 | 101.7979 | 94.8613 | -36.8112
12 | 4 | 18 | 584.9865 | 595.4313 | 609.3601 | 621.5328 | 0 | 0 | 0 | 0 | 133.0093 | 204.42 | 0 | 0 | 0 | 0 | 0 | 0 | 132.0656 | 74.5413 | 263.8658 | 263.8658 | 0 | 0 | 0 | 0 | 0 | -13.0905 | -34.164 | 199.7742 | 0 | 0 | 0 | 0 | 319.9116 | 329.5605 | 379.6583 | 157.8929 | 0.38392 | 0.39924 | 0.39333 | 0.38256 | 122.8212 | 131.5735 | 149.3306 | 60.4035
12 | 4 | 19 | 595.545 | 608.1458 | 624.4597 | 638.6986 | 0 | 0 | 0 | 0 | 138.4947 | 212.7377 | 0 | 0 | 0 | 0 | 0 | 0 | 121.3123 | 71.4877 | 282.3845 | 282.3845 | 0 | 0 | 0 | 0 | 0 | 33.0025 | 157.6674 | 436.8692 | 0 | 0 | 0 | 0 | 335.738 | 290.918 | 184.4077 | -80.5551 | 0.38563 | 0.40066 | 0.39478 | 0.38374 | 129.4705 | 116.5599 | 72.8 | -30.9126
12 | 4 | 20 | 584.341 | 597.1698 | 613.5988 | 627.8338 | 0 | 0 | 0 | 0 | 139.9176 | 211.7194 | 0 | 0 | 0 | 0 | 0 | 0 | 106.9145 | 70.7082 | 287.6062 | 287.6062 | 0 | 0 | 0 | 0 | 0 | 13.1264 | 93.6132 | 117 | 0 | 0 | 0 | 0 | 337.5089 | 301.6158 | 232.3793 | 223.2276 | 0.38498 | 0.40006 | 0.39435 | 0.38314 | 129.9356 | 120.6646 | 91.6392 | 85.5285
12 | 4 | 21 | 566.445 | 578.9645 | 594.8695 | 608.5145 | 0 | 0 | 0 | 0 | 142.4821 | 223.9535 | 0 | 0 | 0 | 0 | 0 | 0 | 104.0156 | 71.2334 | 287.6991 | 287.6991 | 0 | 0 | 0 | 0 | 0 | 13.0833 | 94.3417 | 117 | 0 | 0 | 0 | 0 | 319.9473 | 270.6944 | 212.8287 | 203.8153 | 0.38362 | 0.39918 | 0.39347 | 0.3819 | 122.7385 | 108.0555 | 83.7407 | 77.8364
12 | 4 | 22 | 528.5564 | 540.3718 | 555.3215 | 568.1037 | 0 | 0 | 0 | 0 | 145.9474 | 217.1991 | 0 | 0 | 0 | 0 | 0 | 0 | 97.1182 | 74.2825 | 274.0394 | 274.0394 | 0 | 0 | 0 | 0 | 0 | 0 | 94.9289 | 38.9455 | 0 | 0 | 0 | 0 | 285.4908 | 248.8902 | 186.3531 | 255.1188 | 0.37803 | 0.39555 | 0.3898 | 0.38045 | 107.9247 | 98.4486 | 72.6413 | 97.0608
12 | 4 | 23 | 475.9123 | 486.8988 | 500.7115 | 512.4941 | 0 | 0 | 0 | 0 | 146.7699 | 247.129 | 0 | 0 | 0 | 0 | 0 | 0 | 96.2498 | 79.6998 | 256.909 | 256.909 | 0 | 0 | 0 | 0 | 0 | 16.6719 | 291.6567 | 0 | 0 | 0 | 0 | 0 | 232.8927 | 143.3981 | -47.8542 | 255.5851 | 0.36992 | 0.3904 | 0.38503 | 0.37684 | 86.1505 | 55.983 | -18.4253 | 96.3158
12 | 4 | 24 | 423.6152 | 432.0124 | 442.7224 | 451.7323 | 0 | 0 | 0 | 0 | 109.1445 | 180.0818 | 0 | 0 | 0 | 0 | 0 | 0 | 94.6126 | 76.7735 | 241.846 | 241.846 | 0 | 0 | 0 | 0 | 0 | 0 | 95.3969 | 0 | 0 | 0 | 0 | 0 | 219.8581 | 175.1571 | 105.4795 | 209.8863 | 0.36541 | 0.38531 | 0.38012 | 0.36918 | 80.3383 | 67.49 | 40.0953 | 77.4862
12 | 5 | 1 | 389.1376 | 395.0292 | 402.7699 | 409.083 | 0 | 0 | 0 | 0 | 148.4932 | 206.601 | 0 | 0 | 0 | 0 | 0 | 0 | 107.9439 | 71.2555 | 230.011 | 230.011 | 0 | 0 | 0 | 0 | 0 | 65.4166 | 166.4182 | 7.1083 | 0 | 0 | 0 | 0 | 132.7004 | 51.7561 | 6.3408 | 171.9637 | 0.36727 | 0.38821 | 0.38242 | 0.37348 | 48.7375 | 20.092 | 2.4249 | 64.2251
12 | 5 | 2 | 371.0529 | 374.9216 | 380.3771 | 384.6957 | 0 | 0 | 0 | 0 | 130.4417 | 175.8001 | 0 | 0 | 0 | 0 | 0 | 0 | 125.309 | 78.1605 | 243.8211 | 243.8211 | 0 | 0 | 0 | 0 | 0 | 8.9396 | 37.1486 | 0 | 0 | 0 | 0 | 0 | 115.3022 | 112.0213 | 99.4074 | 140.8747 | 0.36484 | 0.38864 | 0.38295 | 0.37206 | 42.0667 | 43.5355 | 38.0682 | 52.4132
12 | 5 | 3 | 361.0449 | 362.995 | 366.3193 | 368.7849 | 0 | 0 | 0 | 0 | 108.8141 | 152.4994 | 0 | 0 | 0 | 0 | 0 | 0 | 121.3944 | 85.3022 | 258.1044 | 258.1044 | 0 | 0 | 0 | 0 | 0 | -1.4804 | -38.7292 | 64.9372 | 0 | 0 | 0 | 0 | 130.8364 | 126.6738 | 146.9441 | 45.7433 | 0.36527 | 0.38758 | 0.38231 | 0.37011 | 47.7903 | 49.0964 | 56.1784 | 16.93
12 | 5 | 4 | 358.6841 | 359.2213 | 360.9786 | 362.0583 | 0 | 0 | 0 | 0 | 80.2777 | 161.0638 | 0 | 0 | 0 | 0 | 0 | 0 | 118.02 | 59.4261 | 206.3523 | 206.3523 | 0 | 0 | 0 | 0 | 0 | -2.1576 | -35.9212 | -40.6321 | 0 | 0 | 0 | 0 | 160.3865 | 140.8891 | 190.5475 | 196.3381 | 0.36475 | 0.38634 | 0.38116 | 0.36859 | 58.5014 | 54.4316 | 72.6286 | 72.3678
12 | 5 | 5 | 368.2679 | 367.7568 | 368.3984 | 368.4888 | 0 | 0 | 0 | 0 | 100.4631 | 184.07 | 0 | 0 | 0 | 0 | 0 | 0 | 133.7517 | 46.1383 | 179.7766 | 179.7766 | 0 | 0 | 0 | 0 | 0 | 49.6726 | 0 | 0 | 0 | 0 | 0 | 0 | 134.0531 | 87.8759 | 188.6218 | 188.7121 | 0.36472 | 0.38369 | 0.37873 | 0.36539 | 48.8918 | 33.7168 | 71.4369 | 68.9535
12 | 5 | 6 | 397.5686 | 395.9104 | 395.4514 | 394.6106 | 0 | 0 | 0 | 0 | 129.9434 | 199.0885 | 0 | 0 | 0 | 0 | 0 | 0 | 131.1423 | 49.1645 | 185.8291 | 185.8291 | 0 | 0 | 0 | 0 | 0 | 5.2971 | 221.7878 | -93.7943 | 0 | 0 | 0 | 0 | 136.4829 | 142.3603 | -12.1656 | 302.5758 | 0.36467 | 0.38225 | 0.37475 | 0.36382 | 49.7713 | 54.4167 | -4.559 | 110.0838
12 | 5 | 7 | 442.9202 | 441.4794 | 441.6467 | 441.5903 | 0 | 0 | 0 | 0 | 132.1986 | 201.2953 | 0 | 0 | 0 | 0 | 0 | 0 | 111.2272 | 47.748 | 178.6799 | 178.6933 | 0 | 0 | 0 | 0 | 0 | 52.6486 | 141.4773 | 248.3446 | 0 | 0 | 0 | 0 | 199.4943 | 139.7876 | 121.4895 | 14.5523 | 0.36466 | 0.38514 | 0.37677 | 0.36382 | 72.748 | 53.8384 | 45.7736 | 5.2944
12 | 5 | 8 | 474.1883 | 473.4473 | 474.9294 | 476.5278 | 0 | 0 | 0 | 0 | 111.0028 | 149.2972 | 0 | 0 | 0 | 0 | 0 | 0 | 124.0996 | 125.7799 | 337.2571 | 343.2966 | 0 | 0 | 0 | 0 | 0 | -13.8334 | -53.7317 | -115.9934 | 0 | 0 | 0 | 0 | 239.0859 | 212.2035 | 191.404 | 249.2246 | 0.36774 | 0.38205 | 0.37719 | 0.38148 | 87.922 | 81.0715 | 72.1962 | 95.0747
12 | 5 | 9 | 489.1548 | 489.3855 | 492.4081 | 495.8554 | 0 | 0 | 0 | 0 | 67.4795 | 122.7044 | 0 | 0 | 0 | 0 | 0 | 0 | 160.2168 | 255.3776 | 632.9694 | 650.5494 | 0 | 0 | 0 | 0 | 0 | -11.6667 | -15.9385 | 106.9733 | 0 | 0 | 0 | 0 | 261.4584 | 122.9702 | -124.6228 | -261.6672 | 0.37162 | 0.36395 | 0.36521 | 0.3937 | 97.1621 | 44.7554 | -45.5134 | -103.0176
12 | 5 | 10 | 500.1959 | 500.4466 | 503.4809 | 506.8686 | 0 | 0 | 0 | 0 | 57.1476 | 101.2997 | 0 | 0 | 0 | 0 | 0 | 0 | 203.2198 | 358.3699 | 803.4512 | 831.4753 | 0 | 0 | 0 | 0 | 0 | -18.5313 | -304.6724 | -414.8997 | 0 | 0 | 0 | 0 | 239.8285 | 59.3083 | 4.7021 | 90.293 | 0.37666 | 0.38397 | 0.38397 | 0 | 90.3349 | 22.7728 | 1.8055 | 0
12 | 5 | 11 | 508.0068 | 508.2863 | 511.0817 | 513.8909 | 0 | 0 | 0 | 0 | 53.7264 | 83.0236 | 0 | 0 | 0 | 0 | 0 | 0 | 257.58 | 445.8342 | 909.2477 | 947.8856 | 0 | 0 | 0 | 0 | 0 | -64.4518 | -351 | -351 | 0 | 0 | 0 | 0 | 196.7003 | 43.8803 | -47.166 | -82.9946 | 0.38397 | 0.38397 | 0.38397 | 0 | 75.528 | 16.8489 | -18.1106 | 0
12 | 5 | 12 | 511.1136 | 511.5028 | 514.2113 | 516.6766 | 0 | 0 | 0 | 0 | 48.641 | 76.8363 | 0 | 0 | 0 | 0 | 0 | 0 | 295.8215 | 489.6447 | 982.3735 | 1026.6304 | 0 | 0 | 0 | 0 | 0 | -63.1215 | -351 | -351 | 0 | 0 | 0 | 0 | 166.6511 | 8.1432 | -117.1622 | -158.9537 | 0.38397 | 0.38397 | 0.38397 | 0 | 63.9898 | 3.1268 | -44.9873 | 0
12 | 5 | 13 | 510.8308 | 512.3543 | 516.2312 | 519.6329 | 0 | 0 | 0 | 0 | 48.5757 | 76.8554 | 0 | 0 | 0 | 0 | 0 | 0 | 311.5804 | 509.5592 | 1022.184 | 1067.8926 | 0 | 0 | 0 | 0 | 0 | -63.1215 | -351 | -365.4815 | 0 | 0 | 0 | 0 | 150.6747 | -10.9388 | -154.9527 | -182.7782 | 0.38397 | 0.38397 | 0.38397 | 0 | 57.8553 | -4.2002 | -59.4979 | 0
12 | 5 | 14 | 513.4374 | 515.7811 | 520.6012 | 524.8708 | 0 | 0 | 0 | 0 | 48.5073 | 77.7542 | 0 | 0 | 0 | 0 | 0 | 0 | 302.2337 | 481.5394 | 974.6123 | 1017.2815 | 0 | 0 | 0 | 0 | 0 | -63.1215 | -351 | -351 | 0 | 0 | 0 | 0 | 162.6965 | 19.609 | -103.0111 | -141.4108 | 0.38397 | 0.38397 | 0.38397 | 0 | 62.4713 | 7.5293 | -39.5537 | 0
12 | 5 | 15 | 509.355 | 512.4492 | 518.0544 | 522.989 | 0 | 0 | 0 | 0 | 53.2244 | 70.3813 | 0 | 0 | 0 | 0 | 0 | 0 | 281.2816 | 416.9237 | 872.7627 | 907.7867 | 0 | 0 | 0 | 0 | 0 | -34.5655 | -49.5948 | -302.4251 | 0 | 0 | 0 | 0 | 174.849 | 59.7097 | -305.1136 | -82.3725 | 0.38397 | 0.38397 | 0.38397 | 0 | 67.1376 | 22.9269 | -117.1559 | 0
12 | 5 | 16 | 501.5376 | 506.5483 | 514.2463 | 521.0494 | 0 | 0 | 0 | 0 | 84.2992 | 113.313 | 0 | 0 | 0 | 0 | 0 | 0 | 234.6545 | 270.5859 | 580.951 | 599.7127 | 0 | 0 | 0 | 0 | 0 | -3.1215 | -4.2915 | 52.8001 | 0 | 0 | 0 | 0 | 182.5839 | 125.7709 | -62.4133 | -131.4634 | 0.37613 | 0.37654 | 0.3735 | 0.38586 | 68.6758 | 47.3577 | -23.3113 | -50.7271
12 | 5 | 17 | 518.3045 | 524.5786 | 533.6792 | 541.6457 | 0 | 0 | 0 | 0 | 124.7186 | 168.0677 | 0 | 0 | 0 | 0 | 0 | 0 | 152.3993 | 83.5442 | 227.0492 | 228.6532 | 0 | 0 | 0 | 0 | 0 | 2.0813 | -24.8614 | 320.4564 | 0 | 0 | 0 | 0 | 241.1865 | 270.8855 | 331.4914 | -7.4638 | 0.36823 | 0.38625 | 0.38886 | 0.38905 | 88.8131 | 104.6286 | 128.9036 | -2.9038
12 | 5 | 18 | 579.4753 | 589.7397 | 603.4498 | 615.4333 | 0 | 0 | 0 | 0 | 133.0093 | 204.42 | 0 | 0 | 0 | 0 | 0 | 0 | 132.7982 | 48.7216 | 132.4949 | 132.4949 | 0 | 0 | 0 | 0 | 0 | -13.0905 | -34.164 | 199.7742 | 0 | 0 | 0 | 0 | 313.6678 | 349.6886 | 505.1189 | 283.1642 | 0.38392 | 0.39924 | 0.39333 | 0.38256 | 120.4241 | 139.6094 | 198.6778 | 108.3273
12 | 5 | 19 | 588.366 | 600.7318 | 616.7607 | 630.7531 | 0 | 0 | 0 | 0 | 138.4947 | 212.7377 | 0 | 0 | 0 | 0 | 0 | 0 | 122.4036 | 48.6322 | 139.6837 | 139.6837 | 0 | 0 | 0 | 0 | 0 | 33.0025 | 157.6674 | 436.8692 | 0 | 0 | 0 | 0 | 327.4676 | 306.3594 | 319.4096 | 54.2002 | 0.38563 | 0.40066 | 0.39478 | 0.38374 | 126.2812 | 122.7467 | 126.0956 | 20.799
12 | 5 | 20 | 580.1714 | 592.8636 | 609.1272 | 623.219 | 0 | 0 | 0 | 0 | 139.9176 | 211.7194 | 0 | 0 | 0 | 0 | 0 | 0 | 118.0546 | 62.2076 | 153.8519 | 153.8519 | 0 | 0 | 0 | 0 | 0 | 13.1264 | 93.6132 | 117 | 0 | 0 | 0 | 0 | 322.1992 | 305.8102 | 361.662 | 352.3671 | 0.38498 | 0.40006 | 0.39435 | 0.38314 | 124.0416 | 122.3426 | 142.622 | 135.0076
12 | 5 | 21 | 562.3297 | 574.7145 | 590.4562 | 603.9598 | 0 | 0 | 0 | 0 | 142.4821 | 223.9535 | 0 | 0 | 0 | 0 | 0 | 0 | 116.4827 | 83.7561 | 176.5302 | 176.5302 | 0 | 0 | 0 | 0 | 0 | 13.0833 | 94.3417 | 117 | 0 | 0 | 0 | 0 | 303.365 | 253.9216 | 319.5843 | 310.4296 | 0.38362 | 0.39918 | 0.39347 | 0.3819 | 116.3771 | 101.3602 | 125.7453 | 118.5521
12 | 5 | 22 | 531.9103 | 543.8354 | 558.9182 | 571.8156 | 0 | 0 | 0 | 0 | 145.9474 | 217.1991 | 0 | 0 | 0 | 0 | 0 | 0 | 111.8342 | 98.3854 | 196.5883 | 196.5883 | 0 | 0 | 0 | 0 | 0 | 0 | 94.9289 | 38.9455 | 0 | 0 | 0 | 0 | 274.1287 | 228.2509 | 267.401 | 336.2818 | 0.37803 | 0.39555 | 0.3898 | 0.38045 | 103.6294 | 90.2848 | 104.2341 | 127.9396
12 | 5 | 23 | 472.5222 | 483.3977 | 497.0759 | 508.7421 | 0 | 0 | 0 | 0 | 146.7699 | 247.129 | 0 | 0 | 0 | 0 | 0 | 0 | 109.1344 | 107.8777 | 212.5962 | 212.5962 | 0 | 0 | 0 | 0 | 0 | 16.6719 | 291.6567 | 0 | 0 | 0 | 0 | 0 | 216.6179 | 111.7191 | -7.177 | 296.1459 | 0.36992 | 0.3904 | 0.38503 | 0.37684 | 80.1302 | 43.6155 | -2.7634 | 111.6009
12 | 5 | 24 | 424.576 | 433.0047 | 443.7528 | 452.7957 | 0 | 0 | 0 | 0 | 109.1445 | 180.0818 | 0 | 0 | 0 | 0 | 0 | 0 | 102.7199 | 111.2693 | 228.0384 | 228.0384 | 0 | 0 | 0 | 0 | 0 | 0 | 95.3969 | 0 | 0 | 0 | 0 | 0 | 212.7116 | 141.6536 | 120.3175 | 224.7573 | 0.36541 | 0.38531 | 0.38012 | 0.36918 | 77.7269 | 54.5808 | 45.7355 | 82.9763
12 | 6 | 1 | 391.8207 | 397.8001 | 405.6473 | 412.0526 | 0 | 0 | 0 | 0 | 148.4932 | 206.601 | 0 | 0 | 0 | 0 | 0 | 0 | 92.9714 | 108.5756 | 236.6212 | 236.6212 | 0 | 0 | 0 | 0 | 0 | 65.4166 | 166.4182 | 7.1083 | 0 | 0 | 0 | 0 | 150.356 | 17.2069 | 2.6079 | 168.323 | 0.36727 | 0.38821 | 0.38242 | 0.37348 | 55.2219 | 6.6798 | 0.99734 | 62.8653
12 | 6 | 2 | 374.588 | 378.5725 | 384.1682 | 388.6083 | 0 | 0 | 0 | 0 | 130.4417 | 175.8001 | 0 | 0 | 0 | 0 | 0 | 0 | 77.2395 | 103.025 | 248.065 | 248.065 | 0 | 0 | 0 | 0 | 0 | 8.9396 | 37.1486 | 0 | 0 | 0 | 0 | 0 | 166.9068 | 90.8077 | 98.9547 | 140.5433 | 0.36484 | 0.38864 | 0.38295 | 0.37206 | 60.8941 | 35.2911 | 37.8949 | 52.29
12 | 6 | 3 | 364.435 | 366.4961 | 369.955 | 372.537 | 0 | 0 | 0 | 0 | 108.8141 | 152.4994 | 0 | 0 | 0 | 0 | 0 | 0 | 74.1189 | 104.5372 | 255.5615 | 255.5615 | 0 | 0 | 0 | 0 | 0 | -1.4804 | -38.7292 | 64.9372 | 0 | 0 | 0 | 0 | 181.502 | 110.9398 | 153.1227 | 52.0383 | 0.36527 | 0.38758 | 0.38231 | 0.37011 | 66.2968 | 42.9982 | 58.5405 | 19.2599
12 | 6 | 4 | 361.9111 | 362.5539 | 364.4393 | 365.6297 | 0 | 0 | 0 | 0 | 80.2777 | 161.0638 | 0 | 0 | 0 | 0 | 0 | 0 | 72.3121 | 102.9201 | 254.9167 | 254.9167 | 0 | 0 | 0 | 0 | 0 | -2.1576 | -35.9212 | -40.6321 | 0 | 0 | 0 | 0 | 209.3213 | 100.7276 | 145.4438 | 151.3452 | 0.36475 | 0.38634 | 0.38116 | 0.36859 | 76.3504 | 38.9155 | 55.437 | 55.784
12 | 6 | 5 | 371.5674 | 371.1643 | 371.9368 | 372.1405 | 0 | 0 | 0 | 0 | 100.4631 | 184.07 | 0 | 0 | 0 | 0 | 0 | 0 | 69.9362 | 104.5009 | 261.4829 | 261.4829 | 0 | 0 | 0 | 0 | 0 | 49.6726 | 0 | 0 | 0 | 0 | 0 | 0 | 201.168 | 32.9208 | 110.4539 | 110.6576 | 0.36472 | 0.38369 | 0.37873 | 0.36539 | 73.3699 | 12.6313 | 41.8323 | 40.4332
12 | 6 | 6 | 401.4119 | 399.8796 | 399.573 | 398.8643 | 0 | 0 | 0 | 0 | 129.9434 | 199.0885 | 0 | 0 | 0 | 0 | 0 | 0 | 90.4606 | 124.5048 | 272.2841 | 272.2841 | 0 | 0 | 0 | 0 | 0 | 5.2971 | 221.7878 | -93.7943 | 0 | 0 | 0 | 0 | 181.008 | 70.9892 | -94.4989 | 220.3744 | 0.36467 | 0.38225 | 0.37475 | 0.36382 | 66.0083 | 27.1353 | -35.4132 | 80.1771
12 | 6 | 7 | 448.377 | 447.1148 | 447.4987 | 447.6297 | 0 | 0 | 0 | 0 | 132.1986 | 201.2953 | 0 | 0 | 0 | 0 | 0 | 0 | 102.7772 | 137.6158 | 282.7319 | 282.7338 | 0 | 0 | 0 | 0 | 0 | 52.6486 | 141.4773 | 248.3446 | 0 | 0 | 0 | 0 | 213.4012 | 55.5552 | 23.2895 | -83.4488 | 0.36466 | 0.38514 | 0.37677 | 0.36382 | 77.8193 | 21.3967 | 8.7748 | -30.3605
12 | 6 | 8 | 484.5399 | 484.1377 | 486.0307 | 487.9846 | 0 | 0 | 0 | 0 | 111.0028 | 149.2972 | 0 | 0 | 0 | 0 | 0 | 0 | 130.9038 | 179.7243 | 335.2295 | 337.4786 | 0 | 0 | 0 | 0 | 0 | -13.8334 | -53.7317 | -115.9934 | 0 | 0 | 0 | 0 | 242.6333 | 168.9495 | 204.5329 | 266.4993 | 0.36774 | 0.38205 | 0.37719 | 0.38148 | 89.2265 | 64.5465 | 77.1484 | 101.6647
12 | 6 | 9 | 497.2584 | 497.7544 | 501.0986 | 504.8242 | 0 | 0 | 0 | 0 | 67.4795 | 122.7044 | 0 | 0 | 0 | 0 | 0 | 0 | 172.736 | 253.6478 | 460.4941 | 469.7461 | 0 | 0 | 0 | 0 | 0 | -11.6667 | -15.9385 | 106.9733 | 0 | 0 | 0 | 0 | 257.0428 | 133.069 | 56.543 | -71.8952 | 0.37162 | 0.36395 | 0.36521 | 0.3937 | 95.5212 | 48.4308 | 20.65 | -28.3049
12 | 6 | 10 | 506.3235 | 506.7747 | 510.0523 | 513.6504 | 0 | 0 | 0 | 0 | 57.1476 | 101.2997 | 0 | 0 | 0 | 0 | 0 | 0 | 201.3286 | 306.8007 | 523.4559 | 538.9785 | 0 | 0 | 0 | 0 | 0 | -18.5313 | -304.6724 | -414.8997 | 0 | 0 | 0 | 0 | 247.8473 | 117.2056 | 291.2688 | 389.5715 | 0.37666 | 0.38397 | 0.38397 | 0 | 93.3553 | 45.0038 | 111.8398 | 0
12 | 6 | 11 | 514.2432 | 514.7268 | 517.7697 | 520.7931 | 0 | 0 | 0 | 0 | 53.7264 | 83.0236 | 0 | 0 | 0 | 0 | 0 | 0 | 231.3618 | 360.5591 | 630.3724 | 651.7172 | 0 | 0 | 0 | 0 | 0 | -64.4518 | -351 | -351 | 0 | 0 | 0 | 0 | 229.1549 | 135.5958 | 238.3973 | 220.0759 | 0.38397 | 0.38397 | 0.38397 | 0 | 87.9897 | 52.0651 | 91.5385 | 0
12 | 6 | 12 | 515.3195 | 515.8464 | 518.7218 | 521.3316 | 0 | 0 | 0 | 0 | 48.641 | 76.8363 | 0 | 0 | 0 | 0 | 0 | 0 | 231.2513 | 353.1963 | 588.9119 | 609.0987 | 0 | 0 | 0 | 0 | 0 | -63.1215 | -351 | -351 | 0 | 0 | 0 | 0 | 235.4272 | 148.9352 | 280.81 | 263.2329 | 0.38397 | 0.38397 | 0.38397 | 0 | 90.3981 | 57.1871 | 107.8239 | 0
12 | 6 | 13 | 512.1723 | 513.7398 | 517.6699 | 521.1176 | 0 | 0 | 0 | 0 | 48.5757 | 76.8554 | 0 | 0 | 0 | 0 | 0 | 0 | 262.4574 | 393.4546 | 588.0637 | 612.1033 | 0 | 0 | 0 | 0 | 0 | -63.1215 | -351 | -365.4815 | 0 | 0 | 0 | 0 | 201.1392 | 106.5512 | 280.6063 | 274.4958 | 0.38397 | 0.38397 | 0.38397 | 0 | 77.2324 | 40.9128 | 107.7457 | 0
12 | 6 | 14 | 513.5462 | 515.8935 | 520.7179 | 524.9911 | 0 | 0 | 0 | 0 | 48.5073 | 77.7542 | 0 | 0 | 0 | 0 | 0 | 0 | 275.63 | 383.9202 | 492.9491 | 513.7216 | 0 | 0 | 0 | 0 | 0 | -63.1215 | -351 | -351 | 0 | 0 | 0 | 0 | 189.4089 | 117.3405 | 378.7688 | 362.2696 | 0.38397 | 0.38397 | 0.38397 | 0 | 72.7282 | 45.0556 | 145.4376 | 0
12 | 6 | 15 | 505.6929 | 508.6673 | 514.1271 | 518.936 | 0 | 0 | 0 | 0 | 53.2244 | 70.3813 | 0 | 0 | 0 | 0 | 0 | 0 | 288.3935 | 351.5777 | 418.1785 | 432.7031 | 0 | 0 | 0 | 0 | 0 | -34.5655 | -49.5948 | -302.4251 | 0 | 0 | 0 | 0 | 164.075 | 121.2738 | 145.5434 | 388.658 | 0.38397 | 0.38397 | 0.38397 | 0 | 63.0007 | 46.5659 | 55.885 | 0
12 | 6 | 16 | 510.9646 | 516.2839 | 524.3561 | 531.4829 | 0 | 0 | 0 | 0 | 84.2992 | 113.313 | 0 | 0 | 0 | 0 | 0 | 0 | 276.1135 | 291.9371 | 359.928 | 367.7315 | 0 | 0 | 0 | 0 | 0 | -3.1215 | -4.2915 | 52.8001 | 0 | 0 | 0 | 0 | 150.5519 | 114.1553 | 168.7196 | 110.9513 | 0.37613 | 0.37654 | 0.3735 | 0.38586 | 56.6275 | 42.984 | 63.0166 | 42.8122
12 | 6 | 17 | 537.7205 | 544.6302 | 554.5015 | 563.1347 | 0 | 0 | 0 | 0 | 124.7186 | 168.0677 | 0 | 0 | 0 | 0 | 0 | 0 | 229.4409 | 204.4513 | 277.5534 | 278.0148 | 0 | 0 | 0 | 0 | 0 | 2.0813 | -24.8614 | 320.4564 | 0 | 0 | 0 | 0 | 183.561 | 170.03 | 301.8095 | -35.3365 | 0.36823 | 0.38625 | 0.38886 | 0.38905 | 67.5934 | 65.6735 | 117.3615 | -13.7478
12 | 6 | 18 | 589.4099 | 599.9995 | 614.1039 | 626.4286 | 0 | 0 | 0 | 0 | 133.0093 | 204.42 | 0 | 0 | 0 | 0 | 0 | 0 | 213.0288 | 191.0733 | 272.8209 | 272.8209 | 0 | 0 | 0 | 0 | 0 | -13.0905 | -34.164 | 199.7742 | 0 | 0 | 0 | 0 | 243.3719 | 217.5967 | 375.447 | 153.8334 | 0.38392 | 0.39924 | 0.39333 | 0.38256 | 93.4359 | 86.8731 | 147.6741 | 58.8505
12 | 6 | 19 | 599.3883 | 612.1149 | 628.5814 | 642.9522 | 0 | 0 | 0 | 0 | 138.4947 | 212.7377 | 0 | 0 | 0 | 0 | 0 | 0 | 203.0524 | 187.2495 | 274.8388 | 274.8388 | 0 | 0 | 0 | 0 | 0 | 33.0025 | 157.6674 | 436.8692 | 0 | 0 | 0 | 0 | 257.8412 | 179.1253 | 196.0751 | -68.7557 | 0.38563 | 0.40066 | 0.39478 | 0.38374 | 99.4311 | 71.7688 | 77.406 | -26.3846
12 | 6 | 20 | 588.4019 | 601.3636 | 617.9538 | 632.3282 | 0 | 0 | 0 | 0 | 139.9176 | 211.7194 | 0 | 0 | 0 | 0 | 0 | 0 | 217.7626 | 197.9423 | 273.7994 | 273.7994 | 0 | 0 | 0 | 0 | 0 | 13.1264 | 93.6132 | 117 | 0 | 0 | 0 | 0 | 230.7217 | 178.5754 | 250.5411 | 241.5288 | 0.38498 | 0.40006 | 0.39435 | 0.38314 | 88.8242 | 71.441 | 98.8013 | 92.5405
12 | 6 | 21 | 570.5421 | 583.1958 | 599.2634 | 613.049 | 0 | 0 | 0 | 0 | 142.4821 | 223.9535 | 0 | 0 | 0 | 0 | 0 | 0 | 215.6779 | 202.9885 | 294.4178 | 294.4178 | 0 | 0 | 0 | 0 | 0 | 13.0833 | 94.3417 | 117 | 0 | 0 | 0 | 0 | 212.3822 | 143.1704 | 210.5039 | 201.6312 | 0.38362 | 0.39918 | 0.39347 | 0.3819 | 81.4742 | 57.1506 | 82.826 | 77.0023
12 | 6 | 22 | 537.0589 | 549.1526 | 564.4397 | 577.5139 | 0 | 0 | 0 | 0 | 145.9474 | 217.1991 | 0 | 0 | 0 | 0 | 0 | 0 | 229.4111 | 218.4607 | 310.327 | 310.327 | 0 | 0 | 0 | 0 | 0 | 0 | 94.9289 | 38.9455 | 0 | 0 | 0 | 0 | 161.7004 | 113.4928 | 159.1838 | 228.2414 | 0.37803 | 0.39555 | 0.3898 | 0.38045 | 61.1279 | 44.8921 | 62.0505 | 86.8352
12 | 6 | 23 | 480.2088 | 491.336 | 505.3192 | 517.2494 | 0 | 0 | 0 | 0 | 146.7699 | 247.129 | 0 | 0 | 0 | 0 | 0 | 0 | 200.522 | 197.6297 | 295.7512 | 295.7512 | 0 | 0 | 0 | 0 | 0 | 16.6719 | 291.6567 | 0 | 0 | 0 | 0 | 0 | 132.917 | 29.9054 | -82.0887 | 221.4982 | 0.36992 | 0.3904 | 0.38503 | 0.37684 | 49.168 | 11.6752 | -31.6066 | 83.4704
12 | 6 | 24 | 430.5042 | 439.1269 | 450.1103 | 459.3568 | 0 | 0 | 0 | 0 | 109.1445 | 180.0818 | 0 | 0 | 0 | 0 | 0 | 0 | 196.5479 | 197.7018 | 296.8748 | 296.8748 | 0 | 0 | 0 | 0 | 0 | 0 | 95.3969 | 0 | 0 | 0 | 0 | 0 | 124.8118 | 61.3433 | 57.8386 | 162.482 | 0.36541 | 0.38531 | 0.38012 | 0.36918 | 45.6075 | 23.6363 | 21.9858 | 59.9853
12 | 7 | 1 | 396.4435 | 402.5743 | 410.605 | 417.169 | 0 | 0 | 0 | 0 | 148.4932 | 206.601 | 0 | 0 | 0 | 0 | 0 | 0 | 211.5186 | 210.4457 | 291.1098 | 291.1098 | 0 | 0 | 0 | 0 | 0 | 65.4166 | 166.4182 | 7.1083 | 0 | 0 | 0 | 0 | 36.4317 | -79.8891 | -46.923 | 118.9508 | 0.36727 | 0.38821 | 0.38242 | 0.37348 | 13.3804 | -31.0134 | -17.9445 | 44.4258
12 | 7 | 2 | 377.4343 | 381.5119 | 387.2206 | 391.7584 | 0 | 0 | 0 | 0 | 130.4417 | 175.8001 | 0 | 0 | 0 | 0 | 0 | 0 | 215.2716 | 214.5477 | 279.899 | 279.899 | 0 | 0 | 0 | 0 | 0 | 8.9396 | 37.1486 | 0 | 0 | 0 | 0 | 0 | 31.721 | -17.7756 | 70.173 | 111.8594 | 0.36484 | 0.38864 | 0.38295 | 0.37206 | 11.573 | -6.9082 | 26.8729 | 41.6179
12 | 7 | 3 | 367.0456 | 369.1921 | 372.7546 | 375.4263 | 0 | 0 | 0 | 0 | 108.8141 | 152.4994 | 0 | 0 | 0 | 0 | 0 | 0 | 229.8729 | 223.0554 | 287.3423 | 287.3423 | 0 | 0 | 0 | 0 | 0 | -1.4804 | -38.7292 | 64.9372 | 0 | 0 | 0 | 0 | 28.3586 | -4.8823 | 124.1416 | 23.1468 | 0.36527 | 0.38758 | 0.38231 | 0.37011 | 10.3585 | -1.8923 | 47.4607 | 8.5668
12 | 7 | 4 | 364.4491 | 365.175 | 367.1611 | 368.4388 | 0 | 0 | 0 | 0 | 80.2777 | 161.0638 | 0 | 0 | 0 | 0 | 0 | 0 | 238.6823 | 227.0667 | 336.2765 | 336.2765 | 0 | 0 | 0 | 0 | 0 | -2.1576 | -35.9212 | -40.6321 | 0 | 0 | 0 | 0 | 45.4891 | -20.7978 | 66.8058 | 72.7944 | 0.36475 | 0.38634 | 0.38116 | 0.36859 | 16.5923 | -8.0351 | 25.4636 | 26.8311
12 | 7 | 5 | 374.8487 | 374.553 | 375.4558 | 375.7722 | 0 | 0 | 0 | 0 | 100.4631 | 184.07 | 0 | 0 | 0 | 0 | 0 | 0 | 255.081 | 242.9887 | 361.7268 | 361.7268 | 0 | 0 | 0 | 0 | 0 | 49.6726 | 0 | 0 | 0 | 0 | 0 | 0 | 19.3046 | -102.1782 | 13.729 | 14.0454 | 0.36472 | 0.38369 | 0.37873 | 0.36539 | 7.0408 | -39.2044 | 5.1996 | 5.132
12 | 7 | 6 | 399.8891 | 398.3069 | 397.9399 | 397.1789 | 0 | 0 | 0 | 0 | 129.9434 | 199.0885 | 0 | 0 | 0 | 0 | 0 | 0 | 258.2731 | 247.6181 | 357.1466 | 357.1466 | 0 | 0 | 0 | 0 | 0 | 5.2971 | 221.7878 | -93.7943 | 0 | 0 | 0 | 0 | 11.6726 | -53.6968 | -180.9946 | 133.8265 | 0.36467 | 0.38225 | 0.37475 | 0.36382 | 4.2566 | -20.5254 | -67.8272 | 48.6891
12 | 7 | 7 | 447.6156 | 446.3285 | 446.6821 | 446.787 | 0 | 0 | 0 | 0 | 132.1986 | 201.2953 | 0 | 0 | 0 | 0 | 0 | 0 | 253.6891 | 242.1599 | 344.685 | 344.6864 | 0 | 0 | 0 | 0 | 0 | 52.6486 | 141.4773 | 248.3446 | 0 | 0 | 0 | 0 | 61.7279 | -49.7752 | -39.4802 | -146.2441 | 0.36466 | 0.38514 | 0.37677 | 0.36382 | 22.5098 | -19.1707 | -14.875 | -53.2069
12 | 7 | 8 | 479.772 | 479.2137 | 480.9175 | 482.7076 | 0 | 0 | 0 | 0 | 111.0028 | 149.2972 | 0 | 0 | 0 | 0 | 0 | 0 | 262.8208 | 265.1074 | 384.681 | 386.6832 | 0 | 0 | 0 | 0 | 0 | -13.8334 | -53.7317 | -115.9934 | 0 | 0 | 0 | 0 | 105.9484 | 78.6425 | 149.9682 | 212.0178 | 0.36774 | 0.38205 | 0.37719 | 0.38148 | 38.9617 | 30.045 | 56.5669 | 80.881
12 | 7 | 9 | 491.6203 | 491.9318 | 495.0522 | 498.5842 | 0 | 0 | 0 | 0 | 67.4795 | 122.7044 | 0 | 0 | 0 | 0 | 0 | 0 | 292.4396 | 323.6404 | 434.079 | 442.4279 | 0 | 0 | 0 | 0 | 0 | -11.6667 | -15.9385 | 106.9733 | 0 | 0 | 0 | 0 | 131.7012 | 57.2537 | 76.9116 | -50.8171 | 0.37162 | 0.36395 | 0.36521 | 0.3937 | 48.9422 | 20.8377 | 28.0888 | -20.0065
12 | 7 | 10 | 497.3678 | 497.5259 | 500.448 | 503.7386 | 0 | 0 | 0 | 0 | 57.1476 | 101.2997 | 0 | 0 | 0 | 0 | 0 | 0 | 333.2537 | 403.503 | 438.8282 | 454.5366 | 0 | 0 | 0 | 0 | 0 | -18.5313 | -304.6724 | -414.8997 | 0 | 0 | 0 | 0 | 106.9665 | 11.2545 | 366.2922 | 464.1016 | 0.37666 | 0.38397 | 0.38397 | 0 | 40.2905 | 4.3214 | 140.6469 | 0
12 | 7 | 11 | 506.4296 | 506.6574 | 509.3902 | 512.1453 | 0 | 0 | 0 | 0 | 53.7264 | 83.0236 | 0 | 0 | 0 | 0 | 0 | 0 | 384.6692 | 475.9375 | 518.949 | 538.6079 | 0 | 0 | 0 | 0 | 0 | -64.4518 | -351 | -351 | 0 | 0 | 0 | 0 | 68.034 | 12.1481 | 341.4412 | 324.5375 | 0.38397 | 0.38397 | 0.38397 | 0 | 26.1233 | 4.6645 | 131.1048 | 0
12 | 7 | 12 | 505.675 | 505.8861 | 508.3787 | 510.6573 | 0 | 0 | 0 | 0 | 48.641 | 76.8363 | 0 | 0 | 0 | 0 | 0 | 0 | 420.1016 | 539.4121 | 557.4306 | 582.4706 | 0 | 0 | 0 | 0 | 0 | -63.1215 | -351 | -351 | 0 | 0 | 0 | 0 | 36.9323 | -47.2409 | 301.9481 | 279.1867 | 0.38397 | 0.38397 | 0.38397 | 0 | 14.1811 | -18.1392 | 115.9404 | 0
12 | 7 | 13 | 502.8178 | 504.079 | 507.6379 | 510.7644 | 0 | 0 | 0 | 0 | 48.5757 | 76.8554 | 0 | 0 | 0 | 0 | 0 | 0 | 419.4498 | 565.216 | 628.0109 | 653.4693 | 0 | 0 | 0 | 0 | 0 | -63.1215 | -351 | -365.4815 | 0 | 0 | 0 | 0 | 34.7923 | -74.8709 | 230.627 | 222.7766 | 0.38397 | 0.38397 | 0.38397 | 0 | 13.3594 | -28.7484 | 88.5549 | 0
12 | 7 | 14 | 503.2671 | 505.2779 | 509.6943 | 513.6146 | 0 | 0 | 0 | 0 | 48.5073 | 77.7542 | 0 | 0 | 0 | 0 | 0 | 0 | 402.9012 | 539.293 | 663.7329 | 687.0267 | 0 | 0 | 0 | 0 | 0 | -63.1215 | -351 | -351 | 0 | 0 | 0 | 0 | 51.8587 | -48.6478 | 196.9614 | 177.5879 | 0.38397 | 0.38397 | 0.38397 | 0 | 19.9124 | -18.6794 | 75.6282 | 0
12 | 7 | 15 | 494.2536 | 496.8535 | 501.8593 | 506.2754 | 0 | 0 | 0 | 0 | 53.2244 | 70.3813 | 0 | 0 | 0 | 0 | 0 | 0 | 380.5443 | 506.9959 | 629.2777 | 649.5446 | 0 | 0 | 0 | 0 | 0 | -34.5655 | -49.5948 | -302.4251 | 0 | 0 | 0 | 0 | 60.4849 | -45.9581 | -77.8237 | 159.1559 | 0.38397 | 0.38397 | 0.38397 | 0 | 23.2247 | -17.6467 | -29.8823 | 0
12 | 7 | 16 | 493.0532 | 497.7862 | 505.1475 | 511.6593 | 0 | 0 | 0 | 0 | 84.2992 | 113.313 | 0 | 0 | 0 | 0 | 0 | 0 | 337.7767 | 408.5603 | 535.2197 | 547.1186 | 0 | 0 | 0 | 0 | 0 | -3.1215 | -4.2915 | 52.8001 | 0 | 0 | 0 | 0 | 70.9774 | -20.9655 | -25.7808 | -88.2594 | 0.37613 | 0.37654 | 0.3735 | 0.38586 | 26.6969 | -7.8944 | -9.6291 | -34.0562
12 | 7 | 17 | 515.3857 | 521.5643 | 530.5491 | 538.4154 | 0 | 0 | 0 | 0 | 124.7186 | 168.0677 | 0 | 0 | 0 | 0 | 0 | 0 | 276.2014 | 275.4359 | 345.2442 | 346.1192 | 0 | 0 | 0 | 0 | 0 | 2.0813 | -24.8614 | 320.4564 | 0 | 0 | 0 | 0 | 114.4657 | 75.9794 | 210.1663 | -128.1602 | 0.36823 | 0.38625 | 0.38886 | 0.38905 | 42.1502 | 29.3468 | 81.7252 | -49.8612
12 | 7 | 18 | 573.9279 | 584.0107 | 597.5006 | 609.2936 | 0 | 0 | 0 | 0 | 133.0093 | 204.42 | 0 | 0 | 0 | 0 | 0 | 0 | 237.893 | 229.5681 | 320.0173 | 320.0173 | 0 | 0 | 0 | 0 | 0 | -13.0905 | -34.164 | 199.7742 | 0 | 0 | 0 | 0 | 203.0256 | 163.113 | 311.6472 | 89.5021 | 0.38392 | 0.39924 | 0.39333 | 0.38256 | 77.9461 | 65.1211 | 122.5798 | 34.2399
12 | 7 | 19 | 576.9629 | 588.9554 | 604.5318 | 618.1326 | 0 | 0 | 0 | 0 | 138.4947 | 212.7377 | 0 | 0 | 0 | 0 | 0 | 0 | 230.8719 | 229.2872 | 333.3164 | 333.3164 | 0 | 0 | 0 | 0 | 0 | 33.0025 | 157.6674 | 436.8692 | 0 | 0 | 0 | 0 | 207.5962 | 113.928 | 113.5479 | -152.053 | 0.38563 | 0.40066 | 0.39478 | 0.38374 | 80.0552 | 45.6467 | 44.8261 | -58.3495
12 | 7 | 20 | 563.801 | 575.9574 | 591.5711 | 605.1009 | 0 | 0 | 0 | 0 | 139.9176 | 211.7194 | 0 | 0 | 0 | 0 | 0 | 0 | 239.8479 | 240.1834 | 358.7126 | 358.7126 | 0 | 0 | 0 | 0 | 0 | 13.1264 | 93.6132 | 117 | 0 | 0 | 0 | 0 | 184.0355 | 110.9281 | 139.2452 | 129.3882 | 0.38498 | 0.40006 | 0.39435 | 0.38314 | 70.8508 | 44.378 | 54.9116 | 49.5744
12 | 7 | 21 | 551.6337 | 563.6684 | 578.9855 | 592.1219 | 0 | 0 | 0 | 0 | 142.4821 | 223.9535 | 0 | 0 | 0 | 0 | 0 | 0 | 240.3882 | 235.4985 | 352.3685 | 352.3685 | 0 | 0 | 0 | 0 | 0 | 13.0833 | 94.3417 | 117 | 0 | 0 | 0 | 0 | 168.7634 | 91.1331 | 132.2752 | 122.7533 | 0.38362 | 0.39918 | 0.39347 | 0.3819 | 64.7412 | 36.3784 | 52.0457 | 46.8791
12 | 7 | 22 | 527.795 | 539.5855 | 554.5049 | 567.261 | 0 | 0 | 0 | 0 | 145.9474 | 217.1991 | 0 | 0 | 0 | 0 | 0 | 0 | 165.1424 | 178.6493 | 347.3057 | 347.3057 | 0 | 0 | 0 | 0 | 0 | 0 | 94.9289 | 38.9455 | 0 | 0 | 0 | 0 | 216.7052 | 143.737 | 112.2703 | 181.0098 | 0.37803 | 0.39555 | 0.3898 | 0.38045 | 81.9215 | 56.8552 | 43.7634 | 68.8658
12 | 7 | 23 | 482.6562 | 493.8635 | 507.9439 | 519.9581 | 0 | 0 | 0 | 0 | 146.7699 | 247.129 | 0 | 0 | 0 | 0 | 0 | 0 | 168.8764 | 178.8811 | 349.4055 | 349.4055 | 0 | 0 | 0 | 0 | 0 | 16.6719 | 291.6567 | 0 | 0 | 0 | 0 | 0 | 167.0099 | 51.1815 | -133.1183 | 170.5526 | 0.36992 | 0.3904 | 0.38503 | 0.37684 | 61.7795 | 19.9814 | -51.2546 | 64.2718
12 | 7 | 24 | 440.1306 | 449.0685 | 460.434 | 470.0109 | 0 | 0 | 0 | 0 | 109.1445 | 180.0818 | 0 | 0 | 0 | 0 | 0 | 0 | 176.4868 | 185.4708 | 340.2114 | 340.2114 | 0 | 0 | 0 | 0 | 0 | 0 | 95.3969 | 0 | 0 | 0 | 0 | 0 | 154.4994 | 83.5158 | 24.8256 | 129.7995 | 0.36541 | 0.38531 | 0.38012 | 0.36918 | 56.4556 | 32.1796 | 9.4368 | 47.9196
12 | 8 | 1 | 400.1237 | 406.3749 | 414.5517 | 421.242 | 0 | 0 | 0 | 0 | 148.4932 | 206.601 | 0 | 0 | 0 | 0 | 0 | 0 | 177.5354 | 185.3379 | 311.4858 | 311.4858 | 0 | 0 | 0 | 0 | 0 | 65.4166 | 166.4182 | 7.1083 | 0 | 0 | 0 | 0 | 74.0951 | -50.9806 | -63.3523 | 102.6479 | 0.36727 | 0.38821 | 0.38242 | 0.37348 | 27.2132 | -19.791 | -24.2274 | 38.337
12 | 8 | 2 | 381.5676 | 385.7806 | 391.6533 | 396.3331 | 0 | 0 | 0 | 0 | 130.4417 | 175.8001 | 0 | 0 | 0 | 0 | 0 | 0 | 200.8802 | 200.6034 | 292.7484 | 292.7484 | 0 | 0 | 0 | 0 | 0 | 8.9396 | 37.1486 | 0 | 0 | 0 | 0 | 0 | 50.2457 | 0.43746 | 61.7563 | 103.5847 | 0.36484 | 0.38864 | 0.38295 | 0.37206 | 18.3316 | 0.17001 | 23.6497 | 38.5393
12 | 8 | 3 | 370.2 | 372.4498 | 376.1375 | 378.9175 | 0 | 0 | 0 | 0 | 108.8141 | 152.4994 | 0 | 0 | 0 | 0 | 0 | 0 | 187.8562 | 195.9557 | 289.6911 | 289.6911 | 0 | 0 | 0 | 0 | 0 | -1.4804 | -38.7292 | 64.9372 | 0 | 0 | 0 | 0 | 73.5297 | 25.4751 | 125.1756 | 24.2892 | 0.36527 | 0.38758 | 0.38231 | 0.37011 | 26.858 | 9.8737 | 47.856 | 8.9896
12 | 8 | 4 | 364.8298 | 365.5682 | 367.5694 | 368.8601 | 0 | 0 | 0 | 0 | 80.2777 | 161.0638 | 0 | 0 | 0 | 0 | 0 | 0 | 180.6495 | 192.8702 | 285.9556 | 285.9556 | 0 | 0 | 0 | 0 | 0 | -2.1576 | -35.9212 | -40.6321 | 0 | 0 | 0 | 0 | 103.9026 | 13.7919 | 117.535 | 123.5366 | 0.36475 | 0.38634 | 0.38116 | 0.36859 | 37.8987 | 5.3284 | 44.7994 | 45.5341
12 | 8 | 5 | 367.996 | 367.476 | 368.1068 | 368.1878 | 0 | 0 | 0 | 0 | 100.4631 | 184.07 | 0 | 0 | 0 | 0 | 0 | 0 | 172.8513 | 184.9761 | 281.0857 | 281.0857 | 0 | 0 | 0 | 0 | 0 | 49.6726 | 0 | 0 | 0 | 0 | 0 | 0 | 94.6816 | -51.2427 | 87.0211 | 87.1021 | 0.36472 | 0.38369 | 0.37873 | 0.36539 | 34.5322 | -19.6611 | 32.9576 | 31.8263
12 | 8 | 6 | 376.7385 | 374.3985 | 373.1126 | 371.5567 | 0 | 0 | 0 | 0 | 129.9434 | 199.0885 | 0 | 0 | 0 | 0 | 0 | 0 | 175.716 | 188.0248 | 287.7034 | 287.7034 | 0 | 0 | 0 | 0 | 0 | 5.2971 | 221.7878 | -93.7943 | 0 | 0 | 0 | 0 | 71.0791 | -18.0119 | -136.3786 | 177.6475 | 0.36467 | 0.38225 | 0.37475 | 0.36382 | 25.9205 | -6.885 | -51.1075 | 64.6321
12 | 8 | 7 | 389.5669 | 386.3796 | 384.4292 | 382.5408 | 0 | 0 | 0 | 0 | 132.1986 | 201.2953 | 0 | 0 | 0 | 0 | 0 | 0 | 158.1797 | 174.8794 | 287.97 | 287.9752 | 0 | 0 | 0 | 0 | 0 | 52.6486 | 141.4773 | 248.3446 | 0 | 0 | 0 | 0 | 99.1885 | -42.4436 | -45.0181 | -153.7791 | 0.36466 | 0.38514 | 0.37677 | 0.36382 | 36.1703 | -16.3469 | -16.9615 | -55.9483
12 | 8 | 8 | 405.4073 | 402.4148 | 401.1669 | 400.4035 | 0 | 0 | 0 | 0 | 111.0028 | 149.2972 | 0 | 0 | 0 | 0 | 0 | 0 | 172.7739 | 234.0975 | 421.3711 | 426.1343 | 0 | 0 | 0 | 0 | 0 | -13.8334 | -53.7317 | -115.9934 | 0 | 0 | 0 | 0 | 121.6306 | 32.8534 | 33.5274 | 90.2626 | 0.36774 | 0.38205 | 0.37719 | 0.38148 | 44.7287 | 12.5515 | 12.6463 | 34.4336
12 | 8 | 9 | 432.6833 | 431.0655 | 431.8466 | 433.3549 | 0 | 0 | 0 | 0 | 67.4795 | 122.7044 | 0 | 0 | 0 | 0 | 0 | 0 | 242.7797 | 392.1341 | 709.5997 | 727.745 | 0 | 0 | 0 | 0 | 0 | -11.6667 | -15.9385 | 106.9733 | 0 | 0 | 0 | 0 | 122.424 | -72.1063 | -261.8146 | -401.3634 | 0.37162 | 0.36395 | 0.36521 | 0.3937 | 45.4947 | -26.2433 | -95.6171 | -158.0156
12 | 8 | 10 | 448.7824 | 447.3501 | 448.3438 | 449.966 | 0 | 0 | 0 | 0 | 57.1476 | 101.2997 | 0 | 0 | 0 | 0 | 0 | 0 | 304.6358 | 478.8283 | 769.7478 | 794.3817 | 0 | 0 | 0 | 0 | 0 | -18.5313 | -304.6724 | -414.8997 | 0 | 0 | 0 | 0 | 86.999 | -114.2466 | -16.7317 | 70.484 | 0.37666 | 0.38397 | 0.38397 | 0 | 32.7695 | -43.8676 | -6.4245 | 0
12 | 8 | 11 | 456.8108 | 455.4144 | 456.1778 | 457.2291 | 0 | 0 | 0 | 0 | 53.7264 | 83.0236 | 0 | 0 | 0 | 0 | 0 | 0 | 318.4303 | 511.2926 | 837.2933 | 867.0124 | 0 | 0 | 0 | 0 | 0 | -64.4518 | -351 | -351 | 0 | 0 | 0 | 0 | 84.6541 | -74.4499 | -30.1155 | -58.7833 | 0.38397 | 0.38397 | 0.38397 | 0 | 32.505 | -28.5868 | -11.5636 | 0
12 | 8 | 12 | 454.2977 | 452.827 | 453.2804 | 453.7949 | 0 | 0 | 0 | 0 | 48.641 | 76.8363 | 0 | 0 | 0 | 0 | 0 | 0 | 302.982 | 528.0731 | 866.9225 | 899.0697 | 0 | 0 | 0 | 0 | 0 | -63.1215 | -351 | -351 | 0 | 0 | 0 | 0 | 102.6747 | -88.961 | -62.642 | -94.2749 | 0.38397 | 0.38397 | 0.38397 | 0 | 39.4245 | -34.1586 | -24.0529 | 0
12 | 8 | 13 | 448.3767 | 447.8559 | 449.2539 | 450.5111 | 0 | 0 | 0 | 0 | 48.5757 | 76.8554 | 0 | 0 | 0 | 0 | 0 | 0 | 283.6015 | 516.0102 | 942.2562 | 974.2101 | 0 | 0 | 0 | 0 | 0 | -63.1215 | -351 | -365.4815 | 0 | 0 | 0 | 0 | 116.1995 | -81.8883 | -142.0023 | -158.2175 | 0.38397 | 0.38397 | 0.38397 | 0 | 44.6177 | -31.4429 | -54.5253 | 0
12 | 8 | 14 | 440.8675 | 440.8357 | 442.7753 | 444.553 | 0 | 0 | 0 | 0 | 48.5073 | 77.7542 | 0 | 0 | 0 | 0 | 0 | 0 | 254.8218 | 472.5182 | 851.0668 | 879.1916 | 0 | 0 | 0 | 0 | 0 | -63.1215 | -351 | -351 | 0 | 0 | 0 | 0 | 137.5384 | -46.3152 | -57.2914 | -83.6386 | 0.38397 | 0.38397 | 0.38397 | 0 | 52.8113 | -17.7838 | -21.9985 | 0
12 | 8 | 15 | 436.4949 | 437.2042 | 439.9174 | 442.3503 | 0 | 0 | 0 | 0 | 53.2244 | 70.3813 | 0 | 0 | 0 | 0 | 0 | 0 | 258.9768 | 456.5563 | 828.1976 | 851.7863 | 0 | 0 | 0 | 0 | 0 | -34.5655 | -49.5948 | -302.4251 | 0 | 0 | 0 | 0 | 124.2938 | -55.1679 | -338.6854 | -107.0109 | 0.38397 | 0.38397 | 0.38397 | 0 | 47.7257 | -21.183 | -130.0466 | 0
12 | 8 | 16 | 441.114 | 444.1468 | 449.4465 | 454.1748 | 0 | 0 | 0 | 0 | 84.2992 | 113.313 | 0 | 0 | 0 | 0 | 0 | 0 | 243.6933 | 375.6167 | 678.0565 | 693.9531 | 0 | 0 | 0 | 0 | 0 | -3.1215 | -4.2915 | 52.8001 | 0 | 0 | 0 | 0 | 113.1215 | -41.6614 | -224.3186 | -292.5784 | 0.37613 | 0.37654 | 0.3735 | 0.38586 | 42.5487 | -15.6872 | -83.7828 | -112.8957
12 | 8 | 17 | 470.6436 | 475.3576 | 482.5665 | 488.8965 | 0 | 0 | 0 | 0 | 124.7186 | 168.0677 | 0 | 0 | 0 | 0 | 0 | 0 | 166.0122 | 180.4332 | 320.5551 | 321.9097 | 0 | 0 | 0 | 0 | 0 | 2.0813 | -24.8614 | 320.4564 | 0 | 0 | 0 | 0 | 179.9128 | 124.7755 | 186.8728 | -153.4696 | 0.36823 | 0.38625 | 0.38886 | 0.38905 | 66.25 | 48.1941 | 72.6673 | -59.7079
12 | 8 | 18 | 539.8637 | 548.8314 | 560.9693 | 571.5926 | 0 | 0 | 0 | 0 | 133.0093 | 204.42 | 0 | 0 | 0 | 0 | 0 | 0 | 154.4899 | 139.3794 | 233.6336 | 233.6336 | 0 | 0 | 0 | 0 | 0 | -13.0905 | -34.164 | 199.7742 | 0 | 0 | 0 | 0 | 252.3645 | 218.1225 | 361.4997 | 138.1848 | 0.38392 | 0.39924 | 0.39333 | 0.38256 | 96.8884 | 87.0831 | 142.1883 | 52.864
12 | 8 | 19 | 544.4941 | 555.4237 | 569.7113 | 582.1973 | 0 | 0 | 0 | 0 | 138.4947 | 212.7377 | 0 | 0 | 0 | 0 | 0 | 0 | 126.2435 | 116.2615 | 289.6978 | 289.6978 | 0 | 0 | 0 | 0 | 0 | 33.0025 | 157.6674 | 436.8692 | 0 | 0 | 0 | 0 | 279.7558 | 193.4221 | 122.3462 | -144.3696 | 0.38563 | 0.40066 | 0.39478 | 0.38374 | 107.8821 | 77.497 | 48.2995 | -55.4011
12 | 8 | 20 | 532.0936 | 543.212 | 557.5673 | 570.0083 | 0 | 0 | 0 | 0 | 139.9176 | 211.7194 | 0 | 0 | 0 | 0 | 0 | 0 | 92.8204 | 100.8289 | 377.7077 | 377.7077 | 0 | 0 | 0 | 0 | 0 | 13.1264 | 93.6132 | 117 | 0 | 0 | 0 | 0 | 299.3556 | 217.5373 | 86.2463 | 75.3006 | 0.38498 | 0.40006 | 0.39435 | 0.38314 | 115.2472 | 87.0281 | 34.0114 | 28.851
12 | 8 | 21 | 531.4925 | 542.8679 | 557.3856 | 569.8303 | 0 | 0 | 0 | 0 | 142.4821 | 223.9535 | 0 | 0 | 0 | 0 | 0 | 0 | 77.4103 | 88.9501 | 401.9893 | 401.9893 | 0 | 0 | 0 | 0 | 0 | 13.0833 | 94.3417 | 117 | 0 | 0 | 0 | 0 | 311.6001 | 216.8809 | 61.0545 | 50.841 | 0.38362 | 0.39918 | 0.39347 | 0.3819 | 119.5363 | 86.5743 | 24.0228 | 19.416
12 | 8 | 22 | 509.3579 | 520.5449 | 534.7325 | 546.8555 | 0 | 0 | 0 | 0 | 145.9474 | 217.1991 | 0 | 0 | 0 | 0 | 0 | 0 | 88.6971 | 92.5851 | 396.6511 | 396.6511 | 0 | 0 | 0 | 0 | 0 | 0 | 94.9289 | 38.9455 | 0 | 0 | 0 | 0 | 274.7134 | 210.7606 | 43.1525 | 111.2589 | 0.37803 | 0.39555 | 0.3898 | 0.38045 | 103.8505 | 83.3665 | 16.821 | 42.3288
12 | 8 | 23 | 475.586 | 486.5618 | 500.3615 | 512.133 | 0 | 0 | 0 | 0 | 146.7699 | 247.129 | 0 | 0 | 0 | 0 | 0 | 0 | 111.0796 | 100.72 | 378.0314 | 378.0314 | 0 | 0 | 0 | 0 | 0 | 16.6719 | 291.6567 | 0 | 0 | 0 | 0 | 0 | 217.7365 | 122.0409 | -169.3266 | 134.1016 | 0.36992 | 0.3904 | 0.38503 | 0.37684 | 80.544 | 47.6451 | -65.1958 | 50.5354
12 | 8 | 24 | 435.9247 | 444.7249 | 455.9235 | 465.356 | 0 | 0 | 0 | 0 | 109.1445 | 180.0818 | 0 | 0 | 0 | 0 | 0 | 0 | 104.3349 | 82.9707 | 346.9331 | 346.9331 | 0 | 0 | 0 | 0 | 0 | 0 | 95.3969 | 0 | 0 | 0 | 0 | 0 | 222.4453 | 181.6723 | 13.5934 | 118.4229 | 0.36541 | 0.38531 | 0.38012 | 0.36918 | 81.2837 | 70.0004 | 5.1672 | 43.7196
12 | 9 | 1 | 402.1904 | 408.5092 | 416.7681 | 423.5294 | 0 | 0 | 0 | 0 | 148.4932 | 206.601 | 0 | 0 | 0 | 0 | 0 | 0 | 103.9649 | 74.7207 | 323.6168 | 323.6168 | 0 | 0 | 0 | 0 | 0 | 65.4166 | 166.4182 | 7.1083 | 0 | 0 | 0 | 0 | 149.7323 | 61.771 | -73.2669 | 92.8043 | 0.36727 | 0.38821 | 0.38242 | 0.37348 | 54.9928 | 23.9798 | -28.019 | 34.6606
12 | 9 | 2 | 379.6097 | 383.7586 | 389.5536 | 394.1661 | 0 | 0 | 0 | 0 | 130.4417 | 175.8001 | 0 | 0 | 0 | 0 | 0 | 0 | 125.5252 | 83.8373 | 310.677 | 310.677 | 0 | 0 | 0 | 0 | 0 | 8.9396 | 37.1486 | 0 | 0 | 0 | 0 | 0 | 123.6428 | 115.1815 | 41.728 | 83.4891 | 0.36484 | 0.38864 | 0.38295 | 0.37206 | 45.1097 | 44.7637 | 15.9798 | 31.0626
12 | 9 | 3 | 367.0819 | 369.2296 | 372.7935 | 375.4664 | 0 | 0 | 0 | 0 | 108.8141 | 152.4994 | 0 | 0 | 0 | 0 | 0 | 0 | 138.1493 | 88.6026 | 303.6384 | 303.6384 | 0 | 0 | 0 | 0 | 0 | -1.4804 | -38.7292 | 64.9372 | 0 | 0 | 0 | 0 | 120.1185 | 129.6079 | 107.8843 | 6.8908 | 0.36527 | 0.38758 | 0.38231 | 0.37011 | 43.8754 | 50.2337 | 41.2454 | 2.5503
12 | 9 | 4 | 360.5514 | 361.1497 | 362.9811 | 364.1249 | 0 | 0 | 0 | 0 | 80.2777 | 161.0638 | 0 | 0 | 0 | 0 | 0 | 0 | 134.9527 | 83.2994 | 302.0761 | 302.0761 | 0 | 0 | 0 | 0 | 0 | -2.1576 | -35.9212 | -40.6321 | 0 | 0 | 0 | 0 | 145.321 | 118.9442 | 96.8263 | 102.681 | 0.36475 | 0.38634 | 0.38116 | 0.36859 | 53.0062 | 45.9533 | 36.9061 | 37.847
12 | 9 | 5 | 362.6842 | 361.9904 | 362.4103 | 362.309 | 0 | 0 | 0 | 0 | 100.4631 | 184.07 | 0 | 0 | 0 | 0 | 0 | 0 | 132.9777 | 78.6534 | 288.6751 | 288.6751 | 0 | 0 | 0 | 0 | 0 | 49.6726 | 0 | 0 | 0 | 0 | 0 | 0 | 129.2434 | 49.5944 | 73.7352 | 73.6338 | 0.36472 | 0.38369 | 0.37873 | 0.36539 | 47.1376 | 19.0287 | 27.9258 | 26.9051
12 | 9 | 6 | 369.9764 | 367.415 | 365.8608 | 364.0726 | 0 | 0 | 0 | 0 | 129.9434 | 199.0885 | 0 | 0 | 0 | 0 | 0 | 0 | 142.9321 | 85.5223 | 269.7242 | 269.7242 | 0 | 0 | 0 | 0 | 0 | 5.2971 | 221.7878 | -93.7943 | 0 | 0 | 0 | 0 | 97.101 | 77.5072 | -125.6512 | 188.1428 | 0.36467 | 0.38225 | 0.37475 | 0.36382 | 35.4099 | 29.6268 | -47.0874 | 68.4505
12 | 9 | 7 | 376.7498 | 373.1429 | 370.6838 | 368.3553 | 0 | 0 | 0 | 0 | 132.1986 | 201.2953 | 0 | 0 | 0 | 0 | 0 | 0 | 151.9627 | 92.7583 | 242.5333 | 242.5384 | 0 | 0 | 0 | 0 | 0 | 52.6486 | 141.4773 | 248.3446 | 0 | 0 | 0 | 0 | 92.5885 | 26.4408 | -13.3268 | -122.5277 | 0.36466 | 0.38514 | 0.37677 | 0.36382 | 33.7635 | 10.1835 | -5.0211 | -44.5783
12 | 9 | 8 | 388.5837 | 385.0404 | 383.1248 | 381.7838 | 0 | 0 | 0 | 0 | 111.0028 | 149.2972 | 0 | 0 | 0 | 0 | 0 | 0 | 206.8639 | 184.5419 | 412.0902 | 418.0393 | 0 | 0 | 0 | 0 | 0 | -13.8334 | -53.7317 | -115.9934 | 0 | 0 | 0 | 0 | 70.717 | 65.0347 | 24.7663 | 79.7378 | 0.36774 | 0.38205 | 0.37719 | 0.38148 | 26.0056 | 24.8462 | 9.3417 | 30.4185
12 | 9 | 9 | 416.5123 | 414.3652 | 414.5044 | 415.4575 | 0 | 0 | 0 | 0 | 67.4795 | 122.7044 | 0 | 0 | 0 | 0 | 0 | 0 | 282.5833 | 361.6705 | 791.2248 | 812.1243 | 0 | 0 | 0 | 0 | 0 | -11.6667 | -15.9385 | 106.9733 | 0 | 0 | 0 | 0 | 66.4495 | -58.343 | -360.7819 | -503.6402 | 0.37162 | 0.36395 | 0.36521 | 0.3937 | 24.6937 | -21.2341 | -131.7608 | -198.2817
12 | 9 | 10 | 431.6144 | 429.62 | 429.9323 | 430.9651 | 0 | 0 | 0 | 0 | 57.1476 | 101.2997 | 0 | 0 | 0 | 0 | 0 | 0 | 362.6137 | 498.5978 | 991.745 | 1024.9924 | 0 | 0 | 0 | 0 | 0 | -18.5313 | -304.6724 | -414.8997 | 0 | 0 | 0 | 0 | 11.8531 | -151.7462 | -257.1403 | -179.1277 | 0.37666 | 0.38397 | 0.38397 | 0 | 4.4646 | -58.2664 | -98.7354 | 0
12 | 9 | 11 | 438.1743 | 436.1679 | 436.1915 | 436.6029 | 0 | 0 | 0 | 0 | 53.7264 | 83.0236 | 0 | 0 | 0 | 0 | 0 | 0 | 401.8029 | 562.9398 | 1107.7092 | 1146.6085 | 0 | 0 | 0 | 0 | 0 | -64.4518 | -351 | -351 | 0 | 0 | 0 | 0 | -17.355 | -145.3438 | -320.5177 | -359.0056 | 0.38397 | 0.38397 | 0.38397 | 0 | -6.6639 | -55.8081 | -123.0707 | 0
12 | 9 | 12 | 433.522 | 431.3712 | 431 | 430.8011 | 0 | 0 | 0 | 0 | 48.641 | 76.8363 | 0 | 0 | 0 | 0 | 0 | 0 | 396.5783 | 580.6126 | 1148.1631 | 1189.9678 | 0 | 0 | 0 | 0 | 0 | -63.1215 | -351 | -351 | 0 | 0 | 0 | 0 | -11.6974 | -162.9563 | -366.1631 | -408.1667 | 0.38397 | 0.38397 | 0.38397 | 0 | -4.4915 | -62.5708 | -140.5973 | 0
12 | 9 | 13 | 431.0636 | 429.9761 | 430.6869 | 431.3496 | 0 | 0 | 0 | 0 | 48.5757 | 76.8554 | 0 | 0 | 0 | 0 | 0 | 0 | 362.7854 | 546.3732 | 1126.1181 | 1166.759 | 0 | 0 | 0 | 0 | 0 | -63.1215 | -351 | -365.4815 | 0 | 0 | 0 | 0 | 19.7025 | -130.131 | -344.4311 | -369.9279 | 0.38397 | 0.38397 | 0.38397 | 0 | 7.5653 | -49.9668 | -132.2528 | 0
12 | 9 | 14 | 425.603 | 425.0715 | 426.4053 | 427.6588 | 0 | 0 | 0 | 0 | 48.5073 | 77.7542 | 0 | 0 | 0 | 0 | 0 | 0 | 337.5111 | 492.0078 | 1070.3929 | 1105.1841 | 0 | 0 | 0 | 0 | 0 | -63.1215 | -351 | -351 | 0 | 0 | 0 | 0 | 39.5846 | -81.5691 | -292.9877 | -326.5253 | 0.38397 | 0.38397 | 0.38397 | 0 | 15.1995 | -31.3203 | -112.4998 | 0
12 | 9 | 15 | 424.1854 | 424.4918 | 426.7164 | 428.7266 | 0 | 0 | 0 | 0 | 53.2244 | 70.3813 | 0 | 0 | 0 | 0 | 0 | 0 | 314.9308 | 427.7999 | 948.12 | 975.0808 | 0 | 0 | 0 | 0 | 0 | -34.5655 | -49.5948 | -302.4251 | 0 | 0 | 0 | 0 | 56.0302 | -39.1239 | -471.8089 | -243.9291 | 0.38397 | 0.38397 | 0.38397 | 0 | 21.5142 | -15.0225 | -181.1626 | 0
12 | 9 | 16 | 429.022 | 431.659 | 436.4787 | 440.7919 | 0 | 0 | 0 | 0 | 84.2992 | 113.313 | 0 | 0 | 0 | 0 | 0 | 0 | 283.1875 | 327.5548 | 655.7064 | 672.4248 | 0 | 0 | 0 | 0 | 0 | -3.1215 | -4.2915 | 52.8001 | 0 | 0 | 0 | 0 | 61.5353 | -6.0873 | -214.9361 | -284.433 | 0.37613 | 0.37654 | 0.3735 | 0.38586 | 23.1455 | -2.2921 | -80.2785 | -109.7527
12 | 9 | 17 | 455.8686 | 460.0989 | 466.7214 | 472.544 | 0 | 0 | 0 | 0 | 124.7186 | 168.0677 | 0 | 0 | 0 | 0 | 0 | 0 | 206.5738 | 150.1796 | 269.0712 | 270.5109 | 0 | 0 | 0 | 0 | 0 | 2.0813 | -24.8614 | 320.4564 | 0 | 0 | 0 | 0 | 124.5761 | 139.7703 | 222.5115 | -118.4233 | 0.36823 | 0.38625 | 0.38886 | 0.38905 | 45.8732 | 53.9858 | 86.5257 | -46.073
12 | 9 | 18 | 538.2865 | 547.2026 | 559.2778 | 569.847 | 0 | 0 | 0 | 0 | 133.0093 | 204.42 | 0 | 0 | 0 | 0 | 0 | 0 | 177.5917 | 106.5727 | 152.7647 | 152.7647 | 0 | 0 | 0 | 0 | 0 | -13.0905 | -34.164 | 199.7742 | 0 | 0 | 0 | 0 | 227.6855 | 249.3004 | 440.6771 | 217.3081 | 0.38392 | 0.39924 | 0.39333 | 0.38256 | 87.4136 | 99.5305 | 173.331 | 83.1334
12 | 9 | 19 | 554.193 | 565.4402 | 580.1128 | 592.9317 | 0 | 0 | 0 | 0 | 138.4947 | 212.7377 | 0 | 0 | 0 | 0 | 0 | 0 | 170.049 | 98.191 | 147.8623 | 147.8623 | 0 | 0 | 0 | 0 | 0 | 33.0025 | 157.6674 | 436.8692 | 0 | 0 | 0 | 0 | 245.6492 | 221.509 | 274.5831 | 8.2003 | 0.38563 | 0.40066 | 0.39478 | 0.38374 | 94.7296 | 88.7504 | 108.3992 | 3.1468
12 | 9 | 20 | 555.4798 | 567.3638 | 582.6473 | 595.8913 | 0 | 0 | 0 | 0 | 139.9176 | 211.7194 | 0 | 0 | 0 | 0 | 0 | 0 | 181.7995 | 103.9263 | 143.7849 | 143.7849 | 0 | 0 | 0 | 0 | 0 | 13.1264 | 93.6132 | 117 | 0 | 0 | 0 | 0 | 233.7627 | 238.5917 | 345.2492 | 335.1064 | 0.38498 | 0.40006 | 0.39435 | 0.38314 | 89.995 | 95.4512 | 136.1496 | 128.3943
12 | 9 | 21 | 547.7722 | 559.6805 | 574.8444 | 587.8481 | 0 | 0 | 0 | 0 | 142.4821 | 223.9535 | 0 | 0 | 0 | 0 | 0 | 0 | 169.7302 | 94.721 | 142.1651 | 142.1651 | 0 | 0 | 0 | 0 | 0 | 13.0833 | 94.3417 | 117 | 0 | 0 | 0 | 0 | 235.56 | 227.9227 | 338.3375 | 328.683 | 0.38362 | 0.39918 | 0.39347 | 0.3819 | 90.3657 | 90.982 | 133.1241 | 125.523
12 | 9 | 22 | 513.7633 | 525.0944 | 539.4569 | 551.7312 | 0 | 0 | 0 | 0 | 145.9474 | 217.1991 | 0 | 0 | 0 | 0 | 0 | 0 | 159.3015 | 83.1474 | 138.6863 | 138.6863 | 0 | 0 | 0 | 0 | 0 | 0 | 94.9289 | 38.9455 | 0 | 0 | 0 | 0 | 208.5144 | 224.7478 | 305.8417 | 374.0994 | 0.37803 | 0.39555 | 0.3898 | 0.38045 | 78.8251 | 88.8991 | 119.2184 | 142.3274
12 | 9 | 23 | 463.5665 | 474.1489 | 487.4716 | 498.8303 | 0 | 0 | 0 | 0 | 146.7699 | 247.129 | 0 | 0 | 0 | 0 | 0 | 0 | 155.3438 | 76.2034 | 132.4876 | 132.4876 | 0 | 0 | 0 | 0 | 0 | 16.6719 | 291.6567 | 0 | 0 | 0 | 0 | 0 | 161.4529 | 134.1447 | 63.3273 | 366.3427 | 0.36992 | 0.3904 | 0.38503 | 0.37684 | 59.7239 | 52.3705 | 24.3829 | 138.0542
12 | 9 | 24 | 416.2549 | 424.4112 | 434.829 | 443.5862 | 0 | 0 | 0 | 0 | 109.1445 | 180.0818 | 0 | 0 | 0 | 0 | 0 | 0 | 146.1641 | 72.328 | 133.1679 | 133.1679 | 0 | 0 | 0 | 0 | 0 | 0 | 95.3969 | 0 | 0 | 0 | 0 | 0 | 160.9462 | 172.0014 | 206.2642 | 310.4182 | 0.36541 | 0.38531 | 0.38012 | 0.36918 | 58.8113 | 66.2741 | 78.4059 | 114.6007
12 | 10 | 1 | 385.6206 | 391.397 | 398.9982 | 405.1905 | 0 | 0 | 0 | 0 | 148.4932 | 206.601 | 0 | 0 | 0 | 0 | 0 | 0 | 123.2115 | 59.9714 | 131.5465 | 131.5465 | 0 | 0 | 0 | 0 | 0 | 65.4166 | 166.4182 | 7.1083 | 0 | 0 | 0 | 0 | 113.9158 | 59.408 | 101.0336 | 266.5358 | 0.36727 | 0.38821 | 0.38242 | 0.37348 | 41.8384 | 23.0625 | 38.6377 | 99.5459
12 | 10 | 2 | 371.9775 | 375.8765 | 381.3686 | 385.719 | 0 | 0 | 0 | 0 | 130.4417 | 175.8001 | 0 | 0 | 0 | 0 | 0 | 0 | 105.8213 | 52.93 | 131.1296 | 131.1296 | 0 | 0 | 0 | 0 | 0 | 8.9396 | 37.1486 | 0 | 0 | 0 | 0 | 0 | 135.7145 | 138.2067 | 213.0904 | 254.5895 | 0.36484 | 0.38864 | 0.38295 | 0.37206 | 49.5139 | 53.7121 | 81.6034 | 94.7215
12 | 10 | 3 | 362.3865 | 364.3805 | 367.758 | 370.2697 | 0 | 0 | 0 | 0 | 108.8141 | 152.4994 | 0 | 0 | 0 | 0 | 0 | 0 | 85.7903 | 44.0799 | 133.4711 | 133.4711 | 0 | 0 | 0 | 0 | 0 | -1.4804 | -38.7292 | 64.9372 | 0 | 0 | 0 | 0 | 167.7821 | 169.2816 | 273.0162 | 171.8614 | 0.36527 | 0.38758 | 0.38231 | 0.37011 | 61.2854 | 65.6104 | 104.3771 | 63.6076
12 | 10 | 4 | 362.6544 | 363.3215 | 365.2364 | 366.4524 | 0 | 0 | 0 | 0 | 80.2777 | 161.0638 | 0 | 0 | 0 | 0 | 0 | 0 | 78.819 | 37.6418 | 132.028 | 132.028 | 0 | 0 | 0 | 0 | 0 | -2.1576 | -35.9212 | -40.6321 | 0 | 0 | 0 | 0 | 203.5577 | 166.7736 | 269.1296 | 275.0565 | 0.36475 | 0.38634 | 0.38116 | 0.36859 | 74.2482 | 64.4319 | 102.5808 | 101.3825
12 | 10 | 5 | 378.13 | 377.9418 | 378.9748 | 379.4038 | 0 | 0 | 0 | 0 | 100.4631 | 184.07 | 0 | 0 | 0 | 0 | 0 | 0 | 75.1217 | 35.3457 | 131.6549 | 131.6549 | 0 | 0 | 0 | 0 | 0 | 49.6726 | 0 | 0 | 0 | 0 | 0 | 0 | 202.5453 | 108.8535 | 247.3199 | 247.7489 | 0.36472 | 0.38369 | 0.37873 | 0.36539 | 73.8722 | 41.7656 | 93.6677 | 90.525
12 | 10 | 6 | 413.1594 | 412.0116 | 412.1714 | 411.866 | 0 | 0 | 0 | 0 | 129.9434 | 199.0885 | 0 | 0 | 0 | 0 | 0 | 0 | 71.5366 | 32.4931 | 130.3218 | 130.3218 | 0 | 0 | 0 | 0 | 0 | 5.2971 | 221.7878 | -93.7943 | 0 | 0 | 0 | 0 | 211.6795 | 175.133 | 60.0617 | 375.3384 | 0.36467 | 0.38225 | 0.37475 | 0.36382 | 77.1933 | 66.9439 | 22.5079 | 136.5565
12 | 10 | 7 | 472.6153 | 472.1466 | 473.4925 | 474.4557 | 0 | 0 | 0 | 0 | 132.1986 | 201.2953 | 0 | 0 | 0 | 0 | 0 | 0 | 73.7774 | 31.8655 | 129.8913 | 129.8987 | 0 | 0 | 0 | 0 | 0 | 52.6486 | 141.4773 | 248.3446 | 0 | 0 | 0 | 0 | 266.6392 | 186.3373 | 202.1239 | 96.2124 | 0.36466 | 0.38514 | 0.37677 | 0.36382 | 97.2332 | 71.7667 | 76.1543 | 35.0042
12 | 10 | 8 | 502.9045 | 503.1034 | 505.7253 | 508.3098 | 0 | 0 | 0 | 0 | 111.0028 | 149.2972 | 0 | 0 | 0 | 0 | 0 | 0 | 129.0205 | 142.0866 | 328.3524 | 336.2385 | 0 | 0 | 0 | 0 | 0 | -13.8334 | -53.7317 | -115.9934 | 0 | 0 | 0 | 0 | 262.8811 | 225.553 | 231.1046 | 288.0646 | 0.36774 | 0.38205 | 0.37719 | 0.38148 | 96.6725 | 86.1716 | 87.171 | 109.8915
12 | 10 | 9 | 513.0486 | 514.0616 | 518.0325 | 522.3003 | 0 | 0 | 0 | 0 | 67.4795 | 122.7044 | 0 | 0 | 0 | 0 | 0 | 0 | 207.7671 | 336.7942 | 747.793 | 773.0311 | 0 | 0 | 0 | 0 | 0 | -11.6667 | -15.9385 | 106.9733 | 0 | 0 | 0 | 0 | 237.802 | 66.2297 | -213.822 | -357.7041 | 0.37162 | 0.36395 | 0.36521 | 0.3937 | 88.371 | 24.1045 | -78.0897 | -140.8271
12 | 10 | 10 | 517.9079 | 518.7383 | 522.4757 | 526.4715 | 0 | 0 | 0 | 0 | 57.1476 | 101.2997 | 0 | 0 | 0 | 0 | 0 | 0 | 261.4536 | 456.7676 | 977.902 | 1015.9778 | 0 | 0 | 0 | 0 | 0 | -18.5313 | -304.6724 | -414.8997 | 0 | 0 | 0 | 0 | 199.3066 | -20.7977 | -150.7539 | -74.6066 | 0.37666 | 0.38397 | 0.38397 | 0 | 75.0718 | -7.9858 | -57.8857 | 0
12 | 10 | 11 | 512.2309 | 512.6486 | 515.6116 | 518.566 | 0 | 0 | 0 | 0 | 53.7264 | 83.0236 | 0 | 0 | 0 | 0 | 0 | 0 | 291.6036 | 520.2702 | 1083.0376 | 1128.3397 | 0 | 0 | 0 | 0 | 0 | -64.4518 | -351 | -351 | 0 | 0 | 0 | 0 | 166.9008 | -26.1934 | -216.426 | -258.7737 | 0.38397 | 0.38397 | 0.38397 | 0 | 64.0857 | -10.0575 | -83.1021 | 0
12 | 10 | 12 | 512.6727 | 513.1129 | 515.8833 | 518.4022 | 0 | 0 | 0 | 0 | 48.641 | 76.8363 | 0 | 0 | 0 | 0 | 0 | 0 | 309.438 | 552.9249 | 1126.6255 | 1175.7123 | 0 | 0 | 0 | 0 | 0 | -63.1215 | -351 | -351 | 0 | 0 | 0 | 0 | 154.5937 | -53.5268 | -259.7422 | -306.3101 | 0.38397 | 0.38397 | 0.38397 | 0 | 59.3601 | -20.5529 | -99.7344 | 0
12 | 10 | 13 | 506.226 | 507.5988 | 511.293 | 514.5365 | 0 | 0 | 0 | 0 | 48.5757 | 76.8554 | 0 | 0 | 0 | 0 | 0 | 0 | 323.2984 | 557.5055 | 1132.8087 | 1182.0204 | 0 | 0 | 0 | 0 | 0 | -63.1215 | -351 | -365.4815 | 0 | 0 | 0 | 0 | 134.3519 | -63.6406 | -270.5157 | -302.0023 | 0.38397 | 0.38397 | 0.38397 | 0 | 51.5878 | -24.4363 | -103.8712 | 0
12 | 10 | 14 | 502.6145 | 504.6039 | 508.9944 | 512.8923 | 0 | 0 | 0 | 0 | 48.5073 | 77.7542 | 0 | 0 | 0 | 0 | 0 | 0 | 310.2097 | 530.7329 | 1089.7028 | 1135.035 | 0 | 0 | 0 | 0 | 0 | -63.1215 | -351 | -351 | 0 | 0 | 0 | 0 | 143.8975 | -40.7617 | -229.7084 | -271.1426 | 0.38397 | 0.38397 | 0.38397 | 0 | 55.253 | -15.6514 | -88.2022 | 0
12 | 10 | 15 | 497.0998 | 499.793 | 504.9117 | 509.4255 | 0 | 0 | 0 | 0 | 53.2244 | 70.3813 | 0 | 0 | 0 | 0 | 0 | 0 | 284.5802 | 475.8608 | 984.9107 | 1023.0696 | 0 | 0 | 0 | 0 | 0 | -34.5655 | -49.5948 | -302.4251 | 0 | 0 | 0 | 0 | 159.2953 | -11.8836 | -430.4043 | -211.219 | 0.38397 | 0.38397 | 0.38397 | 0 | 61.1654 | -4.563 | -165.2643 | 0
12 | 10 | 16 | 495.2831 | 500.0891 | 507.5388 | 514.1272 | 0 | 0 | 0 | 0 | 84.2992 | 113.313 | 0 | 0 | 0 | 0 | 0 | 0 | 215.4617 | 309.6048 | 680.0956 | 700.9014 | 0 | 0 | 0 | 0 | 0 | -3.1215 | -4.2915 | 52.8001 | 0 | 0 | 0 | 0 | 195.5222 | 80.2928 | -168.2653 | -239.5743 | 0.37613 | 0.37654 | 0.3735 | 0.38586 | 73.5423 | 30.2334 | -62.847 | -92.4433
12 | 10 | 17 | 511.8687 | 517.9322 | 526.7773 | 534.5229 | 0 | 0 | 0 | 0 | 124.7186 | 168.0677 | 0 | 0 | 0 | 0 | 0 | 0 | 141.9086 | 114.3012 | 264.8114 | 266.7467 | 0 | 0 | 0 | 0 | 0 | 2.0813 | -24.8614 | 320.4564 | 0 | 0 | 0 | 0 | 245.2415 | 233.482 | 286.8273 | -52.6802 | 0.36823 | 0.38625 | 0.38886 | 0.38905 | 90.3063 | 90.1816 | 111.5355 | -20.4954
12 | 10 | 18 | 594.2685 | 605.0171 | 619.3144 | 631.8058 | 0 | 0 | 0 | 0 | 133.0093 | 204.42 | 0 | 0 | 0 | 0 | 0 | 0 | 145.3666 | 81.4172 | 131.2153 | 131.2153 | 0 | 0 | 0 | 0 | 0 | -13.0905 | -34.164 | 199.7742 | 0 | 0 | 0 | 0 | 315.8925 | 332.2704 | 522.263 | 300.8163 | 0.38392 | 0.39924 | 0.39333 | 0.38256 | 121.2782 | 132.6554 | 205.4211 | 115.0803
12 | 10 | 19 | 608.3259 | 621.345 | 638.1662 | 652.844 | 0 | 0 | 0 | 0 | 138.4947 | 212.7377 | 0 | 0 | 0 | 0 | 0 | 0 | 147.6581 | 91.1416 | 163.8444 | 163.8444 | 0 | 0 | 0 | 0 | 0 | 33.0025 | 157.6674 | 436.8692 | 0 | 0 | 0 | 0 | 322.1731 | 284.4633 | 316.6544 | 52.1305 | 0.38563 | 0.40066 | 0.39478 | 0.38374 | 124.2394 | 113.9738 | 125.008 | 20.0048
12 | 10 | 20 | 609.377 | 623.0253 | 640.448 | 655.5427 | 0 | 0 | 0 | 0 | 139.9176 | 211.7194 | 0 | 0 | 0 | 0 | 0 | 0 | 132.2376 | 100.2404 | 271.5752 | 271.5752 | 0 | 0 | 0 | 0 | 0 | 13.1264 | 93.6132 | 117 | 0 | 0 | 0 | 0 | 337.2219 | 297.9391 | 275.2596 | 266.9675 | 0.38498 | 0.40006 | 0.39435 | 0.38314 | 129.8251 | 119.1937 | 108.5491 | 102.2872
12 | 10 | 21 | 593.5477 | 606.9544 | 623.9351 | 638.5107 | 0 | 0 | 0 | 0 | 142.4821 | 223.9535 | 0 | 0 | 0 | 0 | 0 | 0 | 141.1564 | 113.2159 | 336.196 | 336.196 | 0 | 0 | 0 | 0 | 0 | 13.0833 | 94.3417 | 117 | 0 | 0 | 0 | 0 | 309.9092 | 256.7017 | 193.3974 | 185.3147 | 0.38362 | 0.39918 | 0.39347 | 0.3819 | 118.8876 | 102.4699 | 76.0952 | 70.7711
12 | 10 | 22 | 554.3357 | 566.995 | 582.9678 | 596.6353 | 0 | 0 | 0 | 0 | 145.9474 | 217.1991 | 0 | 0 | 0 | 0 | 0 | 0 | 172.3429 | 137.1629 | 364.7653 | 364.7653 | 0 | 0 | 0 | 0 | 0 | 0 | 94.9289 | 38.9455 | 0 | 0 | 0 | 0 | 236.0455 | 212.6329 | 123.2736 | 192.9245 | 0.37803 | 0.39555 | 0.3898 | 0.38045 | 89.2327 | 84.1071 | 48.0526 | 73.3988
12 | 10 | 23 | 495.002 | 506.6134 | 521.1838 | 533.6219 | 0 | 0 | 0 | 0 | 146.7699 | 247.129 | 0 | 0 | 0 | 0 | 0 | 0 | 192.5615 | 150.0351 | 384.5254 | 384.5254 | 0 | 0 | 0 | 0 | 0 | 16.6719 | 291.6567 | 0 | 0 | 0 | 0 | 0 | 155.6707 | 92.7774 | -154.9983 | 149.0965 | 0.36992 | 0.3904 | 0.38503 | 0.37684 | 57.5849 | 36.2206 | -59.679 | 56.1862
12 | 10 | 24 | 440.6745 | 449.6302 | 461.0172 | 470.6129 | 0 | 0 | 0 | 0 | 109.1445 | 180.0818 | 0 | 0 | 0 | 0 | 0 | 0 | 216.6647 | 151.4614 | 362.3648 | 362.3648 | 0 | 0 | 0 | 0 | 0 | 0 | 95.3969 | 0 | 0 | 0 | 0 | 0 | 114.8653 | 118.0869 | 3.2555 | 108.2481 | 0.36541 | 0.38531 | 0.38012 | 0.36918 | 41.9729 | 45.5002 | 1.2375 | 39.9632
12 | 11 | 1 | 409.7139 | 416.279 | 424.8365 | 431.8561 | 0 | 0 | 0 | 0 | 148.4932 | 206.601 | 0 | 0 | 0 | 0 | 0 | 0 | 235.4454 | 161.5002 | 360.5522 | 360.5522 | 0 | 0 | 0 | 0 | 0 | 65.4166 | 166.4182 | 7.1083 | 0 | 0 | 0 | 0 | 25.7753 | -17.2388 | -102.1339 | 64.1956 | 0.36727 | 0.38821 | 0.38242 | 0.37348 | 9.4666 | -6.6922 | -39.0585 | 23.9758
12 | 11 | 2 | 391.466 | 396.003 | 402.2686 | 407.2882 | 0 | 0 | 0 | 0 | 130.4417 | 175.8001 | 0 | 0 | 0 | 0 | 0 | 0 | 226.9371 | 163.187 | 373.36 | 373.36 | 0 | 0 | 0 | 0 | 0 | 8.9396 | 37.1486 | 0 | 0 | 0 | 0 | 0 | 34.0872 | 48.0762 | -8.2399 | 33.9283 | 0.36484 | 0.38864 | 0.38295 | 0.37206 | 12.4364 | 18.6841 | -3.1555 | 12.6232
12 | 11 | 3 | 382.3101 | 384.9563 | 389.1247 | 392.3205 | 0 | 0 | 0 | 0 | 108.8141 | 152.4994 | 0 | 0 | 0 | 0 | 0 | 0 | 209.5363 | 157.8311 | 378.437 | 378.437 | 0 | 0 | 0 | 0 | 0 | -1.4804 | -38.7292 | 64.9372 | 0 | 0 | 0 | 0 | 63.9597 | 76.1062 | 49.4169 | -51.0537 | 0.36527 | 0.38758 | 0.38231 | 0.37011 | 23.3624 | 29.4974 | 18.8926 | -18.8955
12 | 11 | 4 | 380.5113 | 381.763 | 384.3866 | 386.2158 | 0 | 0 | 0 | 0 | 80.2777 | 161.0638 | 0 | 0 | 0 | 0 | 0 | 0 | 212.6289 | 162.2356 | 377.0602 | 377.0602 | 0 | 0 | 0 | 0 | 0 | -2.1576 | -35.9212 | -40.6321 | 0 | 0 | 0 | 0 | 87.6048 | 60.6213 | 43.2477 | 49.7878 | 0.36475 | 0.38634 | 0.38116 | 0.36859 | 31.9541 | 23.4206 | 16.4842 | 18.3512
12 | 11 | 5 | 392.0168 | 392.2831 | 393.8673 | 394.7731 | 0 | 0 | 0 | 0 | 100.4631 | 184.07 | 0 | 0 | 0 | 0 | 0 | 0 | 226.4927 | 179.3259 | 374.9152 | 374.9152 | 0 | 0 | 0 | 0 | 0 | 49.6726 | 0 | 0 | 0 | 0 | 0 | 0 | 65.061 | -20.7854 | 18.9521 | 19.858 | 0.36472 | 0.38369 | 0.37873 | 0.36539 | 23.729 | -7.9751 | 7.1778 | 7.2559
12 | 11 | 6 | 423.2028 | 422.3838 | 422.9422 | 422.9817 | 0 | 0 | 0 | 0 | 129.9434 | 199.0885 | 0 | 0 | 0 | 0 | 0 | 0 | 224.6654 | 181.9014 | 379.5969 | 379.5969 | 0 | 0 | 0 | 0 | 0 | 5.2971 | 221.7878 | -93.7943 | 0 | 0 | 0 | 0 | 68.5941 | 36.0969 | -178.4425 | 137.1791 | 0.36467 | 0.38225 | 0.37475 | 0.36382 | 25.0142 | 13.7979 | -66.8708 | 49.9088
12 | 11 | 7 | 479.8306 | 479.5981 | 481.2304 | 482.4414 | 0 | 0 | 0 | 0 | 132.1986 | 201.2953 | 0 | 0 | 0 | 0 | 0 | 0 | 220.5929 | 174.5005 | 377.92 | 377.9227 | 0 | 0 | 0 | 0 | 0 | 52.6486 | 141.4773 | 248.3446 | 0 | 0 | 0 | 0 | 127.0391 | 51.1538 | -38.167 | -143.826 | 0.36466 | 0.38514 | 0.37677 | 0.36382 | 46.3263 | 19.7016 | -14.3802 | -52.3271
12 | 11 | 8 | 510.5186 | 510.9668 | 513.8909 | 516.7368 | 0 | 0 | 0 | 0 | 111.0028 | 149.2972 | 0 | 0 | 0 | 0 | 0 | 0 | 259.7523 | 252.886 | 570.3863 | 575.9793 | 0 | 0 | 0 | 0 | 0 | -13.8334 | -53.7317 | -115.9934 | 0 | 0 | 0 | 0 | 139.7636 | 122.6169 | -2.7636 | 56.7509 | 0.36774 | 0.38205 | 0.37719 | 0.38148 | 51.397 | 46.8453 | -1.0424 | 21.6494
12 | 11 | 9 | 516.7107 | 517.8435 | 521.9597 | 526.3533 | 0 | 0 | 0 | 0 | 67.4795 | 122.7044 | 0 | 0 | 0 | 0 | 0 | 0 | 341.8137 | 465.4744 | 995.2193 | 1019.022 | 0 | 0 | 0 | 0 | 0 | -11.6667 | -15.9385 | 106.9733 | 0 | 0 | 0 | 0 | 107.4175 | -58.6685 | -457.3211 | -599.642 | 0.37162 | 0.36395 | 0.36521 | 0.3937 | 39.918 | -21.3526 | -167.0178 | -236.0773
12 | 11 | 10 | 518.0892 | 518.9255 | 522.6701 | 526.6722 | 0 | 0 | 0 | 0 | 57.1476 | 101.2997 | 0 | 0 | 0 | 0 | 0 | 0 | 410.683 | 597.6375 | 1171.5852 | 1209.4688 | 0 | 0 | 0 | 0 | 0 | -18.5313 | -304.6724 | -414.8997 | 0 | 0 | 0 | 0 | 50.2586 | -161.4804 | -344.2427 | -267.897 | 0.37666 | 0.38397 | 0.38397 | 0 | 18.9306 | -62.0041 | -132.1805 | 0
12 | 11 | 11 | 516.8719 | 517.4415 | 520.5887 | 523.7024 | 0 | 0 | 0 | 0 | 53.7264 | 83.0236 | 0 | 0 | 0 | 0 | 0 | 0 | 427.3751 | 655.4725 | 1240.628 | 1285.9186 | 0 | 0 | 0 | 0 | 0 | -64.4518 | -351 | -351 | 0 | 0 | 0 | 0 | 35.7703 | -156.6028 | -369.0393 | -411.2162 | 0.38397 | 0.38397 | 0.38397 | 0 | 13.7349 | -60.1312 | -141.7017 | 0
12 | 11 | 12 | 513.5067 | 513.9741 | 516.7776 | 519.3251 | 0 | 0 | 0 | 0 | 48.641 | 76.8363 | 0 | 0 | 0 | 0 | 0 | 0 | 427.7107 | 676.2613 | 1265.8748 | 1314.4484 | 0 | 0 | 0 | 0 | 0 | -63.1215 | -351 | -351 | 0 | 0 | 0 | 0 | 37.1549 | -176.002 | -398.0972 | -444.1232 | 0.38397 | 0.38397 | 0.38397 | 0 | 14.2666 | -67.58 | -152.8592 | 0
12 | 11 | 13 | 509.036 | 510.5008 | 514.3065 | 517.6465 | 0 | 0 | 0 | 0 | 48.5757 | 76.8554 | 0 | 0 | 0 | 0 | 0 | 0 | 412.7474 | 673.0586 | 1234.6813 | 1284.81 | 0 | 0 | 0 | 0 | 0 | -63.1215 | -351 | -365.4815 | 0 | 0 | 0 | 0 | 47.7129 | -176.2918 | -369.3748 | -401.682 | 0.38397 | 0.38397 | 0.38397 | 0 | 18.3206 | -67.6913 | -141.8306 | 0
12 | 11 | 14 | 505.0981 | 507.1689 | 511.6579 | 515.6411 | 0 | 0 | 0 | 0 | 48.5073 | 77.7542 | 0 | 0 | 0 | 0 | 0 | 0 | 380.2578 | 621.3191 | 1143.4478 | 1190.3747 | 0 | 0 | 0 | 0 | 0 | -63.1215 | -351 | -351 | 0 | 0 | 0 | 0 | 76.3331 | -128.7829 | -280.7898 | -323.7335 | 0.38397 | 0.38397 | 0.38397 | 0 | 29.31 | -49.4492 | -107.8162 | 0
12 | 11 | 15 | 499.3841 | 502.152 | 507.3613 | 511.9536 | 0 | 0 | 0 | 0 | 53.2244 | 70.3813 | 0 | 0 | 0 | 0 | 0 | 0 | 330.9126 | 519.3971 | 978.6584 | 1016.2839 | 0 | 0 | 0 | 0 | 0 | -34.5655 | -49.5948 | -302.4251 | 0 | 0 | 0 | 0 | 115.2471 | -53.0609 | -421.7023 | -201.9052 | 0.38397 | 0.38397 | 0.38397 | 0 | 44.252 | -20.374 | -161.923 | 0
12 | 11 | 16 | 496.2802 | 501.1188 | 508.6081 | 515.2307 | 0 | 0 | 0 | 0 | 84.2992 | 113.313 | 0 | 0 | 0 | 0 | 0 | 0 | 254.9087 | 343.422 | 682.5378 | 703.2851 | 0 | 0 | 0 | 0 | 0 | -3.1215 | -4.2915 | 52.8001 | 0 | 0 | 0 | 0 | 157.0723 | 47.5053 | -169.6382 | -240.8545 | 0.37613 | 0.37654 | 0.3735 | 0.38586 | 59.0801 | 17.8876 | -63.3597 | -92.9373
12 | 11 | 17 | 518.1776 | 524.4475 | 533.5431 | 541.5053 | 0 | 0 | 0 | 0 | 124.7186 | 168.0677 | 0 | 0 | 0 | 0 | 0 | 0 | 157.7793 | 128.6878 | 280.7626 | 282.6059 | 0 | 0 | 0 | 0 | 0 | 2.0813 | -24.8614 | 320.4564 | 0 | 0 | 0 | 0 | 235.6797 | 225.6108 | 277.6419 | -61.557 | 0.36823 | 0.38625 | 0.38886 | 0.38905 | 86.7853 | 87.1414 | 107.9637 | -23.949
12 | 11 | 18 | 594.7217 | 605.4852 | 619.8004 | 632.3074 | 0 | 0 | 0 | 0 | 133.0093 | 204.42 | 0 | 0 | 0 | 0 | 0 | 0 | 137.5372 | 87.2876 | 168.2949 | 168.2949 | 0 | 0 | 0 | 0 | 0 | -13.0905 | -34.164 | 199.7742 | 0 | 0 | 0 | 0 | 324.1752 | 326.8681 | 485.6695 | 264.2383 | 0.38392 | 0.39924 | 0.39333 | 0.38256 | 124.4581 | 130.4985 | 191.0278 | 101.087
12 | 11 | 19 | 604.5188 | 617.4134 | 634.0834 | 648.6305 | 0 | 0 | 0 | 0 | 138.4947 | 212.7377 | 0 | 0 | 0 | 0 | 0 | 0 | 127.7126 | 75.7913 | 160.5682 | 160.5682 | 0 | 0 | 0 | 0 | 0 | 33.0025 | 157.6674 | 436.8692 | 0 | 0 | 0 | 0 | 338.3115 | 295.8819 | 315.8478 | 51.1931 | 0.38563 | 0.40066 | 0.39478 | 0.38374 | 130.4629 | 118.5488 | 124.6895 | 19.6451
12 | 11 | 20 | 608.8875 | 622.5198 | 639.9231 | 655.001 | 0 | 0 | 0 | 0 | 139.9176 | 211.7194 | 0 | 0 | 0 | 0 | 0 | 0 | 112.1115 | 58.2482 | 147.0333 | 147.0333 | 0 | 0 | 0 | 0 | 0 | 13.1264 | 93.6132 | 117 | 0 | 0 | 0 | 0 | 356.8585 | 339.4258 | 399.2766 | 390.9677 | 0.38498 | 0.40006 | 0.39435 | 0.38314 | 137.3849 | 135.7909 | 157.4554 | 149.7973
12 | 11 | 21 | 594.8892 | 608.3398 | 625.3738 | 639.9955 | 0 | 0 | 0 | 0 | 142.4821 | 223.9535 | 0 | 0 | 0 | 0 | 0 | 0 | 101.8257 | 57.4849 | 161.0293 | 161.0293 | 0 | 0 | 0 | 0 | 0 | 13.0833 | 94.3417 | 117 | 0 | 0 | 0 | 0 | 350.5815 | 313.8181 | 370.0028 | 361.9662 | 0.38362 | 0.39918 | 0.39347 | 0.3819 | 134.4904 | 125.2696 | 145.5833 | 138.2337
12 | 11 | 22 | 557.9796 | 570.7581 | 586.8757 | 600.6682 | 0 | 0 | 0 | 0 | 145.9474 | 217.1991 | 0 | 0 | 0 | 0 | 0 | 0 | 85.5208 | 49.5252 | 169.2376 | 169.2376 | 0 | 0 | 0 | 0 | 0 | 0 | 94.9289 | 38.9455 | 0 | 0 | 0 | 0 | 326.5114 | 304.0338 | 322.7091 | 392.4851 | 0.37803 | 0.39555 | 0.3898 | 0.38045 | 123.4318 | 120.2607 | 125.7934 | 149.3223
12 | 11 | 23 | 498.8272 | 510.5638 | 525.286 | 537.8555 | 0 | 0 | 0 | 0 | 146.7699 | 247.129 | 0 | 0 | 0 | 0 | 0 | 0 | 80.5095 | 50.4776 | 177.251 | 177.251 | 0 | 0 | 0 | 0 | 0 | 16.6719 | 291.6567 | 0 | 0 | 0 | 0 | 0 | 271.5479 | 196.2854 | 56.3783 | 360.6045 | 0.36992 | 0.3904 | 0.38503 | 0.37684 | 100.4497 | 76.6304 | 21.7073 | 135.8918
12 | 11 | 24 | 448.3249 | 457.531 | 469.2217 | 479.08 | 0 | 0 | 0 | 0 | 109.1445 | 180.0818 | 0 | 0 | 0 | 0 | 0 | 0 | 82.991 | 45.611 | 164.9908 | 164.9908 | 0 | 0 | 0 | 0 | 0 | 0 | 95.3969 | 0 | 0 | 0 | 0 | 0 | 256.1894 | 231.8382 | 208.8339 | 314.0892 | 0.36541 | 0.38531 | 0.38012 | 0.36918 | 93.6141 | 89.3299 | 79.3827 | 115.956
12 | 12 | 1 | 413.1402 | 419.8175 | 428.511 | 435.6483 | 0 | 0 | 0 | 0 | 148.4932 | 206.601 | 0 | 0 | 0 | 0 | 0 | 0 | 84.199 | 32.1804 | 141.1314 | 141.1314 | 0 | 0 | 0 | 0 | 0 | 65.4166 | 166.4182 | 7.1083 | 0 | 0 | 0 | 0 | 180.448 | 115.6196 | 120.9614 | 287.4086 | 0.36727 | 0.38821 | 0.38242 | 0.37348 | 66.2739 | 44.8841 | 46.2586 | 107.3414
12 | 12 | 2 | 394.6023 | 399.2419 | 405.6321 | 410.7594 | 0 | 0 | 0 | 0 | 130.4417 | 175.8001 | 0 | 0 | 0 | 0 | 0 | 0 | 81.3312 | 24.1946 | 134.6588 | 134.6588 | 0 | 0 | 0 | 0 | 0 | 8.9396 | 37.1486 | 0 | 0 | 0 | 0 | 0 | 182.8294 | 190.3076 | 233.8247 | 276.1006 | 0.36484 | 0.38864 | 0.38295 | 0.37206 | 66.7033 | 73.9603 | 89.5436 | 102.7248
12 | 12 | 3 | 386.6973 | 389.4871 | 393.8296 | 397.176 | 0 | 0 | 0 | 0 | 108.8141 | 152.4994 | 0 | 0 | 0 | 0 | 0 | 0 | 81.2251 | 25.2248 | 137.9114 | 137.9114 | 0 | 0 | 0 | 0 | 0 | -1.4804 | -38.7292 | 64.9372 | 0 | 0 | 0 | 0 | 196.6581 | 213.2433 | 294.6474 | 194.3274 | 0.36527 | 0.38758 | 0.38231 | 0.37011 | 71.8329 | 82.6492 | 112.647 | 71.9224
12 | 12 | 4 | 385.1704 | 386.5747 | 389.3832 | 391.3724 | 0 | 0 | 0 | 0 | 80.2777 | 161.0638 | 0 | 0 | 0 | 0 | 0 | 0 | 83.0595 | 29.6145 | 146.7289 | 146.7289 | 0 | 0 | 0 | 0 | 0 | -2.1576 | -35.9212 | -40.6321 | 0 | 0 | 0 | 0 | 221.8333 | 198.0541 | 278.5755 | 285.2756 | 0.36475 | 0.38634 | 0.38116 | 0.36859 | 80.9142 | 76.5169 | 106.1812 | 105.1491
12 | 12 | 5 | 397.4554 | 397.8998 | 399.6999 | 400.7924 | 0 | 0 | 0 | 0 | 100.4631 | 184.07 | 0 | 0 | 0 | 0 | 0 | 0 | 92.5567 | 29.298 | 146.096 | 146.096 | 0 | 0 | 0 | 0 | 0 | 49.6726 | 0 | 0 | 0 | 0 | 0 | 0 | 204.4356 | 134.8592 | 253.6039 | 254.6964 | 0.36472 | 0.38369 | 0.37873 | 0.36539 | 74.5617 | 51.7437 | 96.0476 | 93.0636
12 | 12 | 6 | 431.8685 | 431.3331 | 432.2354 | 432.5724 | 0 | 0 | 0 | 0 | 129.9434 | 199.0885 | 0 | 0 | 0 | 0 | 0 | 0 | 115.9991 | 34.597 | 156.694 | 156.694 | 0 | 0 | 0 | 0 | 0 | 5.2971 | 221.7878 | -93.7943 | 0 | 0 | 0 | 0 | 185.926 | 192.3505 | 53.7536 | 369.6728 | 0.36467 | 0.38225 | 0.37475 | 0.36382 | 67.8017 | 73.5253 | 20.144 | 134.4952
12 | 12 | 7 | 484.5804 | 484.5033 | 486.3241 | 487.6982 | 0 | 0 | 0 | 0 | 132.1986 | 201.2953 | 0 | 0 | 0 | 0 | 0 | 0 | 144.5915 | 39.6886 | 164.2064 | 164.2116 | 0 | 0 | 0 | 0 | 0 | 52.6486 | 141.4773 | 248.3446 | 0 | 0 | 0 | 0 | 207.7902 | 190.8709 | 180.6405 | 75.142 | 0.36466 | 0.38514 | 0.37677 | 0.36382 | 75.7732 | 73.5128 | 68.0599 | 27.3384
12 | 12 | 8 | 519.4199 | 520.1595 | 523.4369 | 526.5885 | 0 | 0 | 0 | 0 | 111.0028 | 149.2972 | 0 | 0 | 0 | 0 | 0 | 0 | 210.8015 | 136.1926 | 322.417 | 329.453 | 0 | 0 | 0 | 0 | 0 | -13.8334 | -53.7317 | -115.9934 | 0 | 0 | 0 | 0 | 197.6156 | 248.503 | 254.7516 | 313.1288 | 0.36774 | 0.38205 | 0.37719 | 0.38148 | 72.6716 | 94.9396 | 96.0905 | 119.453
12 | 12 | 9 | 526.7541 | 528.2156 | 532.7305 | 537.469 | 0 | 0 | 0 | 0 | 67.4795 | 122.7044 | 0 | 0 | 0 | 0 | 0 | 0 | 290.036 | 288.7547 | 644.7479 | 667.1419 | 0 | 0 | 0 | 0 | 0 | -11.6667 | -15.9385 | 106.9733 | 0 | 0 | 0 | 0 | 169.2386 | 128.4232 | -96.0788 | -236.6463 | 0.37162 | 0.36395 | 0.36521 | 0.3937 | 62.8917 | 46.74 | -35.0889 | -93.167
12 | 12 | 10 | 528.0601 | 529.2228 | 533.3631 | 537.7076 | 0 | 0 | 0 | 0 | 57.1476 | 101.2997 | 0 | 0 | 0 | 0 | 0 | 0 | 334.0754 | 400.7444 | 862.0989 | 895.8521 | 0 | 0 | 0 | 0 | 0 | -18.5313 | -304.6724 | -414.8997 | 0 | 0 | 0 | 0 | 136.837 | 45.71 | -24.0634 | 56.7551 | 0.37666 | 0.38397 | 0.38397 | 0 | 51.5417 | 17.5514 | -9.2397 | 0
12 | 12 | 11 | 528.6556 | 529.611 | 533.226 | 536.7443 | 0 | 0 | 0 | 0 | 53.7264 | 83.0236 | 0 | 0 | 0 | 0 | 0 | 0 | 324.3347 | 431.3829 | 902.8556 | 938.9955 | 0 | 0 | 0 | 0 | 0 | -64.4518 | -351 | -351 | 0 | 0 | 0 | 0 | 150.5945 | 79.6563 | -18.6297 | -51.2512 | 0.38397 | 0.38397 | 0.38397 | 0 | 57.8245 | 30.5859 | -7.1533 | 0
12 | 12 | 12 | 522.4986 | 523.2604 | 526.4208 | 529.2771 | 0 | 0 | 0 | 0 | 48.641 | 76.8363 | 0 | 0 | 0 | 0 | 0 | 0 | 323.2403 | 474.5866 | 975.8636 | 1015.8974 | 0 | 0 | 0 | 0 | 0 | -63.1215 | -351 | -351 | 0 | 0 | 0 | 0 | 150.6173 | 34.959 | -98.4428 | -135.6203 | 0.38397 | 0.38397 | 0.38397 | 0 | 57.8332 | 13.4233 | -37.7995 | 0
12 | 12 | 13 | 513.3325 | 514.938 | 518.9142 | 522.4017 | 0 | 0 | 0 | 0 | 48.5757 | 76.8554 | 0 | 0 | 0 | 0 | 0 | 0 | 318.7168 | 489.0147 | 996.078 | 1036.8514 | 0 | 0 | 0 | 0 | 0 | -63.1215 | -351 | -365.4815 | 0 | 0 | 0 | 0 | 146.0401 | 12.1893 | -126.1638 | -148.9681 | 0.38397 | 0.38397 | 0.38397 | 0 | 56.0757 | 4.6804 | -48.4437 | 0
12 | 12 | 14 | 508.035 | 510.2019 | 514.8075 | 518.8916 | 0 | 0 | 0 | 0 | 48.5073 | 77.7542 | 0 | 0 | 0 | 0 | 0 | 0 | 333.9681 | 554.6513 | 1155.5656 | 1200.3957 | 0 | 0 | 0 | 0 | 0 | -63.1215 | -351 | -351 | 0 | 0 | 0 | 0 | 125.5596 | -59.0821 | -289.7581 | -330.5041 | 0.38397 | 0.38397 | 0.38397 | 0 | 48.2117 | -22.6859 | -111.2598 | 0
12 | 12 | 15 | 503.6262 | 506.533 | 511.9107 | 516.6487 | 0 | 0 | 0 | 0 | 53.2244 | 70.3813 | 0 | 0 | 0 | 0 | 0 | 0 | 302.2119 | 508.6653 | 1056.2187 | 1094.3088 | 0 | 0 | 0 | 0 | 0 | -34.5655 | -49.5948 | -302.4251 | 0 | 0 | 0 | 0 | 148.19 | -37.9481 | -494.7132 | -275.2349 | 0.38397 | 0.38397 | 0.38397 | 0 | 56.9012 | -14.571 | -189.9573 | 0
12 | 12 | 16 | 501.0481 | 506.0428 | 513.7214 | 520.5077 | 0 | 0 | 0 | 0 | 84.2992 | 113.313 | 0 | 0 | 0 | 0 | 0 | 0 | 213.8206 | 331.4045 | 782.7382 | 802.1047 | 0 | 0 | 0 | 0 | 0 | -3.1215 | -4.2915 | 52.8001 | 0 | 0 | 0 | 0 | 202.9282 | 64.4468 | -264.7253 | -334.3971 | 0.37613 | 0.37654 | 0.3735 | 0.38586 | 76.328 | 24.2668 | -98.8747 | -129.032
12 | 12 | 17 | 522.1297 | 528.529 | 537.7814 | 545.8793 | 0 | 0 | 0 | 0 | 124.7186 | 168.0677 | 0 | 0 | 0 | 0 | 0 | 0 | 129.654 | 140.9213 | 406.3356 | 408.2674 | 0 | 0 | 0 | 0 | 0 | 2.0813 | -24.8614 | 320.4564 | 0 | 0 | 0 | 0 | 267.757 | 217.4587 | 156.3072 | -182.8445 | 0.36823 | 0.38625 | 0.38886 | 0.38905 | 98.5973 | 83.9927 | 60.7815 | -71.1363
12 | 12 | 18 | 597.7674 | 608.6305 | 623.0666 | 635.6782 | 0 | 0 | 0 | 0 | 133.0093 | 204.42 | 0 | 0 | 0 | 0 | 0 | 0 | 111.1766 | 101.6733 | 290.8291 | 290.8291 | 0 | 0 | 0 | 0 | 0 | -13.0905 | -34.164 | 199.7742 | 0 | 0 | 0 | 0 | 353.5815 | 315.6277 | 366.4015 | 145.0749 | 0.38392 | 0.39924 | 0.39333 | 0.38256 | 135.7478 | 126.011 | 144.1163 | 55.4999
12 | 12 | 19 | 611.3715 | 624.4904 | 641.4325 | 656.2148 | 0 | 0 | 0 | 0 | 138.4947 | 212.7377 | 0 | 0 | 0 | 0 | 0 | 0 | 102.2648 | 100.0328 | 287.3029 | 287.3029 | 0 | 0 | 0 | 0 | 0 | 33.0025 | 157.6674 | 436.8692 | 0 | 0 | 0 | 0 | 370.612 | 278.7174 | 196.4621 | -67.9573 | 0.38563 | 0.40066 | 0.39478 | 0.38374 | 142.9189 | 111.6716 | 77.5588 | -26.0782
12 | 12 | 20 | 610.7004 | 624.392 | 641.8673 | 657.0074 | 0 | 0 | 0 | 0 | 139.9176 | 211.7194 | 0 | 0 | 0 | 0 | 0 | 0 | 97.3443 | 97.5346 | 282.5517 | 282.5517 | 0 | 0 | 0 | 0 | 0 | 13.1264 | 93.6132 | 117 | 0 | 0 | 0 | 0 | 373.4385 | 302.0116 | 265.7023 | 257.4557 | 0.38498 | 0.40006 | 0.39435 | 0.38314 | 143.7679 | 120.823 | 104.7802 | 98.6428
12 | 12 | 21 | 597.4091 | 610.9423 | 628.0763 | 642.7844 | 0 | 0 | 0 | 0 | 142.4821 | 223.9535 | 0 | 0 | 0 | 0 | 0 | 0 | 98.1209 | 95.3929 | 278.2858 | 278.2858 | 0 | 0 | 0 | 0 | 0 | 13.0833 | 94.3417 | 117 | 0 | 0 | 0 | 0 | 356.8062 | 278.5126 | 255.4487 | 247.4986 | 0.38362 | 0.39918 | 0.39347 | 0.3819 | 136.8783 | 111.1764 | 100.5102 | 94.5189
12 | 12 | 22 | 564.1072 | 577.0863 | 593.447 | 607.45 | 0 | 0 | 0 | 0 | 145.9474 | 217.1991 | 0 | 0 | 0 | 0 | 0 | 0 | 99.2987 | 93.1125 | 273.725 | 273.725 | 0 | 0 | 0 | 0 | 0 | 0 | 94.9289 | 38.9455 | 0 | 0 | 0 | 0 | 318.8611 | 266.7746 | 224.7931 | 294.7794 | 0.37803 | 0.39555 | 0.3898 | 0.38045 | 120.5397 | 105.5229 | 87.6253 | 112.1499
12 | 12 | 23 | 506.7314 | 518.7268 | 533.7627 | 546.6036 | 0 | 0 | 0 | 0 | 146.7699 | 247.129 | 0 | 0 | 0 | 0 | 0 | 0 | 97.2358 | 91.0191 | 269.5382 | 269.5382 | 0 | 0 | 0 | 0 | 0 | 16.6719 | 291.6567 | 0 | 0 | 0 | 0 | 0 | 262.7257 | 163.9068 | -27.4323 | 277.0654 | 0.36992 | 0.3904 | 0.38503 | 0.37684 | 97.1862 | 63.9897 | -10.5622 | 104.4105
12 | 12 | 24 | 452.422 | 461.7622 | 473.6156 | 483.6146 | 0 | 0 | 0 | 0 | 109.1445 | 180.0818 | 0 | 0 | 0 | 0 | 0 | 0 | 98.0997 | 91.8698 | 271.2397 | 271.2397 | 0 | 0 | 0 | 0 | 0 | 0 | 95.3969 | 0 | 0 | 0 | 0 | 0 | 245.1778 | 189.8105 | 106.979 | 212.3749 | 0.36541 | 0.38531 | 0.38012 | 0.36918 | 89.5904 | 73.1362 | 40.6652 | 78.4049
12 | 13 | 1 | 416.3491 | 423.1314 | 431.9522 | 439.1997 | 0 | 0 | 0 | 0 | 148.4932 | 206.601 | 0 | 0 | 0 | 0 | 0 | 0 | 100.9774 | 89.4729 | 266.4459 | 266.4459 | 0 | 0 | 0 | 0 | 0 | 65.4166 | 166.4182 | 7.1083 | 0 | 0 | 0 | 0 | 166.8785 | 61.6408 | -0.91186 | 165.6455 | 0.36727 | 0.38821 | 0.38242 | 0.37348 | 61.2902 | 23.9293 | -0.34872 | 61.8653
12 | 13 | 2 | 397.7386 | 402.4809 | 408.9955 | 414.2305 | 0 | 0 | 0 | 0 | 130.4417 | 175.8001 | 0 | 0 | 0 | 0 | 0 | 0 | 98.2419 | 88.2099 | 263.9197 | 263.9197 | 0 | 0 | 0 | 0 | 0 | 8.9396 | 37.1486 | 0 | 0 | 0 | 0 | 0 | 169.0551 | 129.5313 | 107.9272 | 150.3108 | 0.36484 | 0.38864 | 0.38295 | 0.37206 | 61.6779 | 50.3405 | 41.3309 | 55.924
12 | 13 | 3 | 388.9272 | 391.79 | 396.221 | 399.644 | 0 | 0 | 0 | 0 | 108.8141 | 152.4994 | 0 | 0 | 0 | 0 | 0 | 0 | 95.0461 | 82.7162 | 252.9324 | 252.9324 | 0 | 0 | 0 | 0 | 0 | -1.4804 | -38.7292 | 64.9372 | 0 | 0 | 0 | 0 | 185.0669 | 158.0547 | 182.0178 | 81.7744 | 0.36527 | 0.38758 | 0.38231 | 0.37011 | 67.599 | 61.2591 | 69.5874 | 30.2655
12 | 13 | 4 | 388.1798 | 389.6826 | 392.6106 | 394.703 | 0 | 0 | 0 | 0 | 80.2777 | 161.0638 | 0 | 0 | 0 | 0 | 0 | 0 | 90.3195 | 76.3246 | 240.1493 | 240.1493 | 0 | 0 | 0 | 0 | 0 | -2.1576 | -35.9212 | -40.6321 | 0 | 0 | 0 | 0 | 217.5826 | 154.4518 | 188.3825 | 195.1859 | 0.36475 | 0.38634 | 0.38116 | 0.36859 | 79.3638 | 59.6714 | 71.8034 | 71.9431
12 | 13 | 5 | 399.2502 | 399.7533 | 401.6246 | 402.7788 | 0 | 0 | 0 | 0 | 100.4631 | 184.07 | 0 | 0 | 0 | 0 | 0 | 0 | 88.3931 | 72.0787 | 231.6573 | 231.6573 | 0 | 0 | 0 | 0 | 0 | 49.6726 | 0 | 0 | 0 | 0 | 0 | 0 | 210.3939 | 93.9321 | 169.9673 | 171.1215 | 0.36472 | 0.38369 | 0.37873 | 0.36539 | 76.7348 | 36.0405 | 64.3719 | 62.5261
12 | 13 | 6 | 434.751 | 434.3099 | 435.3267 | 435.7627 | 0 | 0 | 0 | 0 | 129.9434 | 199.0885 | 0 | 0 | 0 | 0 | 0 | 0 | 89.1582 | 66.834 | 221.168 | 221.168 | 0 | 0 | 0 | 0 | 0 | 5.2971 | 221.7878 | -93.7943 | 0 | 0 | 0 | 0 | 215.6493 | 163.0904 | -7.6291 | 308.389 | 0.36467 | 0.38225 | 0.37475 | 0.36382 | 78.6409 | 62.3407 | -2.859 | 112.1988
12 | 13 | 7 | 489.3483 | 489.4273 | 491.4373 | 492.9752 | 0 | 0 | 0 | 0 | 132.1986 | 201.2953 | 0 | 0 | 0 | 0 | 0 | 0 | 91.3525 | 53.1818 | 192.5228 | 192.5254 | 0 | 0 | 0 | 0 | 0 | 52.6486 | 141.4773 | 248.3446 | 0 | 0 | 0 | 0 | 265.7972 | 182.3017 | 157.4373 | 52.1051 | 0.36466 | 0.38514 | 0.37677 | 0.36382 | 96.9262 | 70.2124 | 59.3177 | 18.957
12 | 13 | 8 | 523.6258 | 524.5031 | 527.9474 | 531.2434 | 0 | 0 | 0 | 0 | 111.0028 | 149.2972 | 0 | 0 | 0 | 0 | 0 | 0 | 126.861 | 109.5128 | 328.6175 | 333.7502 | 0 | 0 | 0 | 0 | 0 | -13.8334 | -53.7317 | -115.9934 | 0 | 0 | 0 | 0 | 285.7619 | 279.5264 | 253.0616 | 313.4865 | 0.36774 | 0.38205 | 0.37719 | 0.38148 | 105.0867 | 106.7919 | 95.4531 | 119.5895
12 | 13 | 9 | 528.9839 | 530.5185 | 535.1219 | 539.9369 | 0 | 0 | 0 | 0 | 67.4795 | 122.7044 | 0 | 0 | 0 | 0 | 0 | 0 | 204.2404 | 287.9945 | 724.418 | 745.3373 | 0 | 0 | 0 | 0 | 0 | -11.6667 | -15.9385 | 106.9733 | 0 | 0 | 0 | 0 | 257.264 | 131.4863 | -173.3576 | -312.3737 | 0.37162 | 0.36395 | 0.36521 | 0.3937 | 95.6034 | 47.8548 | -63.3118 | -122.9806
12 | 13 | 10 | 529.4197 | 530.627 | 534.8213 | 539.2124 | 0 | 0 | 0 | 0 | 57.1476 | 101.2997 | 0 | 0 | 0 | 0 | 0 | 0 | 255.3908 | 415.4219 | 952.9124 | 987.3207 | 0 | 0 | 0 | 0 | 0 | -18.5313 | -304.6724 | -414.8997 | 0 | 0 | 0 | 0 | 216.8813 | 32.4367 | -113.4187 | -33.2086 | 0.37666 | 0.38397 | 0.38397 | 0 | 81.6916 | 12.4548 | -43.5499 | 0
12 | 13 | 11 | 525.4831 | 526.3346 | 529.8236 | 533.233 | 0 | 0 | 0 | 0 | 53.7264 | 83.0236 | 0 | 0 | 0 | 0 | 0 | 0 | 277.5478 | 489.2448 | 1077.4506 | 1120.2262 | 0 | 0 | 0 | 0 | 0 | -64.4518 | -351 | -351 | 0 | 0 | 0 | 0 | 194.2088 | 18.518 | -196.627 | -235.9931 | 0.38397 | 0.38397 | 0.38397 | 0 | 74.5713 | 7.1104 | -75.4998 | 0
12 | 13 | 12 | 518.3833 | 519.0104 | 522.0075 | 524.7225 | 0 | 0 | 0 | 0 | 48.641 | 76.8363 | 0 | 0 | 0 | 0 | 0 | 0 | 275.7522 | 512.204 | 1127.1846 | 1172.4787 | 0 | 0 | 0 | 0 | 0 | -63.1215 | -351 | -351 | 0 | 0 | 0 | 0 | 193.9901 | -6.9084 | -254.1771 | -296.7563 | 0.38397 | 0.38397 | 0.38397 | 0 | 74.4873 | -2.6526 | -97.5976 | 0
12 | 13 | 13 | 510.2869 | 511.7926 | 515.648 | 519.0309 | 0 | 0 | 0 | 0 | 48.5757 | 76.8554 | 0 | 0 | 0 | 0 | 0 | 0 | 265.6317 | 504.4583 | 1124.2369 | 1168.8604 | 0 | 0 | 0 | 0 | 0 | -63.1215 | -351 | -365.4815 | 0 | 0 | 0 | 0 | 196.0794 | -6.3996 | -257.5889 | -284.348 | 0.38397 | 0.38397 | 0.38397 | 0 | 75.2896 | -2.4573 | -98.9076 | 0
12 | 13 | 14 | 507.6543 | 509.8087 | 514.3992 | 518.4702 | 0 | 0 | 0 | 0 | 48.5073 | 77.7542 | 0 | 0 | 0 | 0 | 0 | 0 | 254.2969 | 480.8731 | 1076.8105 | 1118.7258 | 0 | 0 | 0 | 0 | 0 | -63.1215 | -351 | -351 | 0 | 0 | 0 | 0 | 204.8502 | 14.3029 | -211.4112 | -249.2556 | 0.38397 | 0.38397 | 0.38397 | 0 | 78.6573 | 5.4919 | -81.1766 | 0
12 | 13 | 15 | 500.3449 | 503.1443 | 508.3918 | 513.017 | 0 | 0 | 0 | 0 | 53.2244 | 70.3813 | 0 | 0 | 0 | 0 | 0 | 0 | 230.2468 | 406.5982 | 940.6121 | 974.2304 | 0 | 0 | 0 | 0 | 0 | -34.5655 | -49.5948 | -302.4251 | 0 | 0 | 0 | 0 | 216.8737 | 60.7302 | -382.6256 | -158.7883 | 0.38397 | 0.38397 | 0.38397 | 0 | 83.274 | 23.3188 | -146.9185 | 0
12 | 13 | 16 | 498.4556 | 503.3655 | 510.9412 | 517.6385 | 0 | 0 | 0 | 0 | 84.2992 | 113.313 | 0 | 0 | 0 | 0 | 0 | 0 | 181.309 | 264.0391 | 649.7298 | 669.2013 | 0 | 0 | 0 | 0 | 0 | -3.1215 | -4.2915 | 52.8001 | 0 | 0 | 0 | 0 | 232.8475 | 129.1349 | -134.4971 | -204.363 | 0.37613 | 0.37654 | 0.3735 | 0.38586 | 87.5816 | 48.6244 | -50.2346 | -78.8565
12 | 13 | 17 | 519.3559 | 525.6645 | 534.8068 | 542.8095 | 0 | 0 | 0 | 0 | 124.7186 | 168.0677 | 0 | 0 | 0 | 0 | 0 | 0 | 107.4176 | 77.7696 | 255.9562 | 257.9967 | 0 | 0 | 0 | 0 | 0 | 2.0813 | -24.8614 | 320.4564 | 0 | 0 | 0 | 0 | 287.2197 | 277.7459 | 303.712 | -35.6436 | 0.36823 | 0.38625 | 0.38886 | 0.38905 | 105.7641 | 107.2784 | 118.1013 | -13.8673
12 | 13 | 18 | 594.6673 | 605.429 | 619.7421 | 632.2472 | 0 | 0 | 0 | 0 | 133.0093 | 204.42 | 0 | 0 | 0 | 0 | 0 | 0 | 103.9283 | 48.7116 | 135.7512 | 135.7512 | 0 | 0 | 0 | 0 | 0 | -13.0905 | -34.164 | 199.7742 | 0 | 0 | 0 | 0 | 357.7298 | 365.3879 | 518.1549 | 296.7219 | 0.38392 | 0.39924 | 0.39333 | 0.38256 | 137.3405 | 145.8772 | 203.8053 | 113.5139
12 | 13 | 19 | 606.2773 | 619.2294 | 635.9693 | 650.5767 | 0 | 0 | 0 | 0 | 138.4947 | 212.7377 | 0 | 0 | 0 | 0 | 0 | 0 | 113.9191 | 53.0062 | 131.0053 | 131.0053 | 0 | 0 | 0 | 0 | 0 | 33.0025 | 157.6674 | 436.8692 | 0 | 0 | 0 | 0 | 353.8635 | 320.4831 | 347.2966 | 82.7023 | 0.38563 | 0.40066 | 0.39478 | 0.38374 | 136.4602 | 128.4056 | 137.1048 | 31.7366
12 | 13 | 20 | 610.7004 | 624.392 | 641.8673 | 657.0074 | 0 | 0 | 0 | 0 | 139.9176 | 211.7194 | 0 | 0 | 0 | 0 | 0 | 0 | 113.5253 | 51.6103 | 129.2702 | 129.2702 | 0 | 0 | 0 | 0 | 0 | 13.1264 | 93.6132 | 117 | 0 | 0 | 0 | 0 | 357.2575 | 347.9359 | 418.9839 | 410.7373 | 0.38498 | 0.40006 | 0.39435 | 0.38314 | 137.5385 | 139.1955 | 165.227 | 157.3719
12 | 13 | 21 | 597.4635 | 610.9984 | 628.1346 | 642.8446 | 0 | 0 | 0 | 0 | 142.4821 | 223.9535 | 0 | 0 | 0 | 0 | 0 | 0 | 114.6671 | 53.3073 | 131.3763 | 131.3763 | 0 | 0 | 0 | 0 | 0 | 13.0833 | 94.3417 | 117 | 0 | 0 | 0 | 0 | 340.3144 | 320.6543 | 402.4165 | 394.4683 | 0.38362 | 0.39918 | 0.39347 | 0.3819 | 130.5517 | 127.9985 | 158.337 | 150.6461
12 | 13 | 22 | 563.2189 | 576.1689 | 592.4944 | 606.4668 | 0 | 0 | 0 | 0 | 145.9474 | 217.1991 | 0 | 0 | 0 | 0 | 0 | 0 | 115.2379 | 55.4351 | 134.6592 | 134.6592 | 0 | 0 | 0 | 0 | 0 | 0 | 94.9289 | 38.9455 | 0 | 0 | 0 | 0 | 302.0336 | 303.5347 | 362.9062 | 432.8621 | 0.37803 | 0.39555 | 0.3898 | 0.38045 | 114.1784 | 120.0633 | 141.4624 | 164.6839
12 | 13 | 23 | 506.4595 | 518.4459 | 533.4711 | 546.3026 | 0 | 0 | 0 | 0 | 146.7699 | 247.129 | 0 | 0 | 0 | 0 | 0 | 0 | 116.6268 | 57.396 | 140.4841 | 140.4841 | 0 | 0 | 0 | 0 | 0 | 16.6719 | 291.6567 | 0 | 0 | 0 | 0 | 0 | 243.0628 | 197.2491 | 101.3302 | 405.8185 | 0.36992 | 0.3904 | 0.38503 | 0.37684 | 89.9126 | 77.0066 | 39.0152 | 152.9304
12 | 13 | 24 | 452.9296 | 462.2864 | 474.16 | 484.1764 | 0 | 0 | 0 | 0 | 109.1445 | 180.0818 | 0 | 0 | 0 | 0 | 0 | 0 | 108.4346 | 52.3167 | 151.1762 | 151.1762 | 0 | 0 | 0 | 0 | 0 | 0 | 95.3969 | 0 | 0 | 0 | 0 | 0 | 235.3505 | 229.8879 | 227.5869 | 333.0002 | 0.36541 | 0.38531 | 0.38012 | 0.36918 | 85.9994 | 88.5785 | 86.5111 | 122.9376
12 | 14 | 1 | 420.1017 | 427.0069 | 435.9767 | 443.353 | 0 | 0 | 0 | 0 | 148.4932 | 206.601 | 0 | 0 | 0 | 0 | 0 | 0 | 101.4595 | 46.17 | 143.5174 | 143.5174 | 0 | 0 | 0 | 0 | 0 | 65.4166 | 166.4182 | 7.1083 | 0 | 0 | 0 | 0 | 170.149 | 108.8193 | 126.0411 | 292.7272 | 0.36727 | 0.38821 | 0.38242 | 0.37348 | 62.4914 | 42.2442 | 48.2012 | 109.3279
12 | 14 | 2 | 400.9656 | 405.8135 | 412.4562 | 417.802 | 0 | 0 | 0 | 0 | 130.4417 | 175.8001 | 0 | 0 | 0 | 0 | 0 | 0 | 89.9155 | 37.1138 | 138.013 | 138.013 | 0 | 0 | 0 | 0 | 0 | 8.9396 | 37.1486 | 0 | 0 | 0 | 0 | 0 | 180.6084 | 183.96 | 237.2946 | 279.789 | 0.36484 | 0.38864 | 0.38295 | 0.37206 | 65.893 | 71.4934 | 90.8724 | 104.0971
12 | 14 | 3 | 393.2056 | 396.2085 | 400.8092 | 404.3792 | 0 | 0 | 0 | 0 | 108.8141 | 152.4994 | 0 | 0 | 0 | 0 | 0 | 0 | 79.7401 | 30.1461 | 138.0665 | 138.0665 | 0 | 0 | 0 | 0 | 0 | -1.4804 | -38.7292 | 64.9372 | 0 | 0 | 0 | 0 | 204.6514 | 215.0433 | 301.4719 | 201.3754 | 0.36527 | 0.38758 | 0.38231 | 0.37011 | 74.7525 | 83.3468 | 115.2561 | 74.531
12 | 14 | 4 | 393.2015 | 394.8686 | 397.996 | 400.2609 | 0 | 0 | 0 | 0 | 80.2777 | 161.0638 | 0 | 0 | 0 | 0 | 0 | 0 | 72.4626 | 28.7254 | 144.3984 | 144.3984 | 0 | 0 | 0 | 0 | 0 | -2.1576 | -35.9212 | -40.6321 | 0 | 0 | 0 | 0 | 240.4613 | 207.2371 | 289.5188 | 296.4946 | 0.36475 | 0.38634 | 0.38116 | 0.36859 | 87.7088 | 80.0647 | 110.3523 | 109.2843
12 | 14 | 5 | 403.1116 | 403.7412 | 405.7657 | 407.0525 | 0 | 0 | 0 | 0 | 100.4631 | 184.07 | 0 | 0 | 0 | 0 | 0 | 0 | 72.2828 | 33.5409 | 154.1846 | 154.1846 | 0 | 0 | 0 | 0 | 0 | 49.6726 | 0 | 0 | 0 | 0 | 0 | 0 | 230.3657 | 136.4577 | 251.5811 | 252.8679 | 0.36472 | 0.38369 | 0.37873 | 0.36539 | 84.0189 | 52.357 | 95.2815 | 92.3954
12 | 14 | 6 | 441.0417 | 440.8066 | 442.073 | 442.725 | 0 | 0 | 0 | 0 | 129.9434 | 199.0885 | 0 | 0 | 0 | 0 | 0 | 0 | 76.3687 | 41.9953 | 164.8075 | 164.8075 | 0 | 0 | 0 | 0 | 0 | 5.2971 | 221.7878 | -93.7943 | 0 | 0 | 0 | 0 | 234.7296 | 194.4257 | 55.4777 | 371.7118 | 0.36467 | 0.38225 | 0.37475 | 0.36382 | 85.5989 | 74.3185 | 20.7901 | 135.2371
12 | 14 | 7 | 497.2344 | 497.5715 | 499.8946 | 501.7032 | 0 | 0 | 0 | 0 | 132.1986 | 201.2953 | 0 | 0 | 0 | 0 | 0 | 0 | 79.8791 | 49.9151 | 173.784 | 173.7879 | 0 | 0 | 0 | 0 | 0 | 52.6486 | 141.4773 | 248.3446 | 0 | 0 | 0 | 0 | 285.1567 | 193.7126 | 184.6333 | 79.5706 | 0.36466 | 0.38514 | 0.37677 | 0.36382 | 103.9858 | 74.6073 | 69.5643 | 28.9496
12 | 14 | 8 | 529.0645 | 530.1198 | 533.78 | 537.2627 | 0 | 0 | 0 | 0 | 111.0028 | 149.2972 | 0 | 0 | 0 | 0 | 0 | 0 | 128.8521 | 157.1415 | 355.9023 | 363.2557 | 0 | 0 | 0 | 0 | 0 | -13.8334 | -53.7317 | -115.9934 | 0 | 0 | 0 | 0 | 289.2095 | 237.5144 | 231.6094 | 290.0004 | 0.36774 | 0.38205 | 0.37719 | 0.38148 | 106.3546 | 90.7414 | 87.3614 | 110.6299
12 | 14 | 9 | 535.5466 | 537.296 | 542.1599 | 547.2002 | 0 | 0 | 0 | 0 | 67.4795 | 122.7044 | 0 | 0 | 0 | 0 | 0 | 0 | 210.3757 | 367.7727 | 809.391 | 834.2588 | 0 | 0 | 0 | 0 | 0 | -11.6667 | -15.9385 | 106.9733 | 0 | 0 | 0 | 0 | 257.6913 | 58.4856 | -251.2927 | -394.032 | 0.37162 | 0.36395 | 0.36521 | 0.3937 | 95.7622 | 21.286 | -91.7744 | -155.1292
12 | 14 | 10 | 529.8729 | 531.095 | 535.3073 | 539.714 | 0 | 0 | 0 | 0 | 57.1476 | 101.2997 | 0 | 0 | 0 | 0 | 0 | 0 | 262.7951 | 505.2979 | 1067.7092 | 1105.3209 | 0 | 0 | 0 | 0 | 0 | -18.5313 | -304.6724 | -414.8997 | 0 | 0 | 0 | 0 | 209.9302 | -56.9713 | -227.7295 | -150.7073 | 0.37666 | 0.38397 | 0.38397 | 0 | 79.0733 | -21.8754 | -87.4423 | 0
12 | 14 | 11 | 527.6948 | 528.6187 | 532.1956 | 535.6809 | 0 | 0 | 0 | 0 | 53.7264 | 83.0236 | 0 | 0 | 0 | 0 | 0 | 0 | 290.1528 | 586.5027 | 1208.7606 | 1254.6571 | 0 | 0 | 0 | 0 | 0 | -64.4518 | -351 | -351 | 0 | 0 | 0 | 0 | 183.8156 | -76.4558 | -325.565 | -367.9763 | 0.38397 | 0.38397 | 0.38397 | 0 | 70.5805 | -29.3569 | -125.0087 | 0
12 | 14 | 12 | 524.2027 | 525.0203 | 528.2484 | 531.1631 | 0 | 0 | 0 | 0 | 48.641 | 76.8363 | 0 | 0 | 0 | 0 | 0 | 0 | 300.154 | 633.8212 | 1297.1494 | 1347.9271 | 0 | 0 | 0 | 0 | 0 | -63.1215 | -351 | -351 | 0 | 0 | 0 | 0 | 175.4077 | -122.5157 | -417.9011 | -465.764 | 0.38397 | 0.38397 | 0.38397 | 0 | 67.3521 | -47.0427 | -160.4634 | 0
12 | 14 | 13 | 515.3086 | 516.9787 | 521.0334 | 524.5888 | 0 | 0 | 0 | 0 | 48.5757 | 76.8554 | 0 | 0 | 0 | 0 | 0 | 0 | 294.1122 | 625.2414 | 1275.3646 | 1325.8227 | 0 | 0 | 0 | 0 | 0 | -63.1215 | -351 | -365.4815 | 0 | 0 | 0 | 0 | 172.6207 | -121.9966 | -403.3312 | -435.7525 | 0.38397 | 0.38397 | 0.38397 | 0 | 66.282 | -46.8434 | -154.869 | 0
12 | 14 | 14 | 510.2286 | 512.4673 | 517.16 | 521.3194 | 0 | 0 | 0 | 0 | 48.5073 | 77.7542 | 0 | 0 | 0 | 0 | 0 | 0 | 277.7634 | 580.108 | 1181.9095 | 1228.5972 | 0 | 0 | 0 | 0 | 0 | -63.1215 | -351 | -351 | 0 | 0 | 0 | 0 | 183.958 | -82.2734 | -313.7495 | -356.2778 | 0.38397 | 0.38397 | 0.38397 | 0 | 70.6352 | -31.5908 | -120.4719 | 0
12 | 14 | 15 | 496.0846 | 498.7445 | 503.8229 | 508.3019 | 0 | 0 | 0 | 0 | 53.2244 | 70.3813 | 0 | 0 | 0 | 0 | 0 | 0 | 248.9343 | 512.5066 | 1074.7013 | 1113.741 | 0 | 0 | 0 | 0 | 0 | -34.5655 | -49.5948 | -302.4251 | 0 | 0 | 0 | 0 | 193.9259 | -49.5779 | -521.2836 | -303.0139 | 0.38397 | 0.38397 | 0.38397 | 0 | 74.4627 | -19.0366 | -200.1597 | 0
12 | 14 | 16 | 494.5217 | 499.3027 | 506.7223 | 513.2845 | 0 | 0 | 0 | 0 | 84.2992 | 113.313 | 0 | 0 | 0 | 0 | 0 | 0 | 178.5965 | 347.5585 | 801.551 | 823.3233 | 0 | 0 | 0 | 0 | 0 | -3.1215 | -4.2915 | 52.8001 | 0 | 0 | 0 | 0 | 231.626 | 41.5528 | -290.5373 | -362.8389 | 0.37613 | 0.37654 | 0.3735 | 0.38586 | 87.1222 | 15.6463 | -108.5155 | -140.0067
12 | 14 | 17 | 514.86 | 521.0214 | 529.9853 | 537.8335 | 0 | 0 | 0 | 0 | 124.7186 | 168.0677 | 0 | 0 | 0 | 0 | 0 | 0 | 84.9974 | 145.1863 | 420.8138 | 423 | 0 | 0 | 0 | 0 | 0 | 2.0813 | -24.8614 | 320.4564 | 0 | 0 | 0 | 0 | 305.144 | 205.6861 | 134.0329 | -205.6229 | 0.36823 | 0.38625 | 0.38886 | 0.38905 | 112.3644 | 79.4455 | 52.12 | -79.9984
12 | 14 | 18 | 583.3368 | 593.7276 | 607.5909 | 619.707 | 0 | 0 | 0 | 0 | 133.0093 | 204.42 | 0 | 0 | 0 | 0 | 0 | 0 | 78.7071 | 104.7956 | 297.0912 | 297.0912 | 0 | 0 | 0 | 0 | 0 | -13.0905 | -34.164 | 199.7742 | 0 | 0 | 0 | 0 | 371.6204 | 297.6024 | 344.6637 | 122.8416 | 0.38392 | 0.39924 | 0.39333 | 0.38256 | 142.6734 | 118.8145 | 135.5662 | 46.9943
12 | 14 | 19 | 589.4537 | 601.8551 | 617.9272 | 631.957 | 0 | 0 | 0 | 0 | 138.4947 | 212.7377 | 0 | 0 | 0 | 0 | 0 | 0 | 77.4399 | 93.2569 | 274.0138 | 274.0138 | 0 | 0 | 0 | 0 | 0 | 33.0025 | 157.6674 | 436.8692 | 0 | 0 | 0 | 0 | 373.519 | 262.858 | 186.246 | -78.926 | 0.38563 | 0.40066 | 0.39478 | 0.38374 | 144.0399 | 105.3174 | 73.5257 | -30.2874
12 | 14 | 20 | 578.5035 | 591.1412 | 607.3385 | 621.3731 | 0 | 0 | 0 | 0 | 139.9176 | 211.7194 | 0 | 0 | 0 | 0 | 0 | 0 | 70.9727 | 74.7125 | 236.9249 | 236.9249 | 0 | 0 | 0 | 0 | 0 | 13.1264 | 93.6132 | 117 | 0 | 0 | 0 | 0 | 367.6132 | 291.5829 | 276.8003 | 267.4481 | 0.38498 | 0.40006 | 0.39435 | 0.38314 | 141.5253 | 116.6508 | 109.1567 | 102.4714
12 | 14 | 21 | 564.1426 | 576.5868 | 592.4004 | 605.9663 | 0 | 0 | 0 | 0 | 142.4821 | 223.9535 | 0 | 0 | 0 | 0 | 0 | 0 | 63.9608 | 61.331 | 210.1621 | 210.1621 | 0 | 0 | 0 | 0 | 0 | 13.0833 | 94.3417 | 117 | 0 | 0 | 0 | 0 | 357.6998 | 278.2189 | 287.8966 | 278.8042 | 0.38362 | 0.39918 | 0.39347 | 0.3819 | 137.2211 | 111.0592 | 113.2773 | 106.4744
12 | 14 | 22 | 544.2017 | 556.5292 | 572.0998 | 585.4193 | 0 | 0 | 0 | 0 | 145.9474 | 217.1991 | 0 | 0 | 0 | 0 | 0 | 0 | 57.6616 | 64.1275 | 215.755 | 215.755 | 0 | 0 | 0 | 0 | 0 | 0 | 94.9289 | 38.9455 | 0 | 0 | 0 | 0 | 340.5927 | 275.2026 | 261.4159 | 330.7188 | 0.37803 | 0.39555 | 0.3898 | 0.38045 | 128.7549 | 108.8565 | 101.9011 | 125.8231
12 | 14 | 23 | 505.3717 | 517.3226 | 532.3046 | 545.0988 | 0 | 0 | 0 | 0 | 146.7699 | 247.129 | 0 | 0 | 0 | 0 | 0 | 0 | 53.8591 | 70.1228 | 227.7456 | 227.7456 | 0 | 0 | 0 | 0 | 0 | 16.6719 | 291.6567 | 0 | 0 | 0 | 0 | 0 | 304.7427 | 183.3989 | 12.9022 | 317.3531 | 0.36992 | 0.3904 | 0.38503 | 0.37684 | 112.7289 | 71.5994 | 4.9677 | 119.5928
12 | 14 | 24 | 459.2566 | 468.8205 | 480.9452 | 491.1789 | 0 | 0 | 0 | 0 | 109.1445 | 180.0818 | 0 | 0 | 0 | 0 | 0 | 0 | 49.6403 | 70.2313 | 227.9626 | 227.9626 | 0 | 0 | 0 | 0 | 0 | 0 | 95.3969 | 0 | 0 | 0 | 0 | 0 | 300.4718 | 218.5074 | 157.5856 | 263.2163 | 0.36541 | 0.38531 | 0.38012 | 0.36918 | 109.7954 | 84.1934 | 59.902 | 97.1746
12 | 15 | 1 | 420.8994 | 427.8307 | 436.8321 | 444.2358 | 0 | 0 | 0 | 0 | 148.4932 | 206.601 | 0 | 0 | 0 | 0 | 0 | 0 | 49.1908 | 70.8512 | 229.2024 | 229.2024 | 0 | 0 | 0 | 0 | 0 | 65.4166 | 166.4182 | 7.1083 | 0 | 0 | 0 | 0 | 223.2154 | 84.9619 | 41.2116 | 207.9251 | 0.36727 | 0.38821 | 0.38242 | 0.37348 | 81.9813 | 32.9827 | 15.7603 | 77.6559
12 | 15 | 2 | 399.7872 | 404.5965 | 411.1924 | 416.4978 | 0 | 0 | 0 | 0 | 130.4417 | 175.8001 | 0 | 0 | 0 | 0 | 0 | 0 | 47.8351 | 63.6498 | 214.7997 | 214.7997 | 0 | 0 | 0 | 0 | 0 | 8.9396 | 37.1486 | 0 | 0 | 0 | 0 | 0 | 221.5104 | 156.2069 | 159.2441 | 201.6981 | 0.36484 | 0.38864 | 0.38295 | 0.37206 | 80.8156 | 60.7076 | 60.9828 | 75.043
12 | 15 | 3 | 387.5675 | 390.3858 | 394.7628 | 398.1391 | 0 | 0 | 0 | 0 | 108.8141 | 152.4994 | 0 | 0 | 0 | 0 | 0 | 0 | 46.1531 | 45.8973 | 179.2947 | 179.2947 | 0 | 0 | 0 | 0 | 0 | -1.4804 | -38.7292 | 64.9372 | 0 | 0 | 0 | 0 | 232.6003 | 193.4694 | 254.1974 | 153.9073 | 0.36527 | 0.38758 | 0.38231 | 0.37011 | 84.9614 | 74.9852 | 97.1825 | 56.9626
12 | 15 | 4 | 381.8347 | 383.1297 | 385.8059 | 387.6805 | 0 | 0 | 0 | 0 | 80.2777 | 161.0638 | 0 | 0 | 0 | 0 | 0 | 0 | 47.4687 | 27.9932 | 143.4865 | 143.4865 | 0 | 0 | 0 | 0 | 0 | -2.1576 | -35.9212 | -40.6321 | 0 | 0 | 0 | 0 | 254.0883 | 196.2304 | 278.2406 | 284.8262 | 0.36475 | 0.38634 | 0.38116 | 0.36859 | 92.6793 | 75.8123 | 106.0535 | 104.9834
12 | 15 | 5 | 386.705 | 386.7975 | 388.1708 | 388.8943 | 0 | 0 | 0 | 0 | 100.4631 | 184.07 | 0 | 0 | 0 | 0 | 0 | 0 | 48.5885 | 22.1995 | 131.899 | 131.899 | 0 | 0 | 0 | 0 | 0 | 49.6726 | 0 | 0 | 0 | 0 | 0 | 0 | 237.6534 | 130.8554 | 256.2718 | 256.9952 | 0.36472 | 0.38369 | 0.37873 | 0.36539 | 86.6769 | 50.2074 | 97.058 | 93.9035
12 | 15 | 6 | 398.9283 | 397.3146 | 396.9095 | 396.1155 | 0 | 0 | 0 | 0 | 129.9434 | 199.0885 | 0 | 0 | 0 | 0 | 0 | 0 | 55.7428 | 30.0389 | 147.5779 | 147.5779 | 0 | 0 | 0 | 0 | 0 | 5.2971 | 221.7878 | -93.7943 | 0 | 0 | 0 | 0 | 213.2421 | 162.8901 | 27.5438 | 342.3319 | 0.36467 | 0.38225 | 0.37475 | 0.36382 | 77.7631 | 62.2641 | 10.3219 | 124.548
12 | 15 | 7 | 416.3976 | 414.0886 | 413.2032 | 412.2361 | 0 | 0 | 0 | 0 | 132.1986 | 201.2953 | 0 | 0 | 0 | 0 | 0 | 0 | 67.9428 | 52.9854 | 191.462 | 191.4654 | 0 | 0 | 0 | 0 | 0 | 52.6486 | 141.4773 | 248.3446 | 0 | 0 | 0 | 0 | 216.2562 | 107.1594 | 80.2639 | -27.574 | 0.36466 | 0.38514 | 0.37677 | 0.36382 | 78.8605 | 41.2718 | 30.2411 | -10.032
12 | 15 | 8 | 433.2352 | 431.1535 | 431.0102 | 431.2024 | 0 | 0 | 0 | 0 | 111.0028 | 149.2972 | 0 | 0 | 0 | 0 | 0 | 0 | 122.6984 | 155.098 | 374.7897 | 381.7419 | 0 | 0 | 0 | 0 | 0 | -13.8334 | -53.7317 | -115.9934 | 0 | 0 | 0 | 0 | 199.534 | 140.5917 | 109.9521 | 165.4539 | 0.36774 | 0.38205 | 0.37719 | 0.38148 | 73.3771 | 53.7125 | 41.4732 | 63.1177
12 | 15 | 9 | 460.0035 | 459.28 | 461.1455 | 463.5919 | 0 | 0 | 0 | 0 | 67.4795 | 122.7044 | 0 | 0 | 0 | 0 | 0 | 0 | 213.3658 | 337.245 | 775.7028 | 799.0338 | 0 | 0 | 0 | 0 | 0 | -11.6667 | -15.9385 | 106.9733 | 0 | 0 | 0 | 0 | 179.1581 | 10.9974 | -298.6188 | -442.4152 | 0.37162 | 0.36395 | 0.36521 | 0.3937 | 66.578 | 4.0025 | -109.0583 | -174.1776
12 | 15 | 10 | 472.9664 | 472.3257 | 474.2792 | 476.7319 | 0 | 0 | 0 | 0 | 57.1476 | 101.2997 | 0 | 0 | 0 | 0 | 0 | 0 | 273.972 | 465.0546 | 1017.6611 | 1053.9771 | 0 | 0 | 0 | 0 | 0 | -18.5313 | -304.6724 | -414.8997 | 0 | 0 | 0 | 0 | 141.8467 | -75.4973 | -238.7095 | -162.3456 | 0.37666 | 0.38397 | 0.38397 | 0 | 53.4287 | -28.9889 | -91.6584 | 0
12 | 15 | 11 | 472.166 | 471.2722 | 472.6451 | 474.2237 | 0 | 0 | 0 | 0 | 53.7264 | 83.0236 | 0 | 0 | 0 | 0 | 0 | 0 | 305.4831 | 534.2613 | 1133.3412 | 1177.3933 | 0 | 0 | 0 | 0 | 0 | -64.4518 | -351 | -351 | 0 | 0 | 0 | 0 | 112.9565 | -81.5608 | -309.6961 | -352.1696 | 0.38397 | 0.38397 | 0.38397 | 0 | 43.3724 | -31.3171 | -118.9155 | 0
12 | 15 | 12 | 464.885 | 463.7608 | 464.6345 | 465.5125 | 0 | 0 | 0 | 0 | 48.641 | 76.8363 | 0 | 0 | 0 | 0 | 0 | 0 | 319.0974 | 563.0162 | 1187.8753 | 1235.2776 | 0 | 0 | 0 | 0 | 0 | -63.1215 | -351 | -351 | 0 | 0 | 0 | 0 | 97.1465 | -112.9701 | -372.2408 | -418.7651 | 0.38397 | 0.38397 | 0.38397 | 0 | 37.3018 | -43.3775 | -142.931 | 0
12 | 15 | 13 | 454.2686 | 453.9406 | 455.5726 | 457.032 | 0 | 0 | 0 | 0 | 48.5757 | 76.8554 | 0 | 0 | 0 | 0 | 0 | 0 | 330.4764 | 570.2444 | 1192.871 | 1241.2907 | 0 | 0 | 0 | 0 | 0 | -63.1215 | -351 | -365.4815 | 0 | 0 | 0 | 0 | 75.2165 | -130.0377 | -386.2984 | -418.7772 | 0.38397 | 0.38397 | 0.38397 | 0 | 28.8813 | -49.9309 | -148.3288 | 0
12 | 15 | 14 | 446.2699 | 446.4149 | 448.569 | 450.5322 | 0 | 0 | 0 | 0 | 48.5073 | 77.7542 | 0 | 0 | 0 | 0 | 0 | 0 | 327.6058 | 545.8602 | 1146.9585 | 1192.2585 | 0 | 0 | 0 | 0 | 0 | -63.1215 | -351 | -351 | 0 | 0 | 0 | 0 | 70.1568 | -114.0781 | -347.3895 | -390.7263 | 0.38397 | 0.38397 | 0.38397 | 0 | 26.9384 | -43.8029 | -133.3888 | 0
12 | 15 | 15 | 439.0511 | 439.8441 | 442.6587 | 445.1793 | 0 | 0 | 0 | 0 | 53.2244 | 70.3813 | 0 | 0 | 0 | 0 | 0 | 0 | 303.29 | 481.0574 | 1040.7222 | 1078.5233 | 0 | 0 | 0 | 0 | 0 | -34.5655 | -49.5948 | -302.4251 | 0 | 0 | 0 | 0 | 82.5368 | -77.0291 | -548.4686 | -330.9188 | 0.38397 | 0.38397 | 0.38397 | 0 | 31.692 | -29.5771 | -210.5981 | 0
12 | 15 | 16 | 440.0081 | 443.0047 | 448.2605 | 452.9509 | 0 | 0 | 0 | 0 | 84.2992 | 113.313 | 0 | 0 | 0 | 0 | 0 | 0 | 216.7972 | 314.1472 | 755.3175 | 775.9539 | 0 | 0 | 0 | 0 | 0 | -3.1215 | -4.2915 | 52.8001 | 0 | 0 | 0 | 0 | 138.9117 | 18.666 | -302.7655 | -375.8031 | 0.37613 | 0.37654 | 0.3735 | 0.38586 | 52.2493 | 7.0285 | -113.0827 | -145.0092
12 | 15 | 17 | 464.4617 | 468.9733 | 475.9368 | 482.0545 | 0 | 0 | 0 | 0 | 124.7186 | 168.0677 | 0 | 0 | 0 | 0 | 0 | 0 | 138.5968 | 121.2727 | 373.9575 | 376.1703 | 0 | 0 | 0 | 0 | 0 | 2.0813 | -24.8614 | 320.4564 | 0 | 0 | 0 | 0 | 201.1462 | 177.5517 | 126.8407 | -214.5722 | 0.36823 | 0.38625 | 0.38886 | 0.38905 | 74.0689 | 68.5787 | 49.3232 | -83.4801
12 | 15 | 18 | 538.9029 | 547.8391 | 559.9388 | 570.5292 | 0 | 0 | 0 | 0 | 133.0093 | 204.42 | 0 | 0 | 0 | 0 | 0 | 0 | 139.4408 | 86.713 | 251.5821 | 251.5821 | 0 | 0 | 0 | 0 | 0 | -13.0905 | -34.164 | 199.7742 | 0 | 0 | 0 | 0 | 266.4528 | 269.7966 | 342.5207 | 119.1729 | 0.38392 | 0.39924 | 0.39333 | 0.38256 | 102.2972 | 107.7134 | 134.7233 | 45.5908
12 | 15 | 19 | 545.1104 | 556.0603 | 570.3724 | 582.8795 | 0 | 0 | 0 | 0 | 138.4947 | 212.7377 | 0 | 0 | 0 | 0 | 0 | 0 | 141.4991 | 89.589 | 253.5337 | 253.5337 | 0 | 0 | 0 | 0 | 0 | 33.0025 | 157.6674 | 436.8692 | 0 | 0 | 0 | 0 | 265.1166 | 220.7311 | 159.1712 | -107.5234 | 0.38563 | 0.40066 | 0.39478 | 0.38374 | 102.2368 | 88.4387 | 62.8372 | -41.2615
12 | 15 | 20 | 536.8977 | 548.1734 | 562.7194 | 575.3253 | 0 | 0 | 0 | 0 | 139.9176 | 211.7194 | 0 | 0 | 0 | 0 | 0 | 0 | 143.1529 | 89.6605 | 253.2591 | 253.2591 | 0 | 0 | 0 | 0 | 0 | 13.1264 | 93.6132 | 117 | 0 | 0 | 0 | 0 | 253.8272 | 233.6671 | 215.847 | 205.0662 | 0.38498 | 0.40006 | 0.39435 | 0.38314 | 97.7195 | 93.481 | 85.1197 | 78.5701
12 | 15 | 21 | 530.3141 | 541.6509 | 556.1218 | 568.5261 | 0 | 0 | 0 | 0 | 142.4821 | 223.9535 | 0 | 0 | 0 | 0 | 0 | 0 | 131.2494 | 90.9121 | 256.7425 | 256.7425 | 0 | 0 | 0 | 0 | 0 | 13.0833 | 94.3417 | 117 | 0 | 0 | 0 | 0 | 256.5826 | 213.702 | 205.0376 | 194.7837 | 0.38362 | 0.39918 | 0.39347 | 0.3819 | 98.4304 | 85.3054 | 80.6752 | 74.3872
12 | 15 | 22 | 509.7205 | 520.9193 | 535.1214 | 547.2568 | 0 | 0 | 0 | 0 | 145.9474 | 217.1991 | 0 | 0 | 0 | 0 | 0 | 0 | 124.1067 | 93.16 | 255.3132 | 255.3132 | 0 | 0 | 0 | 0 | 0 | 0 | 94.9289 | 38.9455 | 0 | 0 | 0 | 0 | 239.6665 | 210.5602 | 184.8792 | 252.9981 | 0.37803 | 0.39555 | 0.3898 | 0.38045 | 90.6016 | 83.2872 | 72.0667 | 96.254
12 | 15 | 23 | 481.0609 | 492.2159 | 506.233 | 518.1924 | 0 | 0 | 0 | 0 | 146.7699 | 247.129 | 0 | 0 | 0 | 0 | 0 | 0 | 120.6403 | 93.5058 | 247.8016 | 247.8016 | 0 | 0 | 0 | 0 | 0 | 16.6719 | 291.6567 | 0 | 0 | 0 | 0 | 0 | 213.6508 | 134.9093 | -33.2254 | 270.3908 | 0.36992 | 0.3904 | 0.38503 | 0.37684 | 79.0326 | 52.669 | -12.7928 | 101.8953
12 | 15 | 24 | 440.2394 | 449.1808 | 460.5506 | 470.1313 | 0 | 0 | 0 | 0 | 109.1445 | 180.0818 | 0 | 0 | 0 | 0 | 0 | 0 | 125.664 | 96.8018 | 243.2627 | 243.2627 | 0 | 0 | 0 | 0 | 0 | 0 | 95.3969 | 0 | 0 | 0 | 0 | 0 | 205.4309 | 172.2971 | 121.891 | 226.8686 | 0.36541 | 0.38531 | 0.38012 | 0.36918 | 75.0665 | 66.3881 | 46.3337 | 83.7557
12 | 16 | 1 | 406.6501 | 413.1149 | 421.5508 | 428.4652 | 0 | 0 | 0 | 0 | 148.4932 | 206.601 | 0 | 0 | 0 | 0 | 0 | 0 | 127.1946 | 98.3814 | 239.3052 | 239.3052 | 0 | 0 | 0 | 0 | 0 | 65.4166 | 166.4182 | 7.1083 | 0 | 0 | 0 | 0 | 130.9623 | 42.7159 | 15.8274 | 182.0517 | 0.36727 | 0.38821 | 0.38242 | 0.37348 | 48.0991 | 16.5825 | 6.0528 | 67.9927
12 | 16 | 2 | 385.5379 | 389.8808 | 395.9111 | 400.7272 | 0 | 0 | 0 | 0 | 130.4417 | 175.8001 | 0 | 0 | 0 | 0 | 0 | 0 | 115.0807 | 98.8031 | 240.9534 | 240.9534 | 0 | 0 | 0 | 0 | 0 | 8.9396 | 37.1486 | 0 | 0 | 0 | 0 | 0 | 140.0155 | 106.3379 | 117.8092 | 159.7738 | 0.36484 | 0.38864 | 0.38295 | 0.37206 | 51.0831 | 41.3267 | 45.1152 | 59.4448
12 | 16 | 3 | 373.6264 | 375.9883 | 379.812 | 382.7096 | 0 | 0 | 0 | 0 | 108.8141 | 152.4994 | 0 | 0 | 0 | 0 | 0 | 0 | 105.7246 | 103.3304 | 253.0053 | 253.0053 | 0 | 0 | 0 | 0 | 0 | -1.4804 | -38.7292 | 64.9372 | 0 | 0 | 0 | 0 | 159.0877 | 121.6388 | 165.5359 | 64.7671 | 0.36527 | 0.38758 | 0.38231 | 0.37011 | 58.1096 | 47.145 | 63.2862 | 23.9709
12 | 16 | 4 | 368.8001 | 369.6684 | 371.8272 | 373.2542 | 0 | 0 | 0 | 0 | 80.2777 | 161.0638 | 0 | 0 | 0 | 0 | 0 | 0 | 105.728 | 105.7567 | 257.0865 | 257.0865 | 0 | 0 | 0 | 0 | 0 | -2.1576 | -35.9212 | -40.6321 | 0 | 0 | 0 | 0 | 182.7944 | 105.0055 | 150.6619 | 156.7999 | 0.36475 | 0.38634 | 0.38116 | 0.36859 | 66.6747 | 40.5682 | 57.4259 | 57.7945
12 | 16 | 5 | 370.5522 | 370.1159 | 370.8481 | 371.0169 | 0 | 0 | 0 | 0 | 100.4631 | 184.07 | 0 | 0 | 0 | 0 | 0 | 0 | 103.3281 | 100.0416 | 247.5724 | 247.5724 | 0 | 0 | 0 | 0 | 0 | 49.6726 | 0 | 0 | 0 | 0 | 0 | 0 | 166.7609 | 36.3316 | 123.2757 | 123.4445 | 0.36472 | 0.38369 | 0.37873 | 0.36539 | 60.821 | 13.94 | 46.6883 | 45.1054
12 | 16 | 6 | 379.766 | 377.5251 | 376.3594 | 374.9074 | 0 | 0 | 0 | 0 | 129.9434 | 199.0885 | 0 | 0 | 0 | 0 | 0 | 0 | 102.4544 | 98.3263 | 246.2873 | 246.2873 | 0 | 0 | 0 | 0 | 0 | 5.2971 | 221.7878 | -93.7943 | 0 | 0 | 0 | 0 | 147.3683 | 74.8132 | -91.7157 | 222.4144 | 0.36467 | 0.38225 | 0.37475 | 0.36382 | 53.7409 | 28.5971 | -34.3702 | 80.9193
12 | 16 | 7 | 393.1564 | 390.0866 | 388.2787 | 386.5135 | 0 | 0 | 0 | 0 | 132.1986 | 201.2953 | 0 | 0 | 0 | 0 | 0 | 0 | 103.2048 | 98.9082 | 248.884 | 248.8864 | 0 | 0 | 0 | 0 | 0 | 52.6486 | 141.4773 | 248.3446 | 0 | 0 | 0 | 0 | 157.7529 | 37.2346 | -2.0826 | -110.7175 | 0.36466 | 0.38514 | 0.37677 | 0.36382 | 57.5265 | 14.3407 | -0.78467 | -40.2815
12 | 16 | 8 | 406.2775 | 403.3134 | 402.1001 | 401.3666 | 0 | 0 | 0 | 0 | 111.0028 | 149.2972 | 0 | 0 | 0 | 0 | 0 | 0 | 146.7439 | 187.155 | 412.6694 | 418.9542 | 0 | 0 | 0 | 0 | 0 | -13.8334 | -53.7317 | -115.9934 | 0 | 0 | 0 | 0 | 148.5308 | 80.6946 | 43.1623 | 98.4057 | 0.36774 | 0.38205 | 0.37719 | 0.38148 | 54.621 | 30.829 | 16.2805 | 37.54
12 | 16 | 9 | 429.2025 | 427.4708 | 428.1138 | 429.5025 | 0 | 0 | 0 | 0 | 67.4795 | 122.7044 | 0 | 0 | 0 | 0 | 0 | 0 | 218.3729 | 364.804 | 823.515 | 845.6267 | 0 | 0 | 0 | 0 | 0 | -11.6667 | -15.9385 | 106.9733 | 0 | 0 | 0 | 0 | 143.35 | -48.3709 | -379.4627 | -523.0975 | 0.37162 | 0.36395 | 0.36521 | 0.3937 | 53.2712 | -17.6047 | -138.5832 | -205.942
12 | 16 | 10 | 441.0051 | 439.3182 | 440.0032 | 441.3584 | 0 | 0 | 0 | 0 | 57.1476 | 101.2997 | 0 | 0 | 0 | 0 | 0 | 0 | 259.1906 | 473.4731 | 1045.3501 | 1079.3114 | 0 | 0 | 0 | 0 | 0 | -18.5313 | -304.6724 | -414.8997 | 0 | 0 | 0 | 0 | 124.6669 | -116.9234 | -300.6745 | -223.0533 | 0.37666 | 0.38397 | 0.38397 | 0 | 46.9576 | -44.8954 | -115.4514 | 0
12 | 16 | 11 | 445.4803 | 443.713 | 444.0266 | 444.6889 | 0 | 0 | 0 | 0 | 53.7264 | 83.0236 | 0 | 0 | 0 | 0 | 0 | 0 | 283.0301 | 538.2237 | 1159.7241 | 1201.5155 | 0 | 0 | 0 | 0 | 0 | -64.4518 | -351 | -351 | 0 | 0 | 0 | 0 | 108.7238 | -113.0825 | -364.6975 | -405.8266 | 0.38397 | 0.38397 | 0.38397 | 0 | 41.7472 | -43.4206 | -140.0346 | 0
12 | 16 | 12 | 442.2601 | 440.3954 | 440.371 | 440.4721 | 0 | 0 | 0 | 0 | 48.641 | 76.8363 | 0 | 0 | 0 | 0 | 0 | 0 | 289.1839 | 558.3851 | 1196.9585 | 1241.9084 | 0 | 0 | 0 | 0 | 0 | -63.1215 | -351 | -351 | 0 | 0 | 0 | 0 | 104.4352 | -131.7046 | -405.5875 | -450.4363 | 0.38397 | 0.38397 | 0.38397 | 0 | 40.1005 | -50.571 | -155.7353 | 0
12 | 16 | 13 | 439.1854 | 438.3637 | 439.3969 | 440.3384 | 0 | 0 | 0 | 0 | 48.5757 | 76.8554 | 0 | 0 | 0 | 0 | 0 | 0 | 267.9248 | 522.6884 | 1131.7466 | 1174.5882 | 0 | 0 | 0 | 0 | 0 | -63.1215 | -351 | -365.4815 | 0 | 0 | 0 | 0 | 122.6848 | -98.0587 | -341.3497 | -368.7682 | 0.38397 | 0.38397 | 0.38397 | 0 | 47.1079 | -37.6519 | -131.0696 | 0
12 | 16 | 14 | 436.5528 | 436.3798 | 438.1482 | 439.7777 | 0 | 0 | 0 | 0 | 48.5073 | 77.7542 | 0 | 0 | 0 | 0 | 0 | 0 | 240.5858 | 456.286 | 1016.1495 | 1053.7609 | 0 | 0 | 0 | 0 | 0 | -63.1215 | -351 | -351 | 0 | 0 | 0 | 0 | 147.4597 | -34.5389 | -227.0014 | -262.9832 | 0.38397 | 0.38397 | 0.38397 | 0 | 56.6208 | -13.262 | -87.1628 | 0
12 | 16 | 15 | 434.9177 | 435.5754 | 438.226 | 440.6047 | 0 | 0 | 0 | 0 | 53.2244 | 70.3813 | 0 | 0 | 0 | 0 | 0 | 0 | 216.8395 | 389.9987 | 884.4429 | 914.8726 | 0 | 0 | 0 | 0 | 0 | -34.5655 | -49.5948 | -302.4251 | 0 | 0 | 0 | 0 | 164.8539 | 9.7608 | -396.6222 | -171.8428 | 0.38397 | 0.38397 | 0.38397 | 0 | 63.2997 | 3.7479 | -152.2929 | 0
12 | 16 | 16 | 438.6847 | 441.638 | 446.8413 | 451.4862 | 0 | 0 | 0 | 0 | 84.2992 | 113.313 | 0 | 0 | 0 | 0 | 0 | 0 | 176.5738 | 295.2977 | 683.962 | 702.2176 | 0 | 0 | 0 | 0 | 0 | -3.1215 | -4.2915 | 52.8001 | 0 | 0 | 0 | 0 | 177.8117 | 36.1488 | -232.8293 | -303.5315 | 0.37613 | 0.37654 | 0.3735 | 0.38586 | 66.8808 | 13.6114 | -86.9616 | -117.1221
12 | 16 | 17 | 467.7611 | 472.3807 | 479.4752 | 485.7062 | 0 | 0 | 0 | 0 | 124.7186 | 168.0677 | 0 | 0 | 0 | 0 | 0 | 0 | 106.0852 | 119.3898 | 338.6199 | 340.2945 | 0 | 0 | 0 | 0 | 0 | 2.0813 | -24.8614 | 320.4564 | 0 | 0 | 0 | 0 | 236.9573 | 182.842 | 165.7167 | -175.0446 | 0.36823 | 0.38625 | 0.38886 | 0.38905 | 87.2558 | 70.6221 | 64.4405 | -68.1018
12 | 16 | 18 | 547.4959 | 556.7135 | 569.1543 | 580.0397 | 0 | 0 | 0 | 0 | 133.0093 | 204.42 | 0 | 0 | 0 | 0 | 0 | 0 | 91.0293 | 78.8197 | 236.6815 | 236.6815 | 0 | 0 | 0 | 0 | 0 | -13.0905 | -34.164 | 199.7742 | 0 | 0 | 0 | 0 | 323.4574 | 286.5643 | 366.6368 | 143.5841 | 0.38392 | 0.39924 | 0.39333 | 0.38256 | 124.1825 | 114.4077 | 144.2088 | 54.9295
12 | 16 | 19 | 561.4627 | 572.9478 | 587.909 | 600.9776 | 0 | 0 | 0 | 0 | 138.4947 | 212.7377 | 0 | 0 | 0 | 0 | 0 | 0 | 82.3924 | 77.3592 | 248.7058 | 248.7058 | 0 | 0 | 0 | 0 | 0 | 33.0025 | 157.6674 | 436.8692 | 0 | 0 | 0 | 0 | 340.5756 | 249.8485 | 181.5358 | -84.5974 | 0.38563 | 0.40066 | 0.39478 | 0.38374 | 131.336 | 100.1049 | 71.6662 | -32.4638
12 | 16 | 20 | 561.2992 | 573.3737 | 588.8882 | 602.332 | 0 | 0 | 0 | 0 | 139.9176 | 211.7194 | 0 | 0 | 0 | 0 | 0 | 0 | 77.2042 | 83.6724 | 275.145 | 275.145 | 0 | 0 | 0 | 0 | 0 | 13.1264 | 93.6132 | 117 | 0 | 0 | 0 | 0 | 344.1774 | 264.8555 | 220.1299 | 210.187 | 0.38498 | 0.40006 | 0.39435 | 0.38314 | 132.5029 | 105.9582 | 86.8086 | 80.5321
12 | 16 | 21 | 549.2225 | 561.1783 | 576.3997 | 589.4533 | 0 | 0 | 0 | 0 | 142.4821 | 223.9535 | 0 | 0 | 0 | 0 | 0 | 0 | 77.3259 | 88.0954 | 291.4967 | 291.4967 | 0 | 0 | 0 | 0 | 0 | 13.0833 | 94.3417 | 117 | 0 | 0 | 0 | 0 | 329.4146 | 236.0461 | 190.5613 | 180.9566 | 0.38362 | 0.39918 | 0.39347 | 0.3819 | 126.3703 | 94.2247 | 74.9793 | 69.1067
12 | 16 | 22 | 517.7335 | 529.1946 | 543.7147 | 556.1253 | 0 | 0 | 0 | 0 | 145.9474 | 217.1991 | 0 | 0 | 0 | 0 | 0 | 0 | 91.8246 | 102.6135 | 315.6123 | 315.6123 | 0 | 0 | 0 | 0 | 0 | 0 | 94.9289 | 38.9455 | 0 | 0 | 0 | 0 | 279.9615 | 209.3819 | 133.1734 | 201.5674 | 0.37803 | 0.39555 | 0.3898 | 0.38045 | 105.8344 | 82.8211 | 51.9116 | 76.687
12 | 16 | 23 | 472.0508 | 482.911 | 496.5704 | 508.2204 | 0 | 0 | 0 | 0 | 146.7699 | 247.129 | 0 | 0 | 0 | 0 | 0 | 0 | 101.0609 | 113.1592 | 331.102 | 331.102 | 0 | 0 | 0 | 0 | 0 | 16.6719 | 291.6567 | 0 | 0 | 0 | 0 | 0 | 224.2201 | 105.9509 | -126.1884 | 177.1184 | 0.36992 | 0.3904 | 0.38503 | 0.37684 | 82.9424 | 41.3635 | -48.5863 | 66.7461
12 | 16 | 24 | 424.0503 | 432.4618 | 443.189 | 452.2138 | 0 | 0 | 0 | 0 | 109.1445 | 180.0818 | 0 | 0 | 0 | 0 | 0 | 0 | 101.2827 | 113.4055 | 338.6897 | 338.6897 | 0 | 0 | 0 | 0 | 0 | 0 | 95.3969 | 0 | 0 | 0 | 0 | 0 | 213.6231 | 138.9744 | 9.1024 | 113.5241 | 0.36541 | 0.38531 | 0.38012 | 0.36918 | 78.06 | 53.5485 | 3.46 | 41.911
12 | 17 | 1 | 392.9809 | 398.9983 | 406.8916 | 413.3367 | 0 | 0 | 0 | 0 | 148.4932 | 206.601 | 0 | 0 | 0 | 0 | 0 | 0 | 100.0043 | 108.5462 | 333.0831 | 333.0831 | 0 | 0 | 0 | 0 | 0 | 65.4166 | 166.4182 | 7.1083 | 0 | 0 | 0 | 0 | 144.4834 | 18.4345 | -92.6097 | 73.1453 | 0.36727 | 0.38821 | 0.38242 | 0.37348 | 53.0651 | 7.1564 | -35.4162 | 27.3183
12 | 17 | 2 | 376.6728 | 380.7255 | 386.404 | 390.9157 | 0 | 0 | 0 | 0 | 130.4417 | 175.8001 | 0 | 0 | 0 | 0 | 0 | 0 | 107.9122 | 110.4734 | 339.8977 | 339.8977 | 0 | 0 | 0 | 0 | 0 | 8.9396 | 37.1486 | 0 | 0 | 0 | 0 | 0 | 138.3189 | 85.5124 | 9.3578 | 51.018 | 0.36484 | 0.38864 | 0.38295 | 0.37206 | 50.4641 | 33.2332 | 3.5836 | 18.9816
12 | 17 | 3 | 368.7497 | 370.952 | 374.5821 | 377.3123 | 0 | 0 | 0 | 0 | 108.8141 | 152.4994 | 0 | 0 | 0 | 0 | 0 | 0 | 123.2748 | 114.6196 | 329.7698 | 329.7698 | 0 | 0 | 0 | 0 | 0 | -1.4804 | -38.7292 | 64.9372 | 0 | 0 | 0 | 0 | 136.6608 | 105.3133 | 83.5415 | -17.3947 | 0.36527 | 0.38758 | 0.38231 | 0.37011 | 49.9178 | 40.8175 | 31.9389 | -6.4379
12 | 17 | 4 | 368.4919 | 369.3501 | 371.4967 | 372.9131 | 0 | 0 | 0 | 0 | 80.2777 | 161.0638 | 0 | 0 | 0 | 0 | 0 | 0 | 136.7312 | 118.2371 | 291.4394 | 291.4394 | 0 | 0 | 0 | 0 | 0 | -2.1576 | -35.9212 | -40.6321 | 0 | 0 | 0 | 0 | 151.483 | 92.2069 | 115.9785 | 122.1059 | 0.36475 | 0.38634 | 0.38116 | 0.36859 | 55.2538 | 35.6235 | 44.2061 | 45.0067
12 | 17 | 5 | 381.5383 | 381.4616 | 382.6299 | 383.1759 | 0 | 0 | 0 | 0 | 100.4631 | 184.07 | 0 | 0 | 0 | 0 | 0 | 0 | 147.3768 | 119.901 | 260.3277 | 260.3277 | 0 | 0 | 0 | 0 | 0 | 49.6726 | 0 | 0 | 0 | 0 | 0 | 0 | 133.6984 | 27.818 | 122.3022 | 122.8482 | 0.36472 | 0.38369 | 0.37873 | 0.36539 | 48.7624 | 10.6734 | 46.3196 | 44.8875
12 | 17 | 6 | 416.4589 | 415.4191 | 415.7098 | 415.5177 | 0 | 0 | 0 | 0 | 129.9434 | 199.0885 | 0 | 0 | 0 | 0 | 0 | 0 | 167.3271 | 121.6167 | 241.9796 | 241.9796 | 0 | 0 | 0 | 0 | 0 | 5.2971 | 221.7878 | -93.7943 | 0 | 0 | 0 | 0 | 119.1884 | 89.4169 | -48.0576 | 267.3324 | 0.36467 | 0.38225 | 0.37475 | 0.36382 | 43.4645 | 34.1793 | -18.0095 | 97.2615
12 | 17 | 7 | 472.6878 | 472.2215 | 473.5703 | 474.536 | 0 | 0 | 0 | 0 | 132.1986 | 201.2953 | 0 | 0 | 0 | 0 | 0 | 0 | 187.083 | 126.7875 | 239.9705 | 239.9729 | 0 | 0 | 0 | 0 | 0 | 52.6486 | 141.4773 | 248.3446 | 0 | 0 | 0 | 0 | 153.4062 | 91.4902 | 92.1225 | -13.7816 | 0.36466 | 0.38514 | 0.37677 | 0.36382 | 55.9414 | 35.2369 | 34.709 | -5.014
12 | 17 | 8 | 510.6637 | 511.1166 | 514.0465 | 516.8974 | 0 | 0 | 0 | 0 | 111.0028 | 149.2972 | 0 | 0 | 0 | 0 | 0 | 0 | 240.7274 | 204.0954 | 327.0801 | 332.8393 | 0 | 0 | 0 | 0 | 0 | -13.8334 | -53.7317 | -115.9934 | 0 | 0 | 0 | 0 | 158.9334 | 171.5573 | 240.6981 | 300.0514 | 0.36774 | 0.38205 | 0.37719 | 0.38148 | 58.4465 | 65.5428 | 90.7896 | 114.4642
12 | 17 | 9 | 523.7991 | 525.1639 | 529.5615 | 534.1985 | 0 | 0 | 0 | 0 | 67.4795 | 122.7044 | 0 | 0 | 0 | 0 | 0 | 0 | 298.8209 | 306.5241 | 512.9487 | 530.6058 | 0 | 0 | 0 | 0 | 0 | -11.6667 | -15.9385 | 106.9733 | 0 | 0 | 0 | 0 | 157.4986 | 107.6022 | 32.5513 | -103.3806 | 0.37162 | 0.36395 | 0.36521 | 0.3937 | 58.529 | 39.1621 | 11.888 | -40.7007
12 | 17 | 10 | 530.6162 | 531.8627 | 536.1044 | 540.5367 | 0 | 0 | 0 | 0 | 57.1476 | 101.2997 | 0 | 0 | 0 | 0 | 0 | 0 | 337.7675 | 381.8909 | 633.58 | 660.5011 | 0 | 0 | 0 | 0 | 0 | -18.5313 | -304.6724 | -414.8997 | 0 | 0 | 0 | 0 | 135.7011 | 67.2033 | 207.1969 | 294.9352 | 0.37666 | 0.38397 | 0.38397 | 0 | 51.1138 | 25.8043 | 79.5583 | 0
12 | 17 | 11 | 531.2662 | 532.307 | 536.0256 | 539.6336 | 0 | 0 | 0 | 0 | 53.7264 | 83.0236 | 0 | 0 | 0 | 0 | 0 | 0 | 360.3267 | 445.5615 | 630.9034 | 662.3841 | 0 | 0 | 0 | 0 | 0 | -64.4518 | -351 | -351 | 0 | 0 | 0 | 0 | 117.2131 | 68.1737 | 256.1222 | 228.2494 | 0.38397 | 0.38397 | 0.38397 | 0 | 45.0069 | 26.1769 | 98.3444 | 0
12 | 17 | 12 | 525.7799 | 526.6491 | 529.9398 | 532.9087 | 0 | 0 | 0 | 0 | 48.641 | 76.8363 | 0 | 0 | 0 | 0 | 0 | 0 | 379.1825 | 487.2417 | 651.0978 | 684.5878 | 0 | 0 | 0 | 0 | 0 | -63.1215 | -351 | -351 | 0 | 0 | 0 | 0 | 97.9564 | 25.6926 | 229.842 | 199.321 | 0.38397 | 0.38397 | 0.38397 | 0 | 37.6128 | 9.8653 | 88.2535 | 0
12 | 17 | 13 | 520.5297 | 522.3708 | 526.6327 | 530.3673 | 0 | 0 | 0 | 0 | 48.5757 | 76.8554 | 0 | 0 | 0 | 0 | 0 | 0 | 382.149 | 489.7288 | 619.6918 | 652.0687 | 0 | 0 | 0 | 0 | 0 | -63.1215 | -351 | -365.4815 | 0 | 0 | 0 | 0 | 89.805 | 18.908 | 257.9408 | 243.7802 | 0.38397 | 0.38397 | 0.38397 | 0 | 34.4828 | 7.2602 | 99.0427 | 0
12 | 17 | 14 | 519.0574 | 521.5851 | 526.6282 | 531.0907 | 0 | 0 | 0 | 0 | 48.5073 | 77.7542 | 0 | 0 | 0 | 0 | 0 | 0 | 354.3046 | 446.8518 | 542.9047 | 570.9447 | 0 | 0 | 0 | 0 | 0 | -63.1215 | -351 | -351 | 0 | 0 | 0 | 0 | 116.2455 | 60.1006 | 334.7235 | 311.146 | 0.38397 | 0.38397 | 0.38397 | 0 | 44.6354 | 23.077 | 128.5253 | 0
12 | 17 | 15 | 513.3977 | 516.6243 | 522.3899 | 527.4634 | 0 | 0 | 0 | 0 | 53.2244 | 70.3813 | 0 | 0 | 0 | 0 | 0 | 0 | 312.3593 | 389.8083 | 511.9019 | 533.9613 | 0 | 0 | 0 | 0 | 0 | -34.5655 | -49.5948 | -302.4251 | 0 | 0 | 0 | 0 | 147.814 | 91.0003 | 60.0827 | 295.9272 | 0.38397 | 0.38397 | 0.38397 | 0 | 56.7569 | 34.9416 | 23.0702 | 0
12 | 17 | 16 | 513.14 | 518.5306 | 526.6891 | 533.8906 | 0 | 0 | 0 | 0 | 84.2992 | 113.313 | 0 | 0 | 0 | 0 | 0 | 0 | 248.7706 | 267.4025 | 433.1298 | 444.2746 | 0 | 0 | 0 | 0 | 0 | -3.1215 | -4.2915 | 52.8001 | 0 | 0 | 0 | 0 | 180.0703 | 140.9366 | 97.8508 | 36.8159 | 0.37613 | 0.37654 | 0.3735 | 0.38586 | 67.7304 | 53.0682 | 36.5472 | 14.2059
12 | 17 | 17 | 540.2042 | 547.1952 | 557.165 | 565.8835 | 0 | 0 | 0 | 0 | 124.7186 | 168.0677 | 0 | 0 | 0 | 0 | 0 | 0 | 189.8752 | 169.4221 | 298.4551 | 299.3202 | 0 | 0 | 0 | 0 | 0 | 2.0813 | -24.8614 | 320.4564 | 0 | 0 | 0 | 0 | 225.6104 | 207.6241 | 283.5713 | -53.8931 | 0.36823 | 0.38625 | 0.38886 | 0.38905 | 83.0774 | 80.1941 | 110.2694 | -20.9673
12 | 17 | 18 | 607.5932 | 618.778 | 633.6041 | 646.5531 | 0 | 0 | 0 | 0 | 133.0093 | 204.42 | 0 | 0 | 0 | 0 | 0 | 0 | 174.1671 | 155.5328 | 280.9829 | 280.9829 | 0 | 0 | 0 | 0 | 0 | -13.0905 | -34.164 | 199.7742 | 0 | 0 | 0 | 0 | 300.4168 | 271.9157 | 386.7853 | 165.7961 | 0.38392 | 0.39924 | 0.39333 | 0.38256 | 115.3367 | 108.5594 | 152.1338 | 63.4269
12 | 17 | 19 | 616.8827 | 630.182 | 647.3428 | 662.3144 | 0 | 0 | 0 | 0 | 138.4947 | 212.7377 | 0 | 0 | 0 | 0 | 0 | 0 | 166.7867 | 148.4481 | 276.7206 | 276.7206 | 0 | 0 | 0 | 0 | 0 | 33.0025 | 157.6674 | 436.8692 | 0 | 0 | 0 | 0 | 311.6013 | 235.9937 | 212.9548 | -51.2754 | 0.38563 | 0.40066 | 0.39478 | 0.38374 | 120.1626 | 94.5539 | 84.0697 | -19.6767
12 | 17 | 20 | 610.7729 | 624.4669 | 641.9451 | 657.0877 | 0 | 0 | 0 | 0 | 139.9176 | 211.7194 | 0 | 0 | 0 | 0 | 0 | 0 | 170.2665 | 148.1417 | 265.7445 | 265.7445 | 0 | 0 | 0 | 0 | 0 | 13.1264 | 93.6132 | 117 | 0 | 0 | 0 | 0 | 300.5888 | 251.4794 | 282.5873 | 274.3432 | 0.38498 | 0.40006 | 0.39435 | 0.38314 | 115.722 | 100.607 | 111.4388 | 105.1132
12 | 17 | 21 | 591.9705 | 605.3256 | 622.2437 | 636.7651 | 0 | 0 | 0 | 0 | 142.4821 | 223.9535 | 0 | 0 | 0 | 0 | 0 | 0 | 162.7322 | 149.6566 | 268.2765 | 268.2765 | 0 | 0 | 0 | 0 | 0 | 13.0833 | 94.3417 | 117 | 0 | 0 | 0 | 0 | 286.7562 | 218.6322 | 259.6255 | 251.4886 | 0.38362 | 0.39918 | 0.39347 | 0.3819 | 110.0057 | 87.2734 | 102.1536 | 96.0427
12 | 17 | 22 | 557.2545 | 570.0093 | 586.098 | 599.8656 | 0 | 0 | 0 | 0 | 145.9474 | 217.1991 | 0 | 0 | 0 | 0 | 0 | 0 | 160.7441 | 156.1117 | 278.956 | 278.956 | 0 | 0 | 0 | 0 | 0 | 0 | 94.9289 | 38.9455 | 0 | 0 | 0 | 0 | 250.563 | 196.6984 | 212.2131 | 281.9641 | 0.37803 | 0.39555 | 0.3898 | 0.38045 | 94.7208 | 77.8042 | 82.7216 | 107.2743
12 | 17 | 23 | 499.4255 | 511.1817 | 525.9276 | 538.5176 | 0 | 0 | 0 | 0 | 146.7699 | 247.129 | 0 | 0 | 0 | 0 | 0 | 0 | 167.8645 | 164.5531 | 288.1839 | 288.1839 | 0 | 0 | 0 | 0 | 0 | 16.6719 | 291.6567 | 0 | 0 | 0 | 0 | 0 | 184.7911 | 82.8277 | -53.913 | 250.3337 | 0.36992 | 0.3904 | 0.38503 | 0.37684 | 68.357 | 32.3362 | -20.7581 | 94.3369
12 | 17 | 24 | 447.6179 | 456.8008 | 468.4635 | 478.2975 | 0 | 0 | 0 | 0 | 109.1445 | 180.0818 | 0 | 0 | 0 | 0 | 0 | 0 | 189.2049 | 180.3944 | 294.2115 | 294.2115 | 0 | 0 | 0 | 0 | 0 | 0 | 95.3969 | 0 | 0 | 0 | 0 | 0 | 149.2684 | 96.3246 | 78.855 | 184.086 | 0.36541 | 0.38531 | 0.38012 | 0.36918 | 54.5442 | 37.115 | 29.9747 | 67.9612
12 | 18 | 1 | 411.9437 | 418.5819 | 427.2278 | 434.324 | 0 | 0 | 0 | 0 | 148.4932 | 206.601 | 0 | 0 | 0 | 0 | 0 | 0 | 192.6768 | 180.8755 | 299.1864 | 299.1864 | 0 | 0 | 0 | 0 | 0 | 65.4166 | 166.4182 | 7.1083 | 0 | 0 | 0 | 0 | 70.7737 | -34.3113 | -38.3767 | 128.0293 | 0.36727 | 0.38821 | 0.38242 | 0.37348 | 25.9934 | -13.3198 | -14.6762 | 47.8164
12 | 18 | 2 | 392.3906 | 396.9578 | 403.2602 | 408.3115 | 0 | 0 | 0 | 0 | 130.4417 | 175.8001 | 0 | 0 | 0 | 0 | 0 | 0 | 182.0212 | 176.8848 | 312.5406 | 312.5406 | 0 | 0 | 0 | 0 | 0 | 8.9396 | 37.1486 | 0 | 0 | 0 | 0 | 0 | 79.9277 | 35.3333 | 53.571 | 95.771 | 0.36484 | 0.38864 | 0.38295 | 0.37206 | 29.1607 | 13.7318 | 20.5151 | 35.6321
12 | 18 | 3 | 382.6908 | 385.3495 | 389.533 | 392.7418 | 0 | 0 | 0 | 0 | 108.8141 | 152.4994 | 0 | 0 | 0 | 0 | 0 | 0 | 180.0443 | 173.0401 | 310.8901 | 310.8901 | 0 | 0 | 0 | 0 | 0 | -1.4804 | -38.7292 | 64.9372 | 0 | 0 | 0 | 0 | 93.8324 | 61.2903 | 117.3721 | 16.9145 | 0.36527 | 0.38758 | 0.38231 | 0.37011 | 34.2739 | 23.755 | 44.8726 | 6.2602
12 | 18 | 4 | 380.1306 | 381.3698 | 383.9784 | 385.7945 | 0 | 0 | 0 | 0 | 80.2777 | 161.0638 | 0 | 0 | 0 | 0 | 0 | 0 | 178.2579 | 166.4078 | 307.9375 | 307.9375 | 0 | 0 | 0 | 0 | 0 | -2.1576 | -35.9212 | -40.6321 | 0 | 0 | 0 | 0 | 121.595 | 56.0559 | 111.9621 | 118.4891 | 0.36475 | 0.38634 | 0.38116 | 0.36859 | 44.3521 | 21.6568 | 42.6752 | 43.6736
12 | 18 | 5 | 390.4033 | 390.6168 | 392.137 | 392.9874 | 0 | 0 | 0 | 0 | 100.4631 | 184.07 | 0 | 0 | 0 | 0 | 0 | 0 | 169.8996 | 161.4333 | 339.0504 | 339.0504 | 0 | 0 | 0 | 0 | 0 | 49.6726 | 0 | 0 | 0 | 0 | 0 | 0 | 120.0406 | -4.5591 | 53.0865 | 53.937 | 0.36472 | 0.38369 | 0.37873 | 0.36539 | 43.7812 | -1.7493 | 20.1055 | 19.708
12 | 18 | 6 | 422.659 | 421.8221 | 422.3589 | 422.3797 | 0 | 0 | 0 | 0 | 129.9434 | 199.0885 | 0 | 0 | 0 | 0 | 0 | 0 | 140.5454 | 159.0277 | 401.135 | 401.135 | 0 | 0 | 0 | 0 | 0 | 5.2971 | 221.7878 | -93.7943 | 0 | 0 | 0 | 0 | 152.1702 | 58.4089 | -200.5639 | 115.0391 | 0.36467 | 0.38225 | 0.37475 | 0.36382 | 55.492 | 22.3266 | -75.1607 | 41.8538
12 | 18 | 7 | 476.8575 | 476.5276 | 478.0419 | 479.1508 | 0 | 0 | 0 | 0 | 132.1986 | 201.2953 | 0 | 0 | 0 | 0 | 0 | 0 | 130.1967 | 158.7973 | 427.248 | 427.2499 | 0 | 0 | 0 | 0 | 0 | 52.6486 | 141.4773 | 248.3446 | 0 | 0 | 0 | 0 | 214.4621 | 63.7865 | -90.6834 | -196.4437 | 0.36466 | 0.38514 | 0.37677 | 0.36382 | 78.2062 | 24.567 | -34.1668 | -71.4706
12 | 18 | 8 | 517.9152 | 518.6055 | 521.8232 | 524.9231 | 0 | 0 | 0 | 0 | 111.0028 | 149.2972 | 0 | 0 | 0 | 0 | 0 | 0 | 165.4401 | 220.6118 | 478.2856 | 482.4293 | 0 | 0 | 0 | 0 | 0 | -13.8334 | -53.7317 | -115.9934 | 0 | 0 | 0 | 0 | 241.4722 | 162.5298 | 97.2693 | 158.4872 | 0.36774 | 0.38205 | 0.37719 | 0.38148 | 88.7995 | 62.0939 | 36.6893 | 60.46
12 | 18 | 9 | 529.3103 | 530.8555 | 535.4719 | 540.298 | 0 | 0 | 0 | 0 | 67.4795 | 122.7044 | 0 | 0 | 0 | 0 | 0 | 0 | 206.355 | 291.867 | 539.7348 | 551.8036 | 0 | 0 | 0 | 0 | 0 | -11.6667 | -15.9385 | 106.9733 | 0 | 0 | 0 | 0 | 255.4757 | 127.9508 | 11.6756 | -118.4789 | 0.37162 | 0.36395 | 0.36521 | 0.3937 | 94.9388 | 46.5681 | 4.264 | -46.6448
12 | 18 | 10 | 540.0251 | 541.5796 | 546.1948 | 550.9501 | 0 | 0 | 0 | 0 | 57.1476 | 101.2997 | 0 | 0 | 0 | 0 | 0 | 0 | 215.5496 | 313.5814 | 535.8976 | 551.898 | 0 | 0 | 0 | 0 | 0 | -18.5313 | -304.6724 | -414.8997 | 0 | 0 | 0 | 0 | 267.3279 | 145.2297 | 314.9696 | 413.9517 | 0.37666 | 0.38397 | 0.38397 | 0 | 100.693 | 55.7643 | 120.9404 | 0
12 | 18 | 11 | 546.4763 | 548.0151 | 552.3373 | 556.4676 | 0 | 0 | 0 | 0 | 53.7264 | 83.0236 | 0 | 0 | 0 | 0 | 0 | 0 | 234.5701 | 334.7451 | 536.9479 | 556.1489 | 0 | 0 | 0 | 0 | 0 | -64.4518 | -351 | -351 | 0 | 0 | 0 | 0 | 258.1798 | 194.6981 | 366.3894 | 351.3187 | 0.38397 | 0.38397 | 0.38397 | 0 | 99.1345 | 74.7588 | 140.6843 | 0
12 | 18 | 12 | 544.9421 | 546.4386 | 550.4899 | 554.1168 | 0 | 0 | 0 | 0 | 48.641 | 76.8363 | 0 | 0 | 0 | 0 | 0 | 0 | 269.7272 | 339.0351 | 507.8438 | 527.147 | 0 | 0 | 0 | 0 | 0 | -63.1215 | -351 | -351 | 0 | 0 | 0 | 0 | 226.5739 | 193.6887 | 393.6461 | 377.9698 | 0.38397 | 0.38397 | 0.38397 | 0 | 86.9987 | 74.3712 | 151.1501 | 0
12 | 18 | 13 | 543.7528 | 546.3541 | 551.5377 | 556.0698 | 0 | 0 | 0 | 0 | 48.5757 | 76.8554 | 0 | 0 | 0 | 0 | 0 | 0 | 319.8671 | 366.2096 | 488.9054 | 510.1805 | 0 | 0 | 0 | 0 | 0 | -63.1215 | -351 | -365.4815 | 0 | 0 | 0 | 0 | 175.31 | 166.4105 | 413.6323 | 411.3708 | 0.38397 | 0.38397 | 0.38397 | 0 | 67.3146 | 63.8971 | 158.8243 | 0
12 | 18 | 14 | 536.4974 | 539.5959 | 545.3313 | 550.3927 | 0 | 0 | 0 | 0 | 48.5073 | 77.7542 | 0 | 0 | 0 | 0 | 0 | 0 | 346.9848 | 357.1737 | 438.8524 | 457.7104 | 0 | 0 | 0 | 0 | 0 | -63.1215 | -351 | -351 | 0 | 0 | 0 | 0 | 141.0053 | 167.7895 | 457.4789 | 443.6823 | 0.38397 | 0.38397 | 0.38397 | 0 | 54.1425 | 64.4266 | 175.6603 | 0
12 | 18 | 15 | 528.8435 | 532.5758 | 538.9544 | 544.5582 | 0 | 0 | 0 | 0 | 53.2244 | 70.3813 | 0 | 0 | 0 | 0 | 0 | 0 | 336.587 | 324.0215 | 374.5847 | 389.2405 | 0 | 0 | 0 | 0 | 0 | -34.5655 | -49.5948 | -302.4251 | 0 | 0 | 0 | 0 | 139.0322 | 172.7385 | 213.9645 | 457.7429 | 0.38397 | 0.38397 | 0.38397 | 0 | 53.3849 | 66.3269 | 82.1569 | 0
12 | 18 | 16 | 529.2748 | 535.1934 | 543.9924 | 551.7479 | 0 | 0 | 0 | 0 | 84.2992 | 113.313 | 0 | 0 | 0 | 0 | 0 | 0 | 326.7121 | 294.0709 | 383.3761 | 393.5447 | 0 | 0 | 0 | 0 | 0 | -3.1215 | -4.2915 | 52.8001 | 0 | 0 | 0 | 0 | 118.2635 | 130.9311 | 164.9078 | 105.4031 | 0.37613 | 0.37654 | 0.3735 | 0.38586 | 44.4828 | 49.3007 | 61.5929 | 40.6713
12 | 18 | 17 | 551.3353 | 558.6907 | 569.1023 | 578.203 | 0 | 0 | 0 | 0 | 124.7186 | 168.0677 | 0 | 0 | 0 | 0 | 0 | 0 | 289.4314 | 197.7621 | 296.6658 | 297.2826 | 0 | 0 | 0 | 0 | 0 | 2.0813 | -24.8614 | 320.4564 | 0 | 0 | 0 | 0 | 137.1853 | 190.7796 | 297.2979 | -39.5359 | 0.36823 | 0.38625 | 0.38886 | 0.38905 | 50.5163 | 73.688 | 115.6071 | -15.3816
12 | 18 | 18 | 613.05 | 624.4135 | 639.4561 | 652.5925 | 0 | 0 | 0 | 0 | 133.0093 | 204.42 | 0 | 0 | 0 | 0 | 0 | 0 | 302.4814 | 197.7266 | 289.873 | 289.873 | 0 | 0 | 0 | 0 | 0 | -13.0905 | -34.164 | 199.7742 | 0 | 0 | 0 | 0 | 177.5594 | 235.3574 | 383.7471 | 162.9453 | 0.38392 | 0.39924 | 0.39333 | 0.38256 | 68.169 | 93.9639 | 150.9388 | 62.3363
12 | 18 | 19 | 617.3541 | 630.6688 | 647.8483 | 662.836 | 0 | 0 | 0 | 0 | 138.4947 | 212.7377 | 0 | 0 | 0 | 0 | 0 | 0 | 270.8232 | 178.9553 | 290.5706 | 290.5706 | 0 | 0 | 0 | 0 | 0 | 33.0025 | 157.6674 | 436.8692 | 0 | 0 | 0 | 0 | 208.0362 | 205.9733 | 199.6103 | -64.6037 | 0.38563 | 0.40066 | 0.39478 | 0.38374 | 80.2249 | 82.5258 | 78.8016 | -24.7913
12 | 18 | 20 | 606.9296 | 620.4978 | 637.8234 | 652.834 | 0 | 0 | 0 | 0 | 139.9176 | 211.7194 | 0 | 0 | 0 | 0 | 0 | 0 | 246.774 | 165.9723 | 293.476 | 293.476 | 0 | 0 | 0 | 0 | 0 | 13.1264 | 93.6132 | 117 | 0 | 0 | 0 | 0 | 220.238 | 229.6797 | 250.7342 | 242.3581 | 0.38498 | 0.40006 | 0.39435 | 0.38314 | 84.7882 | 91.8858 | 98.8775 | 92.8582
12 | 18 | 21 | 590.1213 | 603.4159 | 620.2606 | 634.7185 | 0 | 0 | 0 | 0 | 142.4821 | 223.9535 | 0 | 0 | 0 | 0 | 0 | 0 | 246.0955 | 166.4425 | 293.5826 | 293.5826 | 0 | 0 | 0 | 0 | 0 | 13.0833 | 94.3417 | 117 | 0 | 0 | 0 | 0 | 201.5437 | 199.9366 | 232.3363 | 224.1359 | 0.38362 | 0.39918 | 0.39347 | 0.3819 | 77.3164 | 79.8105 | 91.4163 | 85.5968
12 | 18 | 22 | 552.7948 | 565.4036 | 581.3153 | 594.9298 | 0 | 0 | 0 | 0 | 145.9474 | 217.1991 | 0 | 0 | 0 | 0 | 0 | 0 | 269.1091 | 180.634 | 306.676 | 306.676 | 0 | 0 | 0 | 0 | 0 | 0 | 94.9289 | 38.9455 | 0 | 0 | 0 | 0 | 137.7383 | 167.5704 | 179.7104 | 249.3083 | 0.37803 | 0.39555 | 0.3898 | 0.38045 | 52.0695 | 66.2826 | 70.0519 | 94.8502
12 | 18 | 23 | 503.305 | 515.1882 | 530.0882 | 542.8114 | 0 | 0 | 0 | 0 | 146.7699 | 247.129 | 0 | 0 | 0 | 0 | 0 | 0 | 286.3095 | 184.5145 | 314.0502 | 314.0502 | 0 | 0 | 0 | 0 | 0 | 16.6719 | 291.6567 | 0 | 0 | 0 | 0 | 0 | 70.2257 | 66.8729 | -75.6188 | 228.7612 | 0.36992 | 0.3904 | 0.38503 | 0.37684 | 25.9775 | 26.1074 | -29.1155 | 86.2074
12 | 18 | 24 | 450.5729 | 459.8525 | 471.6325 | 481.568 | 0 | 0 | 0 | 0 | 109.1445 | 180.0818 | 0 | 0 | 0 | 0 | 0 | 0 | 266.8482 | 178.374 | 310.9442 | 310.9442 | 0 | 0 | 0 | 0 | 0 | 0 | 95.3969 | 0 | 0 | 0 | 0 | 0 | 74.5802 | 101.3967 | 65.2914 | 170.6239 | 0.36541 | 0.38531 | 0.38012 | 0.36918 | 27.2523 | 39.0693 | 24.8188 | 62.9912
12 | 19 | 1 | 409.4601 | 416.0169 | 424.5643 | 431.5752 | 0 | 0 | 0 | 0 | 148.4932 | 206.601 | 0 | 0 | 0 | 0 | 0 | 0 | 229.5369 | 177.1204 | 302.4657 | 302.4657 | 0 | 0 | 0 | 0 | 0 | 65.4166 | 166.4182 | 7.1083 | 0 | 0 | 0 | 0 | 31.4299 | -33.1211 | -44.3196 | 122.0012 | 0.36727 | 0.38821 | 0.38242 | 0.37348 | 11.5434 | -12.8578 | -16.9489 | 45.5651
12 | 19 | 2 | 388.4748 | 392.9138 | 399.0607 | 403.9776 | 0 | 0 | 0 | 0 | 130.4417 | 175.8001 | 0 | 0 | 0 | 0 | 0 | 0 | 214.3932 | 174.3287 | 287.77 | 287.77 | 0 | 0 | 0 | 0 | 0 | 8.9396 | 37.1486 | 0 | 0 | 0 | 0 | 0 | 43.6398 | 33.8454 | 74.1421 | 116.2076 | 0.36484 | 0.38864 | 0.38295 | 0.37206 | 15.9215 | 13.1535 | 28.3929 | 43.2357
12 | 19 | 3 | 379.0651 | 381.605 | 385.6446 | 388.7289 | 0 | 0 | 0 | 0 | 108.8141 | 152.4994 | 0 | 0 | 0 | 0 | 0 | 0 | 214.0057 | 163.8338 | 258.255 | 258.255 | 0 | 0 | 0 | 0 | 0 | -1.4804 | -38.7292 | 64.9372 | 0 | 0 | 0 | 0 | 56.2452 | 66.7522 | 166.1188 | 65.5368 | 0.36527 | 0.38758 | 0.38231 | 0.37011 | 20.5446 | 25.8719 | 63.5091 | 24.2558
12 | 19 | 4 | 376.3054 | 377.4194 | 379.8761 | 381.5609 | 0 | 0 | 0 | 0 | 80.2777 | 161.0638 | 0 | 0 | 0 | 0 | 0 | 0 | 230.413 | 161.4895 | 239.6771 | 239.6771 | 0 | 0 | 0 | 0 | 0 | -2.1576 | -35.9212 | -40.6321 | 0 | 0 | 0 | 0 | 65.6147 | 57.0238 | 176.1202 | 182.5159 | 0.36475 | 0.38634 | 0.38116 | 0.36859 | 23.9331 | 22.0308 | 67.1296 | 67.2731
12 | 19 | 5 | 385.5447 | 385.5992 | 386.9265 | 387.6101 | 0 | 0 | 0 | 0 | 100.4631 | 184.07 | 0 | 0 | 0 | 0 | 0 | 0 | 230.1279 | 158.6411 | 240.6647 | 240.6647 | 0 | 0 | 0 | 0 | 0 | 49.6726 | 0 | 0 | 0 | 0 | 0 | 0 | 54.9537 | -6.7845 | 146.2618 | 146.9454 | 0.36472 | 0.38369 | 0.37873 | 0.36539 | 20.0427 | -2.6031 | 55.3939 | 53.6924
12 | 19 | 6 | 416.9484 | 415.9246 | 416.2347 | 416.0595 | 0 | 0 | 0 | 0 | 129.9434 | 199.0885 | 0 | 0 | 0 | 0 | 0 | 0 | 225.1001 | 165.4591 | 239.5344 | 239.5344 | 0 | 0 | 0 | 0 | 0 | 5.2971 | 221.7878 | -93.7943 | 0 | 0 | 0 | 0 | 61.9049 | 46.08 | -45.0875 | 270.3193 | 0.36467 | 0.38225 | 0.37475 | 0.36382 | 22.5749 | 17.6139 | -16.8964 | 98.3482
12 | 19 | 7 | 471.872 | 471.379 | 472.6954 | 473.6331 | 0 | 0 | 0 | 0 | 132.1986 | 201.2953 | 0 | 0 | 0 | 0 | 0 | 0 | 211.8335 | 158.1827 | 241.6159 | 241.6174 | 0 | 0 | 0 | 0 | 0 | 52.6486 | 141.4773 | 248.3446 | 0 | 0 | 0 | 0 | 127.8399 | 59.2524 | 89.6022 | -16.329 | 0.36466 | 0.38514 | 0.37677 | 0.36382 | 46.6184 | 22.8207 | 33.7594 | -5.9408
12 | 19 | 8 | 499.732 | 499.827 | 502.323 | 504.7985 | 0 | 0 | 0 | 0 | 111.0028 | 149.2972 | 0 | 0 | 0 | 0 | 0 | 0 | 246.5766 | 212.2 | 312.7678 | 317.2623 | 0 | 0 | 0 | 0 | 0 | -13.8334 | -53.7317 | -115.9934 | 0 | 0 | 0 | 0 | 142.1525 | 152.1632 | 243.2869 | 303.5296 | 0.36774 | 0.38205 | 0.37719 | 0.38148 | 52.2755 | 58.1333 | 91.7661 | 115.7911
12 | 19 | 9 | 512.0878 | 513.0693 | 517.0021 | 521.2369 | 0 | 0 | 0 | 0 | 67.4795 | 122.7044 | 0 | 0 | 0 | 0 | 0 | 0 | 288.4746 | 333.6479 | 575.7287 | 591.8171 | 0 | 0 | 0 | 0 | 0 | -11.6667 | -15.9385 | 106.9733 | 0 | 0 | 0 | 0 | 156.1337 | 68.3837 | -42.7881 | -177.5535 | 0.37162 | 0.36395 | 0.36521 | 0.3937 | 58.0217 | 24.8885 | -15.6266 | -69.9023
12 | 19 | 10 | 524.6337 | 525.6843 | 529.6886 | 533.9154 | 0 | 0 | 0 | 0 | 57.1476 | 101.2997 | 0 | 0 | 0 | 0 | 0 | 0 | 289.5217 | 402.8536 | 760.1791 | 784.9168 | 0 | 0 | 0 | 0 | 0 | -18.5313 | -304.6724 | -414.8997 | 0 | 0 | 0 | 0 | 177.9644 | 40.0623 | 74.1819 | 163.8983 | 0.37666 | 0.38397 | 0.38397 | 0 | 67.0329 | 15.3828 | 28.484 | 0
12 | 19 | 11 | 530.2691 | 531.2773 | 534.9563 | 538.53 | 0 | 0 | 0 | 0 | 53.7264 | 83.0236 | 0 | 0 | 0 | 0 | 0 | 0 | 334.8018 | 483.6431 | 881.315 | 913.7481 | 0 | 0 | 0 | 0 | 0 | -64.4518 | -351 | -351 | 0 | 0 | 0 | 0 | 141.7408 | 29.0624 | 4.6413 | -24.2181 | 0.38397 | 0.38397 | 0.38397 | 0 | 54.4249 | 11.1592 | 1.7821 | 0
12 | 19 | 12 | 527.6472 | 528.5775 | 531.9423 | 534.9754 | 0 | 0 | 0 | 0 | 48.641 | 76.8363 | 0 | 0 | 0 | 0 | 0 | 0 | 371.1662 | 516.1958 | 905.6832 | 940.7308 | 0 | 0 | 0 | 0 | 0 | -63.1215 | -351 | -351 | 0 | 0 | 0 | 0 | 107.8399 | -1.3331 | -22.7408 | -54.7555 | 0.38397 | 0.38397 | 0.38397 | 0 | 41.4078 | -0.51189 | -8.7319 | 0
12 | 19 | 13 | 517.9192 | 519.6747 | 523.833 | 527.478 | 0 | 0 | 0 | 0 | 48.5757 | 76.8554 | 0 | 0 | 0 | 0 | 0 | 0 | 393.2714 | 492.4837 | 847.4134 | 881.9399 | 0 | 0 | 0 | 0 | 0 | -63.1215 | -351 | -365.4815 | 0 | 0 | 0 | 0 | 76.072 | 13.4571 | 27.4196 | 11.0197 | 0.38397 | 0.38397 | 0.38397 | 0 | 29.2097 | 5.1672 | 10.5284 | 0
12 | 19 | 14 | 516.193 | 518.6269 | 523.5564 | 527.9205 | 0 | 0 | 0 | 0 | 48.5073 | 77.7542 | 0 | 0 | 0 | 0 | 0 | 0 | 400.1921 | 489.1923 | 859.0731 | 891.8921 | 0 | 0 | 0 | 0 | 0 | -63.1215 | -351 | -351 | 0 | 0 | 0 | 0 | 67.4936 | 14.8019 | 15.4833 | -12.9715 | 0.38397 | 0.38397 | 0.38397 | 0 | 25.9158 | 5.6835 | 5.9452 | 0
12 | 19 | 15 | 510.8959 | 514.0406 | 519.7069 | 524.6945 | 0 | 0 | 0 | 0 | 53.2244 | 70.3813 | 0 | 0 | 0 | 0 | 0 | 0 | 376.1183 | 438.2298 | 813.7483 | 840.5616 | 0 | 0 | 0 | 0 | 0 | -34.5655 | -49.5948 | -302.4251 | 0 | 0 | 0 | 0 | 81.5533 | 39.995 | -244.4466 | -13.442 | 0.38397 | 0.38397 | 0.38397 | 0 | 31.3144 | 15.357 | -93.8613 | 0
12 | 19 | 16 | 511.4178 | 516.7519 | 524.8421 | 531.9845 | 0 | 0 | 0 | 0 | 84.2992 | 113.313 | 0 | 0 | 0 | 0 | 0 | 0 | 317.2451 | 333.3942 | 669.7825 | 684.2235 | 0 | 0 | 0 | 0 | 0 | -3.1215 | -4.2915 | 52.8001 | 0 | 0 | 0 | 0 | 109.8735 | 73.1663 | -140.6489 | -205.0391 | 0.37613 | 0.37654 | 0.3735 | 0.38586 | 41.327 | 27.55 | -52.5323 | -79.1174
12 | 19 | 17 | 531.738 | 538.4518 | 548.0856 | 556.5134 | 0 | 0 | 0 | 0 | 124.7186 | 168.0677 | 0 | 0 | 0 | 0 | 0 | 0 | 258.832 | 196.7076 | 379.4072 | 380.6542 | 0 | 0 | 0 | 0 | 0 | 2.0813 | -24.8614 | 320.4564 | 0 | 0 | 0 | 0 | 148.1873 | 171.5953 | 193.5398 | -144.5971 | 0.36823 | 0.38625 | 0.38886 | 0.38905 | 54.5676 | 66.2781 | 75.2598 | -56.2561
12 | 19 | 18 | 600.9037 | 611.8695 | 626.4301 | 639.1494 | 0 | 0 | 0 | 0 | 133.0093 | 204.42 | 0 | 0 | 0 | 0 | 0 | 0 | 276.8592 | 187.76 | 308.3605 | 308.3605 | 0 | 0 | 0 | 0 | 0 | -13.0905 | -34.164 | 199.7742 | 0 | 0 | 0 | 0 | 191.0351 | 232.78 | 352.2336 | 131.0147 | 0.38392 | 0.39924 | 0.39333 | 0.38256 | 73.3427 | 92.9349 | 138.5436 | 50.121
12 | 19 | 19 | 607.6732 | 620.671 | 637.4663 | 652.1217 | 0 | 0 | 0 | 0 | 138.4947 | 212.7377 | 0 | 0 | 0 | 0 | 0 | 0 | 297.4143 | 190.9253 | 301.2991 | 301.2991 | 0 | 0 | 0 | 0 | 0 | 33.0025 | 157.6674 | 436.8692 | 0 | 0 | 0 | 0 | 171.7642 | 184.0056 | 178.4998 | -86.0466 | 0.38563 | 0.40066 | 0.39478 | 0.38374 | 66.2373 | 73.7242 | 70.4677 | -33.0199
12 | 19 | 20 | 599.2067 | 612.5221 | 629.5411 | 644.2866 | 0 | 0 | 0 | 0 | 139.9176 | 211.7194 | 0 | 0 | 0 | 0 | 0 | 0 | 290.8081 | 179.4749 | 312.8272 | 312.8272 | 0 | 0 | 0 | 0 | 0 | 13.1264 | 93.6132 | 117 | 0 | 0 | 0 | 0 | 168.4811 | 208.2014 | 223.1007 | 214.4594 | 0.38498 | 0.40006 | 0.39435 | 0.38314 | 64.8625 | 83.2932 | 87.9802 | 82.169
12 | 19 | 21 | 588.2722 | 601.5062 | 618.2775 | 632.672 | 0 | 0 | 0 | 0 | 142.4821 | 223.9535 | 0 | 0 | 0 | 0 | 0 | 0 | 289.4939 | 175.3036 | 343.8371 | 343.8371 | 0 | 0 | 0 | 0 | 0 | 13.0833 | 94.3417 | 117 | 0 | 0 | 0 | 0 | 156.2962 | 189.1658 | 180.0987 | 171.8349 | 0.38362 | 0.39918 | 0.39347 | 0.3819 | 59.9585 | 75.511 | 70.8626 | 65.6232
12 | 19 | 22 | 551.2176 | 563.7747 | 579.6238 | 593.1842 | 0 | 0 | 0 | 0 | 145.9474 | 217.1991 | 0 | 0 | 0 | 0 | 0 | 0 | 298.0534 | 179.6675 | 374.3621 | 374.3621 | 0 | 0 | 0 | 0 | 0 | 0 | 94.9289 | 38.9455 | 0 | 0 | 0 | 0 | 107.2167 | 166.9081 | 110.3327 | 179.8765 | 0.37803 | 0.39555 | 0.3898 | 0.38045 | 40.5314 | 66.0206 | 43.0082 | 68.4347
12 | 19 | 23 | 498.7728 | 510.5077 | 525.2277 | 537.7953 | 0 | 0 | 0 | 0 | 146.7699 | 247.129 | 0 | 0 | 0 | 0 | 0 | 0 | 301.9369 | 177.0632 | 387.4333 | 387.4333 | 0 | 0 | 0 | 0 | 0 | 16.6719 | 291.6567 | 0 | 0 | 0 | 0 | 0 | 50.066 | 69.6436 | -153.8623 | 150.3621 | 0.36992 | 0.3904 | 0.38503 | 0.37684 | 18.5202 | 27.189 | -59.2416 | 56.6631
12 | 19 | 24 | 449.0319 | 458.2611 | 469.98 | 479.8626 | 0 | 0 | 0 | 0 | 109.1445 | 180.0818 | 0 | 0 | 0 | 0 | 0 | 0 | 294.2938 | 178.6113 | 406.7654 | 406.7654 | 0 | 0 | 0 | 0 | 0 | 0 | 95.3969 | 0 | 0 | 0 | 0 | 0 | 45.5936 | 99.568 | -32.1824 | 73.0971 | 0.36541 | 0.38531 | 0.38012 | 0.36918 | 16.6604 | 38.3647 | -12.2333 | 26.9861
12 | 20 | 1 | 407.2665 | 413.7515 | 422.2118 | 429.1474 | 0 | 0 | 0 | 0 | 148.4932 | 206.601 | 0 | 0 | 0 | 0 | 0 | 0 | 301.5865 | 189.7838 | 413.3282 | 413.3282 | 0 | 0 | 0 | 0 | 0 | 65.4166 | 166.4182 | 7.1083 | 0 | 0 | 0 | 0 | -42.8132 | -48.0499 | -157.5345 | 8.7109 | 0.36727 | 0.38821 | 0.38242 | 0.37348 | -15.7242 | -18.6532 | -60.245 | 3.2534
12 | 20 | 2 | 386.8613 | 391.2475 | 397.3304 | 402.1919 | 0 | 0 | 0 | 0 | 130.4417 | 175.8001 | 0 | 0 | 0 | 0 | 0 | 0 | 297.4029 | 191.4126 | 428.3318 | 428.3318 | 0 | 0 | 0 | 0 | 0 | 8.9396 | 37.1486 | 0 | 0 | 0 | 0 | 0 | -40.9833 | 15.0952 | -68.1501 | -26.1399 | 0.36484 | 0.38864 | 0.38295 | 0.37206 | -14.9523 | 5.8665 | -26.0982 | -9.7255
12 | 20 | 3 | 375.7475 | 378.1789 | 382.0867 | 385.0572 | 0 | 0 | 0 | 0 | 108.8141 | 152.4994 | 0 | 0 | 0 | 0 | 0 | 0 | 298.5614 | 188.849 | 411.4326 | 411.4326 | 0 | 0 | 0 | 0 | 0 | -1.4804 | -38.7292 | 64.9372 | 0 | 0 | 0 | 0 | -31.6281 | 38.3108 | 9.3833 | -91.3126 | 0.36527 | 0.38758 | 0.38231 | 0.37011 | -11.5527 | 14.8486 | 3.5874 | -33.7957
12 | 20 | 4 | 371.5013 | 372.458 | 374.724 | 376.2438 | 0 | 0 | 0 | 0 | 80.2777 | 161.0638 | 0 | 0 | 0 | 0 | 0 | 0 | 305.5542 | 195.8849 | 356.881 | 356.881 | 0 | 0 | 0 | 0 | 0 | -2.1576 | -35.9212 | -40.6321 | 0 | 0 | 0 | 0 | -14.3306 | 17.667 | 53.7642 | 59.9949 | 0.36475 | 0.38634 | 0.38116 | 0.36859 | -5.2271 | 6.8255 | 20.4926 | 22.1134
12 | 20 | 5 | 379.8341 | 379.7017 | 380.8023 | 381.2899 | 0 | 0 | 0 | 0 | 100.4631 | 184.07 | 0 | 0 | 0 | 0 | 0 | 0 | 304.4525 | 195.5577 | 327.0336 | 327.0336 | 0 | 0 | 0 | 0 | 0 | 49.6726 | 0 | 0 | 0 | 0 | 0 | 0 | -25.0814 | -49.5986 | 53.7687 | 54.2562 | 0.36472 | 0.38369 | 0.37873 | 0.36539 | -9.1477 | -19.0303 | 20.3639 | 19.8247
12 | 20 | 6 | 409.6243 | 408.3608 | 408.3802 | 407.9535 | 0 | 0 | 0 | 0 | 129.9434 | 199.0885 | 0 | 0 | 0 | 0 | 0 | 0 | 308.6597 | 200.3114 | 329.8801 | 329.8801 | 0 | 0 | 0 | 0 | 0 | 5.2971 | 221.7878 | -93.7943 | 0 | 0 | 0 | 0 | -28.9788 | 3.6638 | -143.2878 | 171.8676 | 0.36467 | 0.38225 | 0.37475 | 0.36382 | -10.5677 | 1.4005 | -53.6967 | 62.5293
12 | 20 | 7 | 463.0977 | 462.3174 | 463.2855 | 463.9219 | 0 | 0 | 0 | 0 | 132.1986 | 201.2953 | 0 | 0 | 0 | 0 | 0 | 0 | 312.0351 | 204.9151 | 337.0603 | 337.0614 | 0 | 0 | 0 | 0 | 0 | 52.6486 | 141.4773 | 248.3446 | 0 | 0 | 0 | 0 | 18.8639 | 3.4584 | -15.2521 | -121.4841 | 0.36466 | 0.38514 | 0.37677 | 0.36382 | 6.879 | 1.332 | -5.7465 | -44.1986
12 | 20 | 8 | 498.9343 | 499.0032 | 501.4676 | 503.9157 | 0 | 0 | 0 | 0 | 111.0028 | 149.2972 | 0 | 0 | 0 | 0 | 0 | 0 | 348.2098 | 255.8427 | 379.9505 | 383.521 | 0 | 0 | 0 | 0 | 0 | -13.8334 | -53.7317 | -115.9934 | 0 | 0 | 0 | 0 | 39.7216 | 107.6967 | 175.2488 | 236.388 | 0.36774 | 0.38205 | 0.37719 | 0.38148 | 14.6073 | 41.1451 | 66.1026 | 90.1778
12 | 20 | 9 | 510.0392 | 510.9537 | 514.8051 | 518.9696 | 0 | 0 | 0 | 0 | 67.4795 | 122.7044 | 0 | 0 | 0 | 0 | 0 | 0 | 413.2274 | 344.4075 | 454.8745 | 467.0321 | 0 | 0 | 0 | 0 | 0 | -11.6667 | -15.9385 | 106.9733 | 0 | 0 | 0 | 0 | 29.3323 | 55.5085 | 75.8692 | -55.0358 | 0.37162 | 0.36395 | 0.36521 | 0.3937 | 10.9004 | 20.2025 | 27.7081 | -21.6674
12 | 20 | 10 | 519.4307 | 520.311 | 524.1088 | 528.1569 | 0 | 0 | 0 | 0 | 57.1476 | 101.2997 | 0 | 0 | 0 | 0 | 0 | 0 | 490.7342 | 478.4885 | 557.0925 | 578.5355 | 0 | 0 | 0 | 0 | 0 | -18.5313 | -304.6724 | -414.8997 | 0 | 0 | 0 | 0 | -28.4511 | -40.946 | 271.6887 | 364.5211 | 0.37666 | 0.38397 | 0.38397 | 0 | -10.7165 | -15.7221 | 104.3216 | 0
12 | 20 | 11 | 520.0988 | 520.7741 | 524.0494 | 527.2739 | 0 | 0 | 0 | 0 | 53.7264 | 83.0236 | 0 | 0 | 0 | 0 | 0 | 0 | 526.4908 | 566.9954 | 725.1862 | 751.8591 | 0 | 0 | 0 | 0 | 0 | -64.4518 | -351 | -351 | 0 | 0 | 0 | 0 | -60.1185 | -64.7931 | 149.8632 | 126.4148 | 0.38397 | 0.38397 | 0.38397 | 0 | -23.084 | -24.8788 | 57.5437 | 0
12 | 20 | 12 | 520.1237 | 520.8078 | 523.8739 | 526.6486 | 0 | 0 | 0 | 0 | 48.641 | 76.8363 | 0 | 0 | 0 | 0 | 0 | 0 | 510.8453 | 556.4806 | 804.6951 | 830.4902 | 0 | 0 | 0 | 0 | 0 | -63.1215 | -351 | -351 | 0 | 0 | 0 | 0 | -39.3626 | -49.3876 | 70.1789 | 47.1585 | 0.38397 | 0.38397 | 0.38397 | 0 | -15.1142 | -18.9635 | 26.9469 | 0
12 | 20 | 13 | 517.3209 | 519.0569 | 523.1914 | 526.8159 | 0 | 0 | 0 | 0 | 48.5757 | 76.8554 | 0 | 0 | 0 | 0 | 0 | 0 | 519.7271 | 571.7458 | 882.8601 | 910.2698 | 0 | 0 | 0 | 0 | 0 | -63.1215 | -351 | -365.4815 | 0 | 0 | 0 | 0 | -50.9819 | -66.4229 | -8.6686 | -17.9724 | 0.38397 | 0.38397 | 0.38397 | 0 | -19.5758 | -25.5046 | -3.3285 | 0
12 | 20 | 14 | 515.631 | 518.0465 | 522.9537 | 527.2986 | 0 | 0 | 0 | 0 | 48.5073 | 77.7542 | 0 | 0 | 0 | 0 | 0 | 0 | 505.1434 | 543.5684 | 903.1999 | 929.1512 | 0 | 0 | 0 | 0 | 0 | -63.1215 | -351 | -351 | 0 | 0 | 0 | 0 | -38.0196 | -40.1546 | -29.2462 | -50.8526 | 0.38397 | 0.38397 | 0.38397 | 0 | -14.5986 | -15.4183 | -11.2298 | 0
12 | 20 | 15 | 511.2404 | 514.3964 | 520.0763 | 525.0757 | 0 | 0 | 0 | 0 | 53.2244 | 70.3813 | 0 | 0 | 0 | 0 | 0 | 0 | 499.5478 | 500.7981 | 818.9511 | 841.5085 | 0 | 0 | 0 | 0 | 0 | -34.5655 | -49.5948 | -302.4251 | 0 | 0 | 0 | 0 | -41.5318 | -22.2175 | -249.28 | -14.0077 | 0.38397 | 0.38397 | 0.38397 | 0 | -15.9472 | -8.5309 | -95.7172 | 0
12 | 20 | 16 | 508.6622 | 513.9062 | 521.8869 | 528.9347 | 0 | 0 | 0 | 0 | 84.2992 | 113.313 | 0 | 0 | 0 | 0 | 0 | 0 | 480.4334 | 432.5764 | 716.6383 | 731.3265 | 0 | 0 | 0 | 0 | 0 | -3.1215 | -4.2915 | 52.8001 | 0 | 0 | 0 | 0 | -56.0704 | -28.8618 | -190.4599 | -255.1919 | 0.37613 | 0.37654 | 0.3735 | 0.38586 | -21.0899 | -10.8676 | -71.1366 | -98.4696
12 | 20 | 17 | 525.4473 | 531.9552 | 541.3393 | 549.5511 | 0 | 0 | 0 | 0 | 124.7186 | 168.0677 | 0 | 0 | 0 | 0 | 0 | 0 | 419.8512 | 283.8354 | 426.6131 | 428.1816 | 0 | 0 | 0 | 0 | 0 | 2.0813 | -24.8614 | 320.4564 | 0 | 0 | 0 | 0 | -19.1226 | 77.9708 | 139.5876 | -199.0869 | 0.36823 | 0.38625 | 0.38886 | 0.38905 | -7.0416 | 30.116 | 54.28 | -77.4555
12 | 20 | 18 | 586.183 | 596.667 | 610.6433 | 622.8571 | 0 | 0 | 0 | 0 | 133.0093 | 204.42 | 0 | 0 | 0 | 0 | 0 | 0 | 365.6403 | 224.2757 | 345.5872 | 345.5872 | 0 | 0 | 0 | 0 | 0 | -13.0905 | -34.164 | 199.7742 | 0 | 0 | 0 | 0 | 87.5335 | 181.0617 | 299.2201 | 77.4957 | 0.38392 | 0.39924 | 0.39333 | 0.38256 | 33.6061 | 72.2869 | 117.6919 | 29.6468
12 | 20 | 19 | 602.7603 | 615.5973 | 632.1976 | 646.6842 | 0 | 0 | 0 | 0 | 138.4947 | 212.7377 | 0 | 0 | 0 | 0 | 0 | 0 | 306.0595 | 182.1223 | 331.2423 | 331.2423 | 0 | 0 | 0 | 0 | 0 | 33.0025 | 157.6674 | 436.8692 | 0 | 0 | 0 | 0 | 158.2061 | 187.7348 | 143.2878 | -121.4273 | 0.38563 | 0.40066 | 0.39478 | 0.38374 | 61.0089 | 75.2183 | 56.5668 | -46.5971
12 | 20 | 20 | 596.7593 | 609.9946 | 626.9165 | 641.5779 | 0 | 0 | 0 | 0 | 139.9176 | 211.7194 | 0 | 0 | 0 | 0 | 0 | 0 | 307.8265 | 178.7145 | 310.7278 | 310.7278 | 0 | 0 | 0 | 0 | 0 | 13.1264 | 93.6132 | 117 | 0 | 0 | 0 | 0 | 149.0152 | 206.4342 | 222.5754 | 213.8501 | 0.38498 | 0.40006 | 0.39435 | 0.38314 | 57.3685 | 82.5862 | 87.773 | 81.9356
12 | 20 | 21 | 583.323 | 596.395 | 612.9699 | 627.1944 | 0 | 0 | 0 | 0 | 142.4821 | 223.9535 | 0 | 0 | 0 | 0 | 0 | 0 | 310.5809 | 178.1036 | 309.7555 | 309.7555 | 0 | 0 | 0 | 0 | 0 | 13.0833 | 94.3417 | 117 | 0 | 0 | 0 | 0 | 130.26 | 181.2546 | 208.8727 | 200.4389 | 0.38362 | 0.39918 | 0.39347 | 0.3819 | 49.9705 | 72.353 | 82.1842 | 76.547
12 | 20 | 22 | 552.1965 | 564.7857 | 580.6737 | 594.2677 | 0 | 0 | 0 | 0 | 145.9474 | 217.1991 | 0 | 0 | 0 | 0 | 0 | 0 | 357.0337 | 211.4242 | 312.4216 | 312.4216 | 0 | 0 | 0 | 0 | 0 | 0 | 94.9289 | 38.9455 | 0 | 0 | 0 | 0 | 49.2154 | 136.1624 | 173.3232 | 242.9006 | 0.37803 | 0.39555 | 0.3898 | 0.38045 | 18.605 | 53.8591 | 67.5621 | 92.4124
12 | 20 | 23 | 503.2507 | 515.1321 | 530.0299 | 542.7512 | 0 | 0 | 0 | 0 | 146.7699 | 247.129 | 0 | 0 | 0 | 0 | 0 | 0 | 396.9567 | 242.3658 | 322.9471 | 322.9471 | 0 | 0 | 0 | 0 | 0 | 16.6719 | 291.6567 | 0 | 0 | 0 | 0 | 0 | -40.4759 | 8.9655 | -84.574 | 219.8041 | 0.36992 | 0.3904 | 0.38503 | 0.37684 | -14.9726 | 3.5001 | -32.5635 | 82.832
12 | 20 | 24 | 454.0355 | 463.4285 | 475.3459 | 485.4003 | 0 | 0 | 0 | 0 | 109.1445 | 180.0818 | 0 | 0 | 0 | 0 | 0 | 0 | 356.988 | 222.2981 | 350.2672 | 350.2672 | 0 | 0 | 0 | 0 | 0 | 0 | 95.3969 | 0 | 0 | 0 | 0 | 0 | -12.097 | 61.0485 | 29.6817 | 135.1331 | 0.36541 | 0.38531 | 0.38012 | 0.36918 | -4.4204 | 23.5227 | 11.2827 | 49.8886
12 | 21 | 1 | 417.9988 | 424.8351 | 433.7214 | 441.0255 | 0 | 0 | 0 | 0 | 148.4932 | 206.601 | 0 | 0 | 0 | 0 | 0 | 0 | 315.6713 | 203.1584 | 379.4172 | 379.4172 | 0 | 0 | 0 | 0 | 0 | 65.4166 | 166.4182 | 7.1083 | 0 | 0 | 0 | 0 | -46.1658 | -50.3409 | -112.1139 | 54.5 | 0.36727 | 0.38821 | 0.38242 | 0.37348 | -16.9555 | -19.5426 | -42.8751 | 20.3547
12 | 21 | 2 | 396.5784 | 401.2827 | 407.7512 | 412.9464 | 0 | 0 | 0 | 0 | 130.4417 | 175.8001 | 0 | 0 | 0 | 0 | 0 | 0 | 282.4594 | 188.6651 | 393.656 | 393.656 | 0 | 0 | 0 | 0 | 0 | 8.9396 | 37.1486 | 0 | 0 | 0 | 0 | 0 | -16.3228 | 27.8778 | -23.0534 | 19.2904 | 0.36484 | 0.38864 | 0.38295 | 0.37206 | -5.9552 | 10.8343 | -8.8283 | 7.1771
12 | 21 | 3 | 386.6248 | 389.4122 | 393.7518 | 397.0958 | 0 | 0 | 0 | 0 | 108.8141 | 152.4994 | 0 | 0 | 0 | 0 | 0 | 0 | 279.2169 | 188.7356 | 401.2189 | 401.2189 | 0 | 0 | 0 | 0 | 0 | -1.4804 | -38.7292 | 64.9372 | 0 | 0 | 0 | 0 | -1.4063 | 49.6576 | 31.2622 | -69.0603 | 0.36527 | 0.38758 | 0.38231 | 0.37011 | -0.51367 | 19.2464 | 11.9519 | -25.5599
12 | 21 | 4 | 385.4786 | 386.8929 | 389.7137 | 391.7134 | 0 | 0 | 0 | 0 | 80.2777 | 161.0638 | 0 | 0 | 0 | 0 | 0 | 0 | 248.3399 | 169.8858 | 410.0163 | 410.0163 | 0 | 0 | 0 | 0 | 0 | -2.1576 | -35.9212 | -40.6321 | 0 | 0 | 0 | 0 | 56.8611 | 58.101 | 15.6186 | 22.3293 | 0.36475 | 0.38634 | 0.38116 | 0.36859 | 20.7402 | 22.4469 | 5.9532 | 8.2303
12 | 21 | 5 | 395.842 | 396.2335 | 397.9695 | 399.0067 | 0 | 0 | 0 | 0 | 100.4631 | 184.07 | 0 | 0 | 0 | 0 | 0 | 0 | 225.6309 | 164.9704 | 417.0421 | 417.0421 | 0 | 0 | 0 | 0 | 0 | 49.6726 | 0 | 0 | 0 | 0 | 0 | 0 | 69.7479 | -2.4795 | -19.0726 | -18.0354 | 0.36472 | 0.38369 | 0.37873 | 0.36539 | 25.4384 | -0.95136 | -7.2234 | -6.59
12 | 21 | 6 | 427.7169 | 427.0457 | 427.7832 | 427.9777 | 0 | 0 | 0 | 0 | 129.9434 | 199.0885 | 0 | 0 | 0 | 0 | 0 | 0 | 205.343 | 162.3405 | 434.3985 | 434.3985 | 0 | 0 | 0 | 0 | 0 | 5.2971 | 221.7878 | -93.7943 | 0 | 0 | 0 | 0 | 92.4306 | 60.3196 | -228.4031 | 87.3735 | 0.36467 | 0.38225 | 0.37475 | 0.36382 | 33.7067 | 23.0569 | -85.5934 | 31.7884
12 | 21 | 7 | 480.3564 | 480.141 | 481.7942 | 483.0232 | 0 | 0 | 0 | 0 | 132.1986 | 201.2953 | 0 | 0 | 0 | 0 | 0 | 0 | 197.3805 | 167.8426 | 438.5622 | 438.5635 | 0 | 0 | 0 | 0 | 0 | 52.6486 | 141.4773 | 248.3446 | 0 | 0 | 0 | 0 | 150.7772 | 58.3546 | -98.2453 | -203.885 | 0.36466 | 0.38514 | 0.37677 | 0.36382 | 54.9827 | 22.4749 | -37.0159 | -74.1779
12 | 21 | 8 | 515.8123 | 516.4337 | 519.5679 | 522.5956 | 0 | 0 | 0 | 0 | 111.0028 | 149.2972 | 0 | 0 | 0 | 0 | 0 | 0 | 220.2123 | 240.2812 | 525.6484 | 531.7429 | 0 | 0 | 0 | 0 | 0 | -13.8334 | -53.7317 | -115.9934 | 0 | 0 | 0 | 0 | 184.5971 | 140.6887 | 47.6512 | 106.8461 | 0.36774 | 0.38205 | 0.37719 | 0.38148 | 67.8841 | 53.7496 | 17.9737 | 40.7599
12 | 21 | 9 | 523.0377 | 524.3776 | 528.745 | 533.3558 | 0 | 0 | 0 | 0 | 67.4795 | 122.7044 | 0 | 0 | 0 | 0 | 0 | 0 | 302.5428 | 418.9479 | 868.1866 | 889.9992 | 0 | 0 | 0 | 0 | 0 | -11.6667 | -15.9385 | 106.9733 | 0 | 0 | 0 | 0 | 153.0153 | -5.608 | -323.5031 | -463.6168 | 0.37162 | 0.36395 | 0.36521 | 0.3937 | 56.8629 | -2.0411 | -118.1463 | -182.5246
12 | 21 | 10 | 527.3168 | 528.4552 | 532.566 | 536.8849 | 0 | 0 | 0 | 0 | 57.1476 | 101.2997 | 0 | 0 | 0 | 0 | 0 | 0 | 396.4647 | 579.2538 | 1085.7413 | 1120.2284 | 0 | 0 | 0 | 0 | 0 | -18.5313 | -304.6724 | -414.8997 | 0 | 0 | 0 | 0 | 73.7045 | -133.567 | -248.5028 | -168.4438 | 0.37666 | 0.38397 | 0.38397 | 0 | 27.7619 | -51.2861 | -95.4188 | 0
12 | 21 | 11 | 525.9363 | 526.8027 | 530.3097 | 533.7346 | 0 | 0 | 0 | 0 | 53.7264 | 83.0236 | 0 | 0 | 0 | 0 | 0 | 0 | 483.5125 | 716.4739 | 1248.4704 | 1292.9211 | 0 | 0 | 0 | 0 | 0 | -64.4518 | -351 | -351 | 0 | 0 | 0 | 0 | -11.3027 | -208.2431 | -367.1607 | -408.1865 | 0.38397 | 0.38397 | 0.38397 | 0 | -4.3399 | -79.9597 | -140.9804 | 0
12 | 21 | 12 | 515.4283 | 515.9587 | 518.8385 | 521.452 | 0 | 0 | 0 | 0 | 48.641 | 76.8363 | 0 | 0 | 0 | 0 | 0 | 0 | 495.3489 | 745.8488 | 1238.3329 | 1286.5618 | 0 | 0 | 0 | 0 | 0 | -63.1215 | -351 | -351 | 0 | 0 | 0 | 0 | -28.5617 | -243.605 | -368.4944 | -414.1098 | 0.38397 | 0.38397 | 0.38397 | 0 | -10.967 | -93.5377 | -141.4925 | 0
12 | 21 | 13 | 498.9745 | 500.1099 | 503.5162 | 506.5107 | 0 | 0 | 0 | 0 | 48.5757 | 76.8554 | 0 | 0 | 0 | 0 | 0 | 0 | 460.1552 | 723.2869 | 1223.7523 | 1272.2765 | 0 | 0 | 0 | 0 | 0 | -63.1215 | -351 | -365.4815 | 0 | 0 | 0 | 0 | -9.7564 | -236.911 | -369.236 | -400.2842 | 0.38397 | 0.38397 | 0.38397 | 0 | -3.7462 | -90.9674 | -141.7773 | 0
12 | 21 | 14 | 489.0178 | 490.5622 | 494.413 | 497.844 | 0 | 0 | 0 | 0 | 48.5073 | 77.7542 | 0 | 0 | 0 | 0 | 0 | 0 | 420.5496 | 681.9318 | 1191.0866 | 1236.5741 | 0 | 0 | 0 | 0 | 0 | -63.1215 | -351 | -351 | 0 | 0 | 0 | 0 | 19.961 | -206.0023 | -345.6736 | -387.7301 | 0.38397 | 0.38397 | 0.38397 | 0 | 7.6645 | -79.0993 | -132.7299 | 0
12 | 21 | 15 | 483.902 | 486.1631 | 490.758 | 494.8186 | 0 | 0 | 0 | 0 | 53.2244 | 70.3813 | 0 | 0 | 0 | 0 | 0 | 0 | 375.5398 | 595.7658 | 1019.3724 | 1056.9647 | 0 | 0 | 0 | 0 | 0 | -34.5655 | -49.5948 | -302.4251 | 0 | 0 | 0 | 0 | 55.1379 | -145.4185 | -479.0197 | -259.7209 | 0.38397 | 0.38397 | 0.38397 | 0 | 21.1716 | -55.8368 | -183.9314 | 0
12 | 21 | 16 | 480.8162 | 485.1487 | 492.0242 | 498.1158 | 0 | 0 | 0 | 0 | 84.2992 | 113.313 | 0 | 0 | 0 | 0 | 0 | 0 | 298.6137 | 429.4137 | 717.5005 | 738.6087 | 0 | 0 | 0 | 0 | 0 | -3.1215 | -4.2915 | 52.8001 | 0 | 0 | 0 | 0 | 97.9034 | -54.4566 | -221.1848 | -293.2929 | 0.37613 | 0.37654 | 0.3735 | 0.38586 | 36.8247 | -20.5051 | -82.6124 | -113.1714
12 | 21 | 17 | 502.5867 | 508.3463 | 516.8231 | 524.2499 | 0 | 0 | 0 | 0 | 124.7186 | 168.0677 | 0 | 0 | 0 | 0 | 0 | 0 | 205.219 | 226.1075 | 364.8662 | 367.2928 | 0 | 0 | 0 | 0 | 0 | 2.0813 | -24.8614 | 320.4564 | 0 | 0 | 0 | 0 | 172.6491 | 112.0898 | 176.8183 | -163.4993 | 0.36823 | 0.38625 | 0.38886 | 0.38905 | 63.5753 | 43.2943 | 68.7575 | -63.61
12 | 21 | 18 | 577.046 | 587.2309 | 600.8446 | 612.7446 | 0 | 0 | 0 | 0 | 133.0093 | 204.42 | 0 | 0 | 0 | 0 | 0 | 0 | 189.0917 | 174.3789 | 264.0868 | 264.0868 | 0 | 0 | 0 | 0 | 0 | -13.0905 | -34.164 | 199.7742 | 0 | 0 | 0 | 0 | 254.945 | 221.5225 | 370.9218 | 148.8837 | 0.38392 | 0.39924 | 0.39333 | 0.38256 | 97.8791 | 88.4405 | 145.8942 | 56.9569
12 | 21 | 19 | 587.9309 | 600.2824 | 616.2941 | 630.2716 | 0 | 0 | 0 | 0 | 138.4947 | 212.7377 | 0 | 0 | 0 | 0 | 0 | 0 | 184.4134 | 160.3145 | 244.2275 | 244.2275 | 0 | 0 | 0 | 0 | 0 | 33.0025 | 157.6674 | 436.8692 | 0 | 0 | 0 | 0 | 265.0228 | 194.2278 | 214.3992 | -50.8251 | 0.38563 | 0.40066 | 0.39478 | 0.38374 | 102.2006 | 77.8198 | 84.6399 | -19.5039
12 | 21 | 20 | 577.8509 | 590.4672 | 606.6386 | 620.6508 | 0 | 0 | 0 | 0 | 139.9176 | 211.7194 | 0 | 0 | 0 | 0 | 0 | 0 | 184.1585 | 174.5352 | 270.8654 | 270.8654 | 0 | 0 | 0 | 0 | 0 | 13.1264 | 93.6132 | 117 | 0 | 0 | 0 | 0 | 253.7748 | 191.0862 | 242.1599 | 232.7854 | 0.38498 | 0.40006 | 0.39435 | 0.38314 | 97.6993 | 76.4461 | 95.4962 | 89.1905
12 | 21 | 21 | 567.0251 | 579.5636 | 595.4917 | 609.1565 | 0 | 0 | 0 | 0 | 142.4821 | 223.9535 | 0 | 0 | 0 | 0 | 0 | 0 | 181.7577 | 188.684 | 301.1905 | 301.1905 | 0 | 0 | 0 | 0 | 0 | 13.0833 | 94.3417 | 117 | 0 | 0 | 0 | 0 | 242.7853 | 153.8428 | 199.9595 | 190.9661 | 0.38362 | 0.39918 | 0.39347 | 0.3819 | 93.1375 | 61.4108 | 78.6771 | 72.9293
12 | 21 | 22 | 542.0625 | 554.3199 | 569.8057 | 583.0517 | 0 | 0 | 0 | 0 | 145.9474 | 217.1991 | 0 | 0 | 0 | 0 | 0 | 0 | 173.5136 | 173.2184 | 283.2479 | 283.2479 | 0 | 0 | 0 | 0 | 0 | 0 | 94.9289 | 38.9455 | 0 | 0 | 0 | 0 | 222.6015 | 163.9024 | 191.6288 | 260.8582 | 0.37803 | 0.39555 | 0.3898 | 0.38045 | 84.1505 | 64.8317 | 74.6977 | 99.2444
12 | 21 | 23 | 507.2209 | 519.2323 | 534.2876 | 547.1453 | 0 | 0 | 0 | 0 | 146.7699 | 247.129 | 0 | 0 | 0 | 0 | 0 | 0 | 153.436 | 143.446 | 255.083 | 255.083 | 0 | 0 | 0 | 0 | 0 | 16.6719 | 291.6567 | 0 | 0 | 0 | 0 | 0 | 207.015 | 111.9854 | -12.4521 | 292.0623 | 0.36992 | 0.3904 | 0.38503 | 0.37684 | 76.578 | 43.7194 | -4.7944 | 110.0621
12 | 21 | 24 | 462.7917 | 472.4714 | 484.7363 | 495.0914 | 0 | 0 | 0 | 0 | 109.1445 | 180.0818 | 0 | 0 | 0 | 0 | 0 | 0 | 136.1611 | 117.4333 | 229.777 | 229.777 | 0 | 0 | 0 | 0 | 0 | 0 | 95.3969 | 0 | 0 | 0 | 0 | 0 | 217.4862 | 174.9563 | 159.5624 | 265.3144 | 0.36541 | 0.38531 | 0.38012 | 0.36918 | 79.4716 | 67.4127 | 60.6534 | 97.9492
12 | 22 | 1 | 422.4766 | 429.4595 | 438.5235 | 445.9814 | 0 | 0 | 0 | 0 | 148.4932 | 206.601 | 0 | 0 | 0 | 0 | 0 | 0 | 124.9582 | 117.5379 | 248.47 | 248.47 | 0 | 0 | 0 | 0 | 0 | 65.4166 | 166.4182 | 7.1083 | 0 | 0 | 0 | 0 | 149.0252 | 39.904 | 23.6354 | 190.4032 | 0.36727 | 0.38821 | 0.38242 | 0.37348 | 54.7331 | 15.491 | 9.0388 | 71.1118
12 | 22 | 2 | 398.8263 | 403.6042 | 410.162 | 415.4344 | 0 | 0 | 0 | 0 | 130.4417 | 175.8001 | 0 | 0 | 0 | 0 | 0 | 0 | 113.1088 | 122.6494 | 277.7047 | 277.7047 | 0 | 0 | 0 | 0 | 0 | 8.9396 | 37.1486 | 0 | 0 | 0 | 0 | 0 | 155.2759 | 96.215 | 95.3088 | 137.7297 | 0.36484 | 0.38864 | 0.38295 | 0.37206 | 56.6507 | 37.3926 | 36.4987 | 51.2431
12 | 22 | 3 | 387.1505 | 389.9552 | 394.3157 | 397.6777 | 0 | 0 | 0 | 0 | 108.8141 | 152.4994 | 0 | 0 | 0 | 0 | 0 | 0 | 109.8853 | 119.2469 | 274.3774 | 274.3774 | 0 | 0 | 0 | 0 | 0 | -1.4804 | -38.7292 | 64.9372 | 0 | 0 | 0 | 0 | 168.4511 | 119.6892 | 158.6675 | 58.363 | 0.36527 | 0.38758 | 0.38231 | 0.37011 | 61.5297 | 46.3893 | 60.6603 | 21.6007
12 | 22 | 4 | 382.0523 | 383.3544 | 386.0392 | 387.9213 | 0 | 0 | 0 | 0 | 80.2777 | 161.0638 | 0 | 0 | 0 | 0 | 0 | 0 | 100.8691 | 108.4137 | 262.8018 | 262.8018 | 0 | 0 | 0 | 0 | 0 | -2.1576 | -35.9212 | -40.6321 | 0 | 0 | 0 | 0 | 200.9056 | 116.0346 | 159.1586 | 165.7516 | 0.36475 | 0.38634 | 0.38116 | 0.36859 | 73.2808 | 44.8292 | 60.6645 | 61.094
12 | 22 | 5 | 384.9465 | 384.9814 | 386.285 | 386.948 | 0 | 0 | 0 | 0 | 100.4631 | 184.07 | 0 | 0 | 0 | 0 | 0 | 0 | 90.56 | 88.235 | 233.7154 | 233.7154 | 0 | 0 | 0 | 0 | 0 | 49.6726 | 0 | 0 | 0 | 0 | 0 | 0 | 193.9234 | 63.0038 | 152.5696 | 153.2327 | 0.36472 | 0.38369 | 0.37873 | 0.36539 | 70.7277 | 24.1737 | 57.7828 | 55.9897
12 | 22 | 6 | 397.8224 | 396.1725 | 395.7235 | 394.8915 | 0 | 0 | 0 | 0 | 129.9434 | 199.0885 | 0 | 0 | 0 | 0 | 0 | 0 | 91.6239 | 92.5177 | 236.5279 | 236.5279 | 0 | 0 | 0 | 0 | 0 | 5.2971 | 221.7878 | -93.7943 | 0 | 0 | 0 | 0 | 176.2551 | 99.2693 | -62.5922 | 252.1579 | 0.36467 | 0.38225 | 0.37475 | 0.36382 | 64.275 | 37.9453 | -23.4562 | 91.7407
12 | 22 | 7 | 415.7813 | 413.4521 | 412.5422 | 411.5539 | 0 | 0 | 0 | 0 | 132.1986 | 201.2953 | 0 | 0 | 0 | 0 | 0 | 0 | 85.4581 | 83.5529 | 221.1344 | 221.1355 | 0 | 0 | 0 | 0 | 0 | 52.6486 | 141.4773 | 248.3446 | 0 | 0 | 0 | 0 | 198.1245 | 75.9554 | 49.9305 | -57.9262 | 0.36466 | 0.38514 | 0.37677 | 0.36382 | 72.2485 | 29.2538 | 18.8123 | -21.0749
12 | 22 | 8 | 429.3556 | 427.1469 | 426.8496 | 426.9086 | 0 | 0 | 0 | 0 | 111.0028 | 149.2972 | 0 | 0 | 0 | 0 | 0 | 0 | 116.78 | 157.8885 | 351.0024 | 357.093 | 0 | 0 | 0 | 0 | 0 | -13.8334 | -53.7317 | -115.9934 | 0 | 0 | 0 | 0 | 201.5727 | 133.7946 | 129.5789 | 185.809 | 0.36774 | 0.38205 | 0.37719 | 0.38148 | 74.1268 | 51.1157 | 48.8763 | 70.8828
12 | 22 | 9 | 452.5707 | 451.6039 | 453.1744 | 455.3655 | 0 | 0 | 0 | 0 | 67.4795 | 122.7044 | 0 | 0 | 0 | 0 | 0 | 0 | 188.4949 | 329.5111 | 733.463 | 756.0697 | 0 | 0 | 0 | 0 | 0 | -11.6667 | -15.9385 | 106.9733 | 0 | 0 | 0 | 0 | 196.5962 | 11.0551 | -264.3501 | -407.6775 | 0.37162 | 0.36395 | 0.36521 | 0.3937 | 73.0583 | 4.0235 | -96.5431 | -160.5015
12 | 22 | 10 | 466.7481 | 465.9039 | 467.6107 | 469.8498 | 0 | 0 | 0 | 0 | 57.1476 | 101.2997 | 0 | 0 | 0 | 0 | 0 | 0 | 236.8003 | 472.0075 | 1008.2846 | 1042.6828 | 0 | 0 | 0 | 0 | 0 | -18.5313 | -304.6724 | -414.8997 | 0 | 0 | 0 | 0 | 172.8002 | -88.872 | -236.0015 | -157.9333 | 0.37666 | 0.38397 | 0.38397 | 0 | 65.0878 | -34.1244 | -90.6186 | 0
12 | 22 | 11 | 467.6519 | 466.6104 | 467.804 | 469.2276 | 0 | 0 | 0 | 0 | 53.7264 | 83.0236 | 0 | 0 | 0 | 0 | 0 | 0 | 263.3109 | 531.453 | 1118.9723 | 1160.0005 | 0 | 0 | 0 | 0 | 0 | -64.4518 | -351 | -351 | 0 | 0 | 0 | 0 | 150.6146 | -83.4144 | -300.1683 | -339.7729 | 0.38397 | 0.38397 | 0.38397 | 0 | 57.8322 | -32.0289 | -115.257 | 0
12 | 22 | 12 | 459.41 | 458.1067 | 458.7631 | 459.453 | 0 | 0 | 0 | 0 | 48.641 | 76.8363 | 0 | 0 | 0 | 0 | 0 | 0 | 272.0279 | 556.6859 | 1162.2812 | 1206.2375 | 0 | 0 | 0 | 0 | 0 | -63.1215 | -351 | -351 | 0 | 0 | 0 | 0 | 138.7411 | -112.294 | -352.5182 | -395.7845 | 0.38397 | 0.38397 | 0.38397 | 0 | 53.2731 | -43.1179 | -135.358 | 0
12 | 22 | 13 | 451.7487 | 451.3382 | 452.8701 | 454.243 | 0 | 0 | 0 | 0 | 48.5757 | 76.8554 | 0 | 0 | 0 | 0 | 0 | 0 | 267.8647 | 537.2233 | 1148.5837 | 1192.3531 | 0 | 0 | 0 | 0 | 0 | -63.1215 | -351 | -365.4815 | 0 | 0 | 0 | 0 | 135.3083 | -99.619 | -344.7135 | -372.6286 | 0.38397 | 0.38397 | 0.38397 | 0 | 51.955 | -38.251 | -132.3613 | 0
12 | 22 | 14 | 443.5143 | 443.5691 | 445.6138 | 447.4824 | 0 | 0 | 0 | 0 | 48.5073 | 77.7542 | 0 | 0 | 0 | 0 | 0 | 0 | 260.7554 | 483.8714 | 1013.4031 | 1053.9886 | 0 | 0 | 0 | 0 | 0 | -63.1215 | -351 | -351 | 0 | 0 | 0 | 0 | 134.2516 | -54.935 | -216.7892 | -255.5062 | 0.38397 | 0.38397 | 0.38397 | 0 | 51.5492 | -21.0936 | -83.2416 | 0
12 | 22 | 15 | 434.6821 | 435.332 | 437.9733 | 440.3438 | 0 | 0 | 0 | 0 | 53.2244 | 70.3813 | 0 | 0 | 0 | 0 | 0 | 0 | 240.3541 | 438.1711 | 880.712 | 915.2149 | 0 | 0 | 0 | 0 | 0 | -34.5655 | -49.5948 | -302.4251 | 0 | 0 | 0 | 0 | 141.1036 | -38.6549 | -393.144 | -172.4459 | 0.38397 | 0.38397 | 0.38397 | 0 | 54.1802 | -14.8424 | -150.9573 | 0
12 | 22 | 16 | 435.349 | 438.1931 | 443.264 | 447.7943 | 0 | 0 | 0 | 0 | 84.2992 | 113.313 | 0 | 0 | 0 | 0 | 0 | 0 | 172.2514 | 292.8687 | 629.0106 | 647.7861 | 0 | 0 | 0 | 0 | 0 | -3.1215 | -4.2915 | 52.8001 | 0 | 0 | 0 | 0 | 178.7984 | 35.1329 | -181.4552 | -252.7919 | 0.37613 | 0.37654 | 0.3735 | 0.38586 | 67.252 | 13.2289 | -67.7734 | -97.5435
12 | 22 | 17 | 458.4791 | 462.7949 | 469.521 | 475.4333 | 0 | 0 | 0 | 0 | 124.7186 | 168.0677 | 0 | 0 | 0 | 0 | 0 | 0 | 81.2091 | 114.0727 | 327.6135 | 329.5281 | 0 | 0 | 0 | 0 | 0 | 2.0813 | -24.8614 | 320.4564 | 0 | 0 | 0 | 0 | 252.5515 | 178.5733 | 166.7688 | -174.5512 | 0.36823 | 0.38625 | 0.38886 | 0.38905 | 92.9981 | 68.9733 | 64.8497 | -67.9098
12 | 22 | 18 | 534.9326 | 543.7389 | 555.6811 | 566.1351 | 0 | 0 | 0 | 0 | 133.0093 | 204.42 | 0 | 0 | 0 | 0 | 0 | 0 | 62.925 | 88.0709 | 263.6419 | 263.6419 | 0 | 0 | 0 | 0 | 0 | -13.0905 | -34.164 | 199.7742 | 0 | 0 | 0 | 0 | 338.9983 | 264.3385 | 326.2032 | 102.719 | 0.38392 | 0.39924 | 0.39333 | 0.38256 | 130.149 | 105.5343 | 128.3051 | 39.2962
12 | 22 | 19 | 545.1286 | 556.079 | 570.3918 | 582.8995 | 0 | 0 | 0 | 0 | 138.4947 | 212.7377 | 0 | 0 | 0 | 0 | 0 | 0 | 66.0236 | 95.6187 | 278.7373 | 278.7373 | 0 | 0 | 0 | 0 | 0 | 33.0025 | 157.6674 | 436.8692 | 0 | 0 | 0 | 0 | 340.6102 | 214.7202 | 133.9871 | -132.7069 | 0.38563 | 0.40066 | 0.39478 | 0.38374 | 131.3493 | 86.0303 | 52.895 | -50.9256
12 | 22 | 20 | 544.7113 | 556.2428 | 571.0988 | 583.9731 | 0 | 0 | 0 | 0 | 139.9176 | 211.7194 | 0 | 0 | 0 | 0 | 0 | 0 | 81.8256 | 99.3919 | 286.2838 | 286.2838 | 0 | 0 | 0 | 0 | 0 | 13.1264 | 93.6132 | 117 | 0 | 0 | 0 | 0 | 322.9681 | 232.005 | 191.2018 | 180.6892 | 0.38498 | 0.40006 | 0.39435 | 0.38314 | 124.3376 | 92.8161 | 75.4007 | 69.2302
12 | 22 | 21 | 533.9036 | 545.3579 | 559.9713 | 572.4989 | 0 | 0 | 0 | 0 | 142.4821 | 223.9535 | 0 | 0 | 0 | 0 | 0 | 0 | 87.649 | 101.943 | 291.3859 | 291.3859 | 0 | 0 | 0 | 0 | 0 | 13.0833 | 94.3417 | 117 | 0 | 0 | 0 | 0 | 303.7726 | 206.3782 | 174.2437 | 164.113 | 0.38362 | 0.39918 | 0.39347 | 0.3819 | 116.5335 | 82.3819 | 68.5588 | 62.6742
12 | 22 | 22 | 512.2223 | 523.503 | 537.8043 | 550.0257 | 0 | 0 | 0 | 0 | 145.9474 | 217.1991 | 0 | 0 | 0 | 0 | 0 | 0 | 90.935 | 107.4635 | 302.4269 | 302.4269 | 0 | 0 | 0 | 0 | 0 | 0 | 94.9289 | 38.9455 | 0 | 0 | 0 | 0 | 275.3399 | 198.8404 | 140.4485 | 208.6532 | 0.37803 | 0.39555 | 0.3898 | 0.38045 | 104.0873 | 78.6514 | 54.7474 | 79.3829
12 | 22 | 23 | 482.6381 | 493.8448 | 507.9244 | 519.938 | 0 | 0 | 0 | 0 | 146.7699 | 247.129 | 0 | 0 | 0 | 0 | 0 | 0 | 97.5168 | 109.3421 | 306.1842 | 306.1842 | 0 | 0 | 0 | 0 | 0 | 16.6719 | 291.6567 | 0 | 0 | 0 | 0 | 0 | 238.3514 | 120.7018 | -89.9165 | 213.7538 | 0.36992 | 0.3904 | 0.38503 | 0.37684 | 88.1698 | 47.1223 | -34.6206 | 80.5519
12 | 22 | 24 | 444.0102 | 453.0751 | 464.5946 | 474.3047 | 0 | 0 | 0 | 0 | 109.1445 | 180.0818 | 0 | 0 | 0 | 0 | 0 | 0 | 100.5645 | 110.6636 | 308.8273 | 308.8273 | 0 | 0 | 0 | 0 | 0 | 0 | 95.3969 | 0 | 0 | 0 | 0 | 0 | 234.3012 | 162.3296 | 60.3703 | 165.4775 | 0.36541 | 0.38531 | 0.38012 | 0.36918 | 85.616 | 62.5475 | 22.9482 | 61.0912
12 | 23 | 1 | 410.9466 | 417.5521 | 426.1585 | 433.2205 | 0 | 0 | 0 | 0 | 148.4932 | 206.601 | 0 | 0 | 0 | 0 | 0 | 0 | 100.1007 | 111.029 | 309.5579 | 309.5579 | 0 | 0 | 0 | 0 | 0 | 65.4166 | 166.4182 | 7.1083 | 0 | 0 | 0 | 0 | 162.3528 | 34.5056 | -49.8176 | 116.5543 | 0.36727 | 0.38821 | 0.38242 | 0.37348 | 59.628 | 13.3952 | -19.0514 | 43.5307
12 | 23 | 2 | 387.4051 | 391.8092 | 397.9136 | 402.7938 | 0 | 0 | 0 | 0 | 130.4417 | 175.8001 | 0 | 0 | 0 | 0 | 0 | 0 | 98.6268 | 108.5639 | 304.6278 | 304.6278 | 0 | 0 | 0 | 0 | 0 | 8.9396 | 37.1486 | 0 | 0 | 0 | 0 | 0 | 158.3366 | 98.5055 | 56.1372 | 98.166 | 0.36484 | 0.38864 | 0.38295 | 0.37206 | 57.7674 | 38.2828 | 21.4979 | 36.5232
12 | 23 | 3 | 374.7866 | 377.1866 | 381.0563 | 383.9937 | 0 | 0 | 0 | 0 | 108.8141 | 152.4994 | 0 | 0 | 0 | 0 | 0 | 0 | 90.9771 | 109.9544 | 307.4089 | 307.4089 | 0 | 0 | 0 | 0 | 0 | -1.4804 | -38.7292 | 64.9372 | 0 | 0 | 0 | 0 | 174.9954 | 116.2131 | 112.3766 | 11.6476 | 0.36527 | 0.38758 | 0.38231 | 0.37011 | 63.9202 | 45.042 | 42.9628 | 4.3109
12 | 23 | 4 | 368.7638 | 369.6309 | 371.7883 | 373.2141 | 0 | 0 | 0 | 0 | 80.2777 | 161.0638 | 0 | 0 | 0 | 0 | 0 | 0 | 82.9422 | 111.9973 | 311.4945 | 311.4945 | 0 | 0 | 0 | 0 | 0 | -2.1576 | -35.9212 | -40.6321 | 0 | 0 | 0 | 0 | 205.5439 | 98.7276 | 96.215 | 102.3517 | 0.36475 | 0.38634 | 0.38116 | 0.36859 | 74.9726 | 38.1427 | 36.6731 | 37.7256
12 | 23 | 5 | 370.1533 | 369.704 | 370.4204 | 370.5755 | 0 | 0 | 0 | 0 | 100.4631 | 184.07 | 0 | 0 | 0 | 0 | 0 | 0 | 76.1811 | 111.8266 | 311.0801 | 311.0801 | 0 | 0 | 0 | 0 | 0 | 49.6726 | 0 | 0 | 0 | 0 | 0 | 0 | 193.5091 | 24.1348 | 59.3403 | 59.4954 | 0.36472 | 0.38369 | 0.37873 | 0.36539 | 70.5766 | 9.2602 | 22.474 | 21.739
12 | 23 | 6 | 378.2069 | 375.915 | 374.6874 | 373.1819 | 0 | 0 | 0 | 0 | 129.9434 | 199.0885 | 0 | 0 | 0 | 0 | 0 | 0 | 73.9044 | 111.6057 | 309.612 | 309.612 | 0 | 0 | 0 | 0 | 0 | 5.2971 | 221.7878 | -93.7943 | 0 | 0 | 0 | 0 | 174.3592 | 59.9237 | -156.7124 | 157.3642 | 0.36467 | 0.38225 | 0.37475 | 0.36382 | 63.5837 | 22.9056 | -58.7275 | 57.2526
12 | 23 | 7 | 394.6248 | 391.6031 | 389.8535 | 388.1388 | 0 | 0 | 0 | 0 | 132.1986 | 201.2953 | 0 | 0 | 0 | 0 | 0 | 0 | 71.5422 | 109.0725 | 305.3403 | 305.3407 | 0 | 0 | 0 | 0 | 0 | 52.6486 | 141.4773 | 248.3446 | 0 | 0 | 0 | 0 | 190.884 | 28.5868 | -56.9641 | -165.5465 | 0.36466 | 0.38514 | 0.37677 | 0.36382 | 69.6082 | 11.01 | -21.4624 | -60.2295
12 | 23 | 8 | 407.7097 | 404.7925 | 403.636 | 402.9517 | 0 | 0 | 0 | 0 | 111.0028 | 149.2972 | 0 | 0 | 0 | 0 | 0 | 0 | 88.8656 | 146.5248 | 373.2806 | 375.4149 | 0 | 0 | 0 | 0 | 0 | -13.8334 | -53.7317 | -115.9934 | 0 | 0 | 0 | 0 | 207.8413 | 122.8038 | 84.0871 | 143.5302 | 0.36774 | 0.38205 | 0.37719 | 0.38148 | 76.432 | 46.9167 | 31.7171 | 54.7542
12 | 23 | 9 | 427.0452 | 425.2428 | 425.8002 | 427.1149 | 0 | 0 | 0 | 0 | 67.4795 | 122.7044 | 0 | 0 | 0 | 0 | 0 | 0 | 173.4447 | 331.6839 | 686.9901 | 705.1859 | 0 | 0 | 0 | 0 | 0 | -11.6667 | -15.9385 | 106.9733 | 0 | 0 | 0 | 0 | 186.121 | -17.4787 | -245.2515 | -385.0443 | 0.37162 | 0.36395 | 0.36521 | 0.3937 | 69.1655 | -6.3614 | -89.5681 | -151.5908
12 | 23 | 10 | 439.1741 | 437.4272 | 438.0396 | 439.3319 | 0 | 0 | 0 | 0 | 57.1476 | 101.2997 | 0 | 0 | 0 | 0 | 0 | 0 | 248.2274 | 486.9746 | 1002.709 | 1036.7128 | 0 | 0 | 0 | 0 | 0 | -18.5313 | -304.6724 | -414.8997 | 0 | 0 | 0 | 0 | 133.7991 | -132.3158 | -259.9971 | -182.4813 | 0.37666 | 0.38397 | 0.38397 | 0 | 50.3974 | -50.8057 | -99.8323 | 0
12 | 23 | 11 | 438.9901 | 437.0104 | 437.0664 | 437.5058 | 0 | 0 | 0 | 0 | 53.7264 | 83.0236 | 0 | 0 | 0 | 0 | 0 | 0 | 280.084 | 552.6436 | 1103.7151 | 1145.5152 | 0 | 0 | 0 | 0 | 0 | -64.4518 | -351 | -351 | 0 | 0 | 0 | 0 | 105.1797 | -134.205 | -315.6487 | -357.0093 | 0.38397 | 0.38397 | 0.38397 | 0 | 40.3864 | -51.5311 | -121.2011 | 0
12 | 23 | 12 | 435.6975 | 433.6179 | 433.3331 | 433.2088 | 0 | 0 | 0 | 0 | 48.641 | 76.8363 | 0 | 0 | 0 | 0 | 0 | 0 | 295.8421 | 604.3471 | 1205.9062 | 1252.333 | 0 | 0 | 0 | 0 | 0 | -63.1215 | -351 | -351 | 0 | 0 | 0 | 0 | 91.2144 | -184.4441 | -421.5732 | -468.1242 | 0.38397 | 0.38397 | 0.38397 | 0 | 35.024 | -70.8215 | -161.8734 | 0
12 | 23 | 13 | 432.8765 | 431.8483 | 432.6311 | 433.356 | 0 | 0 | 0 | 0 | 48.5757 | 76.8554 | 0 | 0 | 0 | 0 | 0 | 0 | 298.1004 | 618.9226 | 1259.7364 | 1307.4509 | 0 | 0 | 0 | 0 | 0 | -63.1215 | -351 | -365.4815 | 0 | 0 | 0 | 0 | 86.2004 | -200.8083 | -476.1052 | -508.6134 | 0.38397 | 0.38397 | 0.38397 | 0 | 33.0988 | -77.1049 | -182.8123 | 0
12 | 23 | 14 | 426.1468 | 425.6331 | 426.9885 | 428.2608 | 0 | 0 | 0 | 0 | 48.5073 | 77.7542 | 0 | 0 | 0 | 0 | 0 | 0 | 285.7615 | 595.3711 | 1214.842 | 1259.9083 | 0 | 0 | 0 | 0 | 0 | -63.1215 | -351 | -351 | 0 | 0 | 0 | 0 | 91.878 | -184.3707 | -436.8535 | -480.6476 | 0.38397 | 0.38397 | 0.38397 | 0 | 35.2789 | -70.7934 | -167.7407 | 0
12 | 23 | 15 | 422.2819 | 422.5259 | 424.675 | 426.6198 | 0 | 0 | 0 | 0 | 53.2244 | 70.3813 | 0 | 0 | 0 | 0 | 0 | 0 | 256.5783 | 520.3599 | 1104.6613 | 1141.958 | 0 | 0 | 0 | 0 | 0 | -34.5655 | -49.5948 | -302.4251 | 0 | 0 | 0 | 0 | 112.4792 | -133.6498 | -630.3916 | -412.913 | 0.38397 | 0.38397 | 0.38397 | 0 | 43.1892 | -51.3179 | -242.0544 | 0
12 | 23 | 16 | 424.1634 | 426.6414 | 431.2683 | 435.4146 | 0 | 0 | 0 | 0 | 84.2992 | 113.313 | 0 | 0 | 0 | 0 | 0 | 0 | 184.7011 | 355.0961 | 801.6548 | 822.5776 | 0 | 0 | 0 | 0 | 0 | -3.1215 | -4.2915 | 52.8001 | 0 | 0 | 0 | 0 | 155.1631 | -38.6462 | -366.095 | -439.9631 | 0.37613 | 0.37654 | 0.3735 | 0.38586 | 58.362 | -14.5518 | -136.7362 | -169.7662
12 | 23 | 17 | 447.1123 | 451.056 | 457.3309 | 462.8529 | 0 | 0 | 0 | 0 | 124.7186 | 168.0677 | 0 | 0 | 0 | 0 | 0 | 0 | 98.3945 | 145.0229 | 402.181 | 404.7904 | 0 | 0 | 0 | 0 | 0 | 2.0813 | -24.8614 | 320.4564 | 0 | 0 | 0 | 0 | 223.9992 | 135.8841 | 80.0113 | -262.3939 | 0.36823 | 0.38625 | 0.38886 | 0.38905 | 82.4841 | 52.4848 | 31.1132 | -102.0853
12 | 23 | 18 | 525.3606 | 533.8536 | 545.4157 | 555.5411 | 0 | 0 | 0 | 0 | 133.0093 | 204.42 | 0 | 0 | 0 | 0 | 0 | 0 | 79.3428 | 83.3929 | 238.4756 | 238.4756 | 0 | 0 | 0 | 0 | 0 | -13.0905 | -34.164 | 199.7742 | 0 | 0 | 0 | 0 | 313.0085 | 259.1312 | 341.1041 | 117.2913 | 0.38392 | 0.39924 | 0.39333 | 0.38256 | 120.171 | 103.4553 | 134.1661 | 44.8709
12 | 23 | 19 | 542.3911 | 553.2519 | 567.4561 | 579.8698 | 0 | 0 | 0 | 0 | 138.4947 | 212.7377 | 0 | 0 | 0 | 0 | 0 | 0 | 78.696 | 74.5446 | 220.4543 | 220.4543 | 0 | 0 | 0 | 0 | 0 | 33.0025 | 157.6674 | 436.8692 | 0 | 0 | 0 | 0 | 325.2004 | 232.9671 | 189.3344 | -77.4536 | 0.38563 | 0.40066 | 0.39478 | 0.38374 | 125.4068 | 93.3412 | 74.7449 | -29.7224
12 | 23 | 20 | 542.1188 | 553.5655 | 568.3186 | 581.1039 | 0 | 0 | 0 | 0 | 139.9176 | 211.7194 | 0 | 0 | 0 | 0 | 0 | 0 | 112.8417 | 76.4137 | 224.1016 | 224.1016 | 0 | 0 | 0 | 0 | 0 | 13.1264 | 93.6132 | 117 | 0 | 0 | 0 | 0 | 289.3595 | 252.306 | 250.6038 | 240.0022 | 0.38498 | 0.40006 | 0.39435 | 0.38314 | 111.3988 | 100.9377 | 98.826 | 91.9556
12 | 23 | 21 | 531.42 | 542.793 | 557.3078 | 569.7501 | 0 | 0 | 0 | 0 | 142.4821 | 223.9535 | 0 | 0 | 0 | 0 | 0 | 0 | 171.7581 | 66.3208 | 203.556 | 203.556 | 0 | 0 | 0 | 0 | 0 | 13.0833 | 94.3417 | 117 | 0 | 0 | 0 | 0 | 217.1798 | 239.4354 | 259.41 | 249.194 | 0.38362 | 0.39918 | 0.39347 | 0.3819 | 83.3147 | 95.5776 | 102.0688 | 95.1664
12 | 23 | 22 | 512.8387 | 524.1396 | 538.4654 | 550.7079 | 0 | 0 | 0 | 0 | 145.9474 | 217.1991 | 0 | 0 | 0 | 0 | 0 | 0 | 183.282 | 66.5565 | 204.0412 | 204.0412 | 0 | 0 | 0 | 0 | 0 | 0 | 94.9289 | 38.9455 | 0 | 0 | 0 | 0 | 183.6093 | 240.3839 | 239.4952 | 307.7211 | 0.37803 | 0.39555 | 0.3898 | 0.38045 | 69.4102 | 95.084 | 93.3563 | 117.0736
12 | 23 | 23 | 475.9123 | 486.8988 | 500.7115 | 512.4941 | 0 | 0 | 0 | 0 | 146.7699 | 247.129 | 0 | 0 | 0 | 0 | 0 | 0 | 180.841 | 55.9755 | 183.7636 | 183.7636 | 0 | 0 | 0 | 0 | 0 | 16.6719 | 291.6567 | 0 | 0 | 0 | 0 | 0 | 148.3015 | 167.1225 | 25.2912 | 328.7305 | 0.36992 | 0.3904 | 0.38503 | 0.37684 | 54.8589 | 65.2451 | 9.7379 | 123.8803
12 | 23 | 24 | 428.0749 | 436.6181 | 447.5051 | 456.6681 | 0 | 0 | 0 | 0 | 109.1445 | 180.0818 | 0 | 0 | 0 | 0 | 0 | 0 | 168.6611 | 52.7667 | 182.8359 | 182.8359 | 0 | 0 | 0 | 0 | 0 | 0 | 95.3969 | 0 | 0 | 0 | 0 | 0 | 150.2694 | 203.7696 | 169.2723 | 273.8322 | 0.36541 | 0.38531 | 0.38012 | 0.36918 | 54.9099 | 78.5148 | 64.3444 | 101.0938
12 | 24 | 1 | 390.5516 | 396.4895 | 404.2864 | 410.648 | 0 | 0 | 0 | 0 | 148.4932 | 206.601 | 0 | 0 | 0 | 0 | 0 | 0 | 155.1485 | 58.3757 | 203.6364 | 203.6364 | 0 | 0 | 0 | 0 | 0 | 65.4166 | 166.4182 | 7.1083 | 0 | 0 | 0 | 0 | 86.9099 | 66.0962 | 34.2318 | 199.9033 | 0.36727 | 0.38821 | 0.38242 | 0.37348 | 31.9198 | 25.6589 | 13.0911 | 74.6599
12 | 24 | 2 | 369.7295 | 373.5549 | 378.9578 | 383.231 | 0 | 0 | 0 | 0 | 130.4417 | 175.8001 | 0 | 0 | 0 | 0 | 0 | 0 | 144.3209 | 56.8198 | 201.1395 | 201.1395 | 0 | 0 | 0 | 0 | 0 | 8.9396 | 37.1486 | 0 | 0 | 0 | 0 | 0 | 94.9669 | 131.9954 | 140.6697 | 182.0915 | 0.36484 | 0.38864 | 0.38295 | 0.37206 | 34.6476 | 51.2981 | 53.8697 | 67.7482
12 | 24 | 3 | 360.2654 | 362.19 | 365.4833 | 367.9222 | 0 | 0 | 0 | 0 | 108.8141 | 152.4994 | 0 | 0 | 0 | 0 | 0 | 0 | 146.2463 | 51.0653 | 189.6306 | 189.6306 | 0 | 0 | 0 | 0 | 0 | -1.4804 | -38.7292 | 64.9372 | 0 | 0 | 0 | 0 | 105.205 | 160.1056 | 214.582 | 113.3544 | 0.36527 | 0.38758 | 0.38231 | 0.37011 | 38.428 | 62.054 | 82.0371 | 41.9535
12 | 24 | 4 | 356.9256 | 357.4053 | 359.0927 | 360.112 | 0 | 0 | 0 | 0 | 80.2777 | 161.0638 | 0 | 0 | 0 | 0 | 0 | 0 | 162.3998 | 48.5728 | 188.6022 | 188.6022 | 0 | 0 | 0 | 0 | 0 | -2.1576 | -35.9212 | -40.6321 | 0 | 0 | 0 | 0 | 114.2482 | 149.9263 | 206.4118 | 212.142 | 0.36475 | 0.38634 | 0.38116 | 0.36859 | 41.6723 | 57.923 | 78.6754 | 78.1929
12 | 24 | 5 | 359.2216 | 358.4144 | 358.6969 | 358.4767 | 0 | 0 | 0 | 0 | 100.4631 | 184.07 | 0 | 0 | 0 | 0 | 0 | 0 | 168.759 | 47.4159 | 210.6103 | 210.6103 | 0 | 0 | 0 | 0 | 0 | 49.6726 | 0 | 0 | 0 | 0 | 0 | 0 | 89.9995 | 77.256 | 148.0866 | 147.8663 | 0.36472 | 0.38369 | 0.37873 | 0.36539 | 32.8246 | 29.6421 | 56.085 | 54.0289
12 | 24 | 6 | 373.2759 | 370.8225 | 369.3992 | 367.7244 | 0 | 0 | 0 | 0 | 129.9434 | 199.0885 | 0 | 0 | 0 | 0 | 0 | 0 | 169.6628 | 50.9561 | 249.8168 | 249.8168 | 0 | 0 | 0 | 0 | 0 | 5.2971 | 221.7878 | -93.7943 | 0 | 0 | 0 | 0 | 73.6697 | 115.4809 | -102.2054 | 211.7018 | 0.36467 | 0.38225 | 0.37475 | 0.36382 | 26.8652 | 44.1421 | -38.3012 | 77.0218
12 | 24 | 7 | 392.25 | 389.1505 | 387.3066 | 385.5103 | 0 | 0 | 0 | 0 | 132.1986 | 201.2953 | 0 | 0 | 0 | 0 | 0 | 0 | 167.979 | 62.2603 | 258.3362 | 258.3371 | 0 | 0 | 0 | 0 | 0 | 52.6486 | 141.4773 | 248.3446 | 0 | 0 | 0 | 0 | 92.0723 | 72.9463 | -12.5069 | -121.1714 | 0.36466 | 0.38514 | 0.37677 | 0.36382 | 33.5753 | 28.0949 | -4.7122 | -44.0849
12 | 24 | 8 | 408.3442 | 405.4478 | 404.3164 | 403.654 | 0 | 0 | 0 | 0 | 111.0028 | 149.2972 | 0 | 0 | 0 | 0 | 0 | 0 | 235.808 | 154.977 | 385.038 | 391.0524 | 0 | 0 | 0 | 0 | 0 | -13.8334 | -53.7317 | -115.9934 | 0 | 0 | 0 | 0 | 61.5333 | 115.007 | 73.0101 | 128.5949 | 0.36774 | 0.38205 | 0.37719 | 0.38148 | 22.6284 | 43.9379 | 27.5389 | 49.0566
12 | 24 | 9 | 433.2453 | 431.6459 | 432.4493 | 433.9769 | 0 | 0 | 0 | 0 | 67.4795 | 122.7044 | 0 | 0 | 0 | 0 | 0 | 0 | 320.1806 | 293.6339 | 621.78 | 642.4308 | 0 | 0 | 0 | 0 | 0 | -11.6667 | -15.9385 | 106.9733 | 0 | 0 | 0 | 0 | 45.5852 | 26.9743 | -173.3922 | -315.4272 | 0.37162 | 0.36395 | 0.36521 | 0.3937 | 16.9402 | 9.8174 | -63.3244 | -124.1828
12 | 24 | 10 | 449.0725 | 447.6496 | 448.6548 | 450.2871 | 0 | 0 | 0 | 0 | 57.1476 | 101.2997 | 0 | 0 | 0 | 0 | 0 | 0 | 392.723 | 411.1937 | 769.323 | 802.14 | 0 | 0 | 0 | 0 | 0 | -18.5313 | -304.6724 | -414.8997 | 0 | 0 | 0 | 0 | -0.79816 | -46.3125 | -15.9958 | 63.0467 | 0.37666 | 0.38397 | 0.38397 | 0 | -0.30064 | -17.7827 | -6.142 | 0
12 | 24 | 11 | 458.1161 | 456.7624 | 457.5776 | 458.6738 | 0 | 0 | 0 | 0 | 53.7264 | 83.0236 | 0 | 0 | 0 | 0 | 0 | 0 | 456.6816 | 497.5988 | 873.9158 | 914.5965 | 0 | 0 | 0 | 0 | 0 | -64.4518 | -351 | -351 | 0 | 0 | 0 | 0 | -52.292 | -59.4082 | -65.3382 | -104.9228 | 0.38397 | 0.38397 | 0.38397 | 0 | -20.0788 | -22.8111 | -25.0882 | 0
12 | 24 | 12 | 454.2796 | 452.8083 | 453.261 | 453.7748 | 0 | 0 | 0 | 0 | 48.641 | 76.8363 | 0 | 0 | 0 | 0 | 0 | 0 | 495.4452 | 564.6494 | 952.6549 | 996.9411 | 0 | 0 | 0 | 0 | 0 | -63.1215 | -351 | -351 | 0 | 0 | 0 | 0 | -89.8067 | -125.5559 | -148.3939 | -192.1662 | 0.38397 | 0.38397 | 0.38397 | 0 | -34.4835 | -48.2101 | -56.9795 | 0
12 | 24 | 13 | 445.603 | 444.9914 | 446.2793 | 447.4412 | 0 | 0 | 0 | 0 | 48.5757 | 76.8554 | 0 | 0 | 0 | 0 | 0 | 0 | 506.7694 | 585.8206 | 996.9118 | 1042.304 | 0 | 0 | 0 | 0 | 0 | -63.1215 | -351 | -365.4815 | 0 | 0 | 0 | 0 | -109.7421 | -154.5631 | -199.6324 | -229.3813 | 0.38397 | 0.38397 | 0.38397 | 0 | -42.1382 | -59.3481 | -76.6538 | 0
12 | 24 | 14 | 439.9792 | 439.9183 | 441.8227 | 443.5699 | 0 | 0 | 0 | 0 | 48.5073 | 77.7542 | 0 | 0 | 0 | 0 | 0 | 0 | 483.5758 | 599.886 | 1053.6469 | 1096.874 | 0 | 0 | 0 | 0 | 0 | -63.1215 | -351 | -351 | 0 | 0 | 0 | 0 | -92.1039 | -174.6005 | -260.8242 | -302.3041 | 0.38397 | 0.38397 | 0.38397 | 0 | -35.3656 | -67.0419 | -100.1499 | 0
12 | 24 | 15 | 437.0932 | 437.822 | 440.559 | 443.0124 | 0 | 0 | 0 | 0 | 53.2244 | 70.3813 | 0 | 0 | 0 | 0 | 0 | 0 | 464.9804 | 565.3559 | 1036.7395 | 1073.4284 | 0 | 0 | 0 | 0 | 0 | -34.5655 | -49.5948 | -302.4251 | 0 | 0 | 0 | 0 | -81.1116 | -163.3496 | -546.5857 | -327.9909 | 0.38397 | 0.38397 | 0.38397 | 0 | -31.1448 | -62.7218 | -209.8751 | 0
12 | 24 | 16 | 436.8174 | 439.7096 | 444.8388 | 449.4196 | 0 | 0 | 0 | 0 | 84.2992 | 113.313 | 0 | 0 | 0 | 0 | 0 | 0 | 401.4746 | 431.1969 | 820.8705 | 842.1212 | 0 | 0 | 0 | 0 | 0 | -3.1215 | -4.2915 | 52.8001 | 0 | 0 | 0 | 0 | -48.9564 | -101.6788 | -371.7402 | -445.5017 | 0.37613 | 0.37654 | 0.3735 | 0.38586 | -18.4141 | -38.2861 | -138.8447 | -171.9034
12 | 24 | 17 | 458.9686 | 463.3004 | 470.0459 | 475.975 | 0 | 0 | 0 | 0 | 124.7186 | 168.0677 | 0 | 0 | 0 | 0 | 0 | 0 | 327.4928 | 249.6334 | 525.2441 | 528.1607 | 0 | 0 | 0 | 0 | 0 | 2.0813 | -24.8614 | 320.4564 | 0 | 0 | 0 | 0 | 6.7572 | 43.518 | -30.3368 | -372.6421 | 0.36823 | 0.38625 | 0.38886 | 0.38905 | 2.4882 | 16.8087 | -11.7968 | -144.9778
12 | 24 | 18 | 523.9646 | 532.4119 | 543.9187 | 553.9961 | 0 | 0 | 0 | 0 | 133.0093 | 204.42 | 0 | 0 | 0 | 0 | 0 | 0 | 319.4841 | 206.2296 | 425.0366 | 425.0366 | 0 | 0 | 0 | 0 | 0 | -13.0905 | -34.164 | 199.7742 | 0 | 0 | 0 | 0 | 71.4713 | 134.8528 | 153.0461 | -70.8146 | 0.38392 | 0.39924 | 0.39333 | 0.38256 | 27.4394 | 53.8385 | 60.1975 | -27.0908
12 | 24 | 19 | 528.3775 | 538.7796 | 552.4275 | 564.3601 | 0 | 0 | 0 | 0 | 138.4947 | 212.7377 | 0 | 0 | 0 | 0 | 0 | 0 | 323.8624 | 216.7826 | 463.0851 | 463.0851 | 0 | 0 | 0 | 0 | 0 | 33.0025 | 157.6674 | 436.8692 | 0 | 0 | 0 | 0 | 66.0203 | 76.2568 | -68.325 | -335.5942 | 0.38563 | 0.40066 | 0.39478 | 0.38374 | 25.4594 | 30.5533 | -26.9732 | -128.7825
12 | 24 | 20 | 511.4266 | 521.8686 | 535.4035 | 547.1349 | 0 | 0 | 0 | 0 | 139.9176 | 211.7194 | 0 | 0 | 0 | 0 | 0 | 0 | 311.6614 | 211.1619 | 477.7973 | 477.7973 | 0 | 0 | 0 | 0 | 0 | 13.1264 | 93.6132 | 117 | 0 | 0 | 0 | 0 | 59.8476 | 85.8608 | -36.007 | -47.6624 | 0.38498 | 0.40006 | 0.39435 | 0.38314 | 23.0404 | 34.3495 | -14.1994 | -18.2616
12 | 24 | 21 | 492.8779 | 502.9893 | 515.9743 | 527.0932 | 0 | 0 | 0 | 0 | 142.4821 | 223.9535 | 0 | 0 | 0 | 0 | 0 | 0 | 320.616 | 215.8621 | 480.5368 | 480.5368 | 0 | 0 | 0 | 0 | 0 | 13.0833 | 94.3417 | 117 | 0 | 0 | 0 | 0 | 29.7799 | 50.0904 | -58.9042 | -70.4436 | 0.38362 | 0.39918 | 0.39347 | 0.3819 | 11.4242 | 19.995 | -23.1768 | -26.9022
12 | 24 | 22 | 476.2546 | 486.3579 | 499.2316 | 510.218 | 0 | 0 | 0 | 0 | 145.9474 | 217.1991 | 0 | 0 | 0 | 0 | 0 | 0 | 325.2237 | 212.7125 | 465.1716 | 465.1716 | 0 | 0 | 0 | 0 | 0 | 0 | 94.9289 | 38.9455 | 0 | 0 | 0 | 0 | 5.0835 | 56.4463 | -60.8689 | 6.1008 | 0.37803 | 0.39555 | 0.3898 | 0.38045 | 1.9217 | 22.3274 | -23.727 | 2.3211
12 | 24 | 23 | 459.9951 | 470.4606 | 483.6415 | 494.8776 | 0 | 0 | 0 | 0 | 146.7699 | 247.129 | 0 | 0 | 0 | 0 | 0 | 0 | 303.0208 | 190.777 | 451.3336 | 451.3336 | 0 | 0 | 0 | 0 | 0 | 16.6719 | 291.6567 | 0 | 0 | 0 | 0 | 0 | 10.2044 | 15.8827 | -259.3488 | 43.5441 | 0.36992 | 0.3904 | 0.38503 | 0.37684 | 3.7748 | 6.2007 | -99.8571 | 16.4093
12 | 24 | 24 | 426.5702 | 435.0642 | 445.8915 | 455.0028 | 0 | 0 | 0 | 0 | 109.1445 | 180.0818 | 0 | 0 | 0 | 0 | 0 | 0 | 272.8361 | 172.2555 | 458.6803 | 458.6803 | 0 | 0 | 0 | 0 | 0 | 0 | 95.3969 | 0 | 0 | 0 | 0 | 0 | 44.5896 | 82.7268 | -108.1858 | -3.6775 | 0.36541 | 0.38531 | 0.38012 | 0.36918 | 16.2935 | 31.8756 | -41.124 | -1.3577
12 | 25 | 1 | 394.7575 | 400.8331 | 408.7969 | 415.303 | 0 | 0 | 0 | 0 | 148.4932 | 206.601 | 0 | 0 | 0 | 0 | 0 | 0 | 239.5743 | 154.8167 | 469.5141 | 469.5141 | 0 | 0 | 0 | 0 | 0 | 65.4166 | 166.4182 | 7.1083 | 0 | 0 | 0 | 0 | 6.69 | -26.0012 | -227.1354 | -61.3194 | 0.36727 | 0.38821 | 0.38242 | 0.37348 | 2.4571 | -10.0938 | -86.8621 | -22.9016
12 | 25 | 2 | 375.5851 | 379.6022 | 385.2375 | 389.7118 | 0 | 0 | 0 | 0 | 130.4417 | 175.8001 | 0 | 0 | 0 | 0 | 0 | 0 | 265.5868 | 180.007 | 473.9816 | 473.9816 | 0 | 0 | 0 | 0 | 0 | 8.9396 | 37.1486 | 0 | 0 | 0 | 0 | 0 | -20.4434 | 14.8554 | -125.8927 | -84.2698 | 0.36484 | 0.38864 | 0.38295 | 0.37206 | -7.4586 | 5.7733 | -48.2108 | -31.3531
12 | 25 | 3 | 359.4133 | 361.31 | 364.5696 | 366.9791 | 0 | 0 | 0 | 0 | 108.8141 | 152.4994 | 0 | 0 | 0 | 0 | 0 | 0 | 274.7546 | 190.5112 | 468.7449 | 468.7449 | 0 | 0 | 0 | 0 | 0 | -1.4804 | -38.7292 | 64.9372 | 0 | 0 | 0 | 0 | -24.1554 | 19.7797 | -65.4461 | -166.7029 | 0.36527 | 0.38758 | 0.38231 | 0.37011 | -8.8232 | 7.6663 | -25.0208 | -61.6984
12 | 25 | 4 | 348.8945 | 349.1113 | 350.48 | 351.2235 | 0 | 0 | 0 | 0 | 80.2777 | 161.0638 | 0 | 0 | 0 | 0 | 0 | 0 | 228.1025 | 162.4434 | 459.2407 | 459.2407 | 0 | 0 | 0 | 0 | 0 | -2.1576 | -35.9212 | -40.6321 | 0 | 0 | 0 | 0 | 40.5144 | 27.7618 | -72.8395 | -67.3851 | 0.36475 | 0.38634 | 0.38116 | 0.36859 | 14.7777 | 10.7256 | -27.7633 | -24.8373
12 | 25 | 5 | 348.6343 | 347.4806 | 347.3429 | 346.7591 | 0 | 0 | 0 | 0 | 100.4631 | 184.07 | 0 | 0 | 0 | 0 | 0 | 0 | 205.2046 | 158.5384 | 448.028 | 448.028 | 0 | 0 | 0 | 0 | 0 | 49.6726 | 0 | 0 | 0 | 0 | 0 | 0 | 42.9666 | -44.8004 | -100.6851 | -101.2689 | 0.36472 | 0.38369 | 0.37873 | 0.36539 | 15.6708 | -17.1893 | -38.1326 | -37.0027
12 | 25 | 6 | 355.7996 | 352.7742 | 350.6573 | 348.3823 | 0 | 0 | 0 | 0 | 129.9434 | 199.0885 | 0 | 0 | 0 | 0 | 0 | 0 | 175.7891 | 143.5482 | 414.9766 | 414.9766 | 0 | 0 | 0 | 0 | 0 | 5.2971 | 221.7878 | -93.7943 | 0 | 0 | 0 | 0 | 50.0671 | 4.8404 | -286.1072 | 27.2 | 0.36467 | 0.38225 | 0.37475 | 0.36382 | 18.258 | 1.8502 | -107.2178 | 9.896
12 | 25 | 7 | 371.0392 | 367.2454 | 364.5596 | 362.035 | 0 | 0 | 0 | 0 | 132.1986 | 201.2953 | 0 | 0 | 0 | 0 | 0 | 0 | 182.154 | 150.9369 | 363.7629 | 363.7636 | 0 | 0 | 0 | 0 | 0 | 52.6486 | 141.4773 | 248.3446 | 0 | 0 | 0 | 0 | 56.6866 | -37.6353 | -140.6806 | -250.0732 | 0.36466 | 0.38514 | 0.37677 | 0.36382 | 20.6714 | -14.495 | -53.0042 | -90.9822
12 | 25 | 8 | 377.5795 | 373.676 | 371.3236 | 369.6047 | 0 | 0 | 0 | 0 | 111.0028 | 149.2972 | 0 | 0 | 0 | 0 | 0 | 0 | 219.0009 | 233.2978 | 429.2553 | 435.0818 | 0 | 0 | 0 | 0 | 0 | -13.8334 | -53.7317 | -115.9934 | 0 | 0 | 0 | 0 | 47.5757 | 4.9143 | -4.2001 | 50.5162 | 0.36774 | 0.38205 | 0.37719 | 0.38148 | 17.4956 | 1.8775 | -1.5842 | 19.271
12 | 25 | 9 | 391.4763 | 388.5096 | 387.6552 | 387.7485 | 0 | 0 | 0 | 0 | 67.4795 | 122.7044 | 0 | 0 | 0 | 0 | 0 | 0 | 281.1456 | 405.9333 | 748.2672 | 770.7102 | 0 | 0 | 0 | 0 | 0 | -11.6667 | -15.9385 | 106.9733 | 0 | 0 | 0 | 0 | 42.8511 | -128.4613 | -344.6736 | -489.935 | 0.37162 | 0.36395 | 0.36521 | 0.3937 | 15.9242 | -46.7539 | -125.8779 | -192.886
12 | 25 | 10 | 401.2666 | 398.2788 | 397.3866 | 397.3773 | 0 | 0 | 0 | 0 | 57.1476 | 101.2997 | 0 | 0 | 0 | 0 | 0 | 0 | 334.6458 | 526.3361 | 949.652 | 985.3662 | 0 | 0 | 0 | 0 | 0 | -18.5313 | -304.6724 | -414.8997 | 0 | 0 | 0 | 0 | 9.4732 | -210.8257 | -247.593 | -173.0892 | 0.37666 | 0.38397 | 0.38397 | 0 | 3.5682 | -80.9513 | -95.0694 | 0
12 | 25 | 11 | 404.3096 | 401.1946 | 399.8741 | 399.1227 | 0 | 0 | 0 | 0 | 53.7264 | 83.0236 | 0 | 0 | 0 | 0 | 0 | 0 | 383.5442 | 599.1206 | 1053.1039 | 1096.9021 | 0 | 0 | 0 | 0 | 0 | -64.4518 | -351 | -351 | 0 | 0 | 0 | 0 | -32.961 | -216.4978 | -302.2298 | -346.7794 | 0.38397 | 0.38397 | 0.38397 | 0 | -12.6562 | -83.1293 | -116.0486 | 0
12 | 25 | 12 | 402.3765 | 399.2062 | 397.5989 | 396.3305 | 0 | 0 | 0 | 0 | 48.641 | 76.8363 | 0 | 0 | 0 | 0 | 0 | 0 | 395.0061 | 654.6365 | 1174.2468 | 1223.0381 | 0 | 0 | 0 | 0 | 0 | -63.1215 | -351 | -351 | 0 | 0 | 0 | 0 | -41.2706 | -269.1451 | -425.6479 | -475.7077 | 0.38397 | 0.38397 | 0.38397 | 0 | -15.8469 | -103.3444 | -163.438 | 0
12 | 25 | 13 | 400.2989 | 398.2043 | 397.6941 | 397.3003 | 0 | 0 | 0 | 0 | 48.5757 | 76.8554 | 0 | 0 | 0 | 0 | 0 | 0 | 369.2064 | 635.8141 | 1200.8271 | 1249.6663 | 0 | 0 | 0 | 0 | 0 | -63.1215 | -351 | -365.4815 | 0 | 0 | 0 | 0 | -17.4832 | -251.3438 | -452.133 | -486.8845 | 0.38397 | 0.38397 | 0.38397 | 0 | -6.7131 | -96.5092 | -173.6076 | 0
12 | 25 | 14 | 395.654 | 394.1422 | 394.2873 | 394.5125 | 0 | 0 | 0 | 0 | 48.5073 | 77.7542 | 0 | 0 | 0 | 0 | 0 | 0 | 331.8496 | 603.2623 | 1196.4637 | 1242.6552 | 0 | 0 | 0 | 0 | 0 | -63.1215 | -351 | -351 | 0 | 0 | 0 | 0 | 15.2972 | -223.7528 | -451.1765 | -497.1428 | 0.38397 | 0.38397 | 0.38397 | 0 | 5.8737 | -85.915 | -173.2403 | 0
12 | 25 | 15 | 390.6289 | 389.8367 | 390.7295 | 391.5874 | 0 | 0 | 0 | 0 | 53.2244 | 70.3813 | 0 | 0 | 0 | 0 | 0 | 0 | 280.7001 | 510.9857 | 1071.0994 | 1109.2217 | 0 | 0 | 0 | 0 | 0 | -34.5655 | -49.5948 | -302.4251 | 0 | 0 | 0 | 0 | 56.7044 | -156.9648 | -630.7752 | -415.2092 | 0.38397 | 0.38397 | 0.38397 | 0 | 21.7731 | -60.2702 | -242.2017 | 0
12 | 25 | 16 | 391.187 | 392.5855 | 395.9035 | 398.9175 | 0 | 0 | 0 | 0 | 84.2992 | 113.313 | 0 | 0 | 0 | 0 | 0 | 0 | 188.6342 | 331.6692 | 792.3396 | 814.3805 | 0 | 0 | 0 | 0 | 0 | -3.1215 | -4.2915 | 52.8001 | 0 | 0 | 0 | 0 | 118.2536 | -49.2753 | -392.1446 | -468.2631 | 0.37613 | 0.37654 | 0.3735 | 0.38586 | 44.4791 | -18.5541 | -146.4657 | -180.6862
12 | 25 | 17 | 411.3984 | 414.173 | 419.0304 | 423.3261 | 0 | 0 | 0 | 0 | 124.7186 | 168.0677 | 0 | 0 | 0 | 0 | 0 | 0 | 89.0209 | 125.1977 | 393.6892 | 396.8688 | 0 | 0 | 0 | 0 | 0 | 2.0813 | -24.8614 | 320.4564 | 0 | 0 | 0 | 0 | 197.6589 | 118.8263 | 50.2026 | -293.9991 | 0.36823 | 0.38625 | 0.38886 | 0.38905 | 72.7848 | 45.8963 | 19.5217 | -114.3815
12 | 25 | 18 | 476.8477 | 483.7526 | 493.3893 | 501.8488 | 0 | 0 | 0 | 0 | 133.0093 | 204.42 | 0 | 0 | 0 | 0 | 0 | 0 | 66.4101 | 72.9002 | 234.2398 | 234.2398 | 0 | 0 | 0 | 0 | 0 | -13.0905 | -34.164 | 199.7742 | 0 | 0 | 0 | 0 | 277.4282 | 219.5229 | 293.3134 | 67.8348 | 0.38392 | 0.39924 | 0.39333 | 0.38256 | 106.5109 | 87.6422 | 115.3686 | 25.9509
12 | 25 | 19 | 488.3308 | 497.4219 | 509.4804 | 520.0378 | 0 | 0 | 0 | 0 | 138.4947 | 212.7377 | 0 | 0 | 0 | 0 | 0 | 0 | 61.9391 | 83.2809 | 266.2458 | 266.2458 | 0 | 0 | 0 | 0 | 0 | 33.0025 | 157.6674 | 436.8692 | 0 | 0 | 0 | 0 | 287.897 | 168.4009 | 85.5672 | -183.0771 | 0.38563 | 0.40066 | 0.39478 | 0.38374 | 111.0215 | 67.4719 | 33.78 | -70.2549
12 | 25 | 20 | 489.0012 | 498.709 | 511.3539 | 522.3152 | 0 | 0 | 0 | 0 | 139.9176 | 211.7194 | 0 | 0 | 0 | 0 | 0 | 0 | 69.1194 | 81.5494 | 300.6008 | 300.6008 | 0 | 0 | 0 | 0 | 0 | 13.1264 | 93.6132 | 117 | 0 | 0 | 0 | 0 | 279.9642 | 192.3138 | 117.1398 | 104.7144 | 0.38498 | 0.40006 | 0.39435 | 0.38314 | 107.7818 | 76.9372 | 46.1943 | 40.1208
12 | 25 | 21 | 483.2877 | 493.0852 | 505.6896 | 516.4791 | 0 | 0 | 0 | 0 | 142.4821 | 223.9535 | 0 | 0 | 0 | 0 | 0 | 0 | 113.2424 | 91.5342 | 359.1366 | 359.1366 | 0 | 0 | 0 | 0 | 0 | 13.0833 | 94.3417 | 117 | 0 | 0 | 0 | 0 | 227.5633 | 164.5142 | 52.2112 | 40.3425 | 0.38362 | 0.39918 | 0.39347 | 0.3819 | 87.298 | 65.6706 | 20.5433 | 15.4067
12 | 25 | 22 | 468.6405 | 478.4945 | 491.066 | 501.7909 | 0 | 0 | 0 | 0 | 145.9474 | 217.1991 | 0 | 0 | 0 | 0 | 0 | 0 | 137.0012 | 87.8443 | 366.9689 | 366.9689 | 0 | 0 | 0 | 0 | 0 | 0 | 94.9289 | 38.9455 | 0 | 0 | 0 | 0 | 185.6919 | 173.451 | 29.1682 | 95.8765 | 0.37803 | 0.39555 | 0.3898 | 0.38045 | 70.1975 | 68.6086 | 11.3699 | 36.4765
12 | 25 | 23 | 441.0323 | 450.877 | 463.3053 | 473.8903 | 0 | 0 | 0 | 0 | 146.7699 | 247.129 | 0 | 0 | 0 | 0 | 0 | 0 | 141.4662 | 84.6128 | 371.5923 | 371.5923 | 0 | 0 | 0 | 0 | 0 | 16.6719 | 291.6567 | 0 | 0 | 0 | 0 | 0 | 152.7963 | 102.4634 | -199.9437 | 102.2979 | 0.36992 | 0.3904 | 0.38503 | 0.37684 | 56.5216 | 40.002 | -76.9844 | 38.5504
12 | 25 | 24 | 406.139 | 413.9641 | 423.9805 | 432.3902 | 0 | 0 | 0 | 0 | 109.1445 | 180.0818 | 0 | 0 | 0 | 0 | 0 | 0 | 145.5337 | 77.8939 | 362.0781 | 362.0781 | 0 | 0 | 0 | 0 | 0 | 0 | 95.3969 | 0 | 0 | 0 | 0 | 0 | 151.4608 | 155.9884 | -33.4946 | 70.3121 | 0.36541 | 0.38531 | 0.38012 | 0.36918 | 55.3453 | 60.1041 | -12.7321 | 25.9579
12 | 26 | 1 | 380.5082 | 386.1173 | 393.5156 | 399.5324 | 0 | 0 | 0 | 0 | 148.4932 | 206.601 | 0 | 0 | 0 | 0 | 0 | 0 | 153.5117 | 74.2631 | 330.7574 | 330.7574 | 0 | 0 | 0 | 0 | 0 | 65.4166 | 166.4182 | 7.1083 | 0 | 0 | 0 | 0 | 78.5034 | 39.8366 | -103.66 | 61.6667 | 0.36727 | 0.38821 | 0.38242 | 0.37348 | 28.8323 | 15.4648 | -39.6421 | 23.0313
12 | 26 | 2 | 366.2306 | 369.9415 | 375.2055 | 379.3586 | 0 | 0 | 0 | 0 | 130.4417 | 175.8001 | 0 | 0 | 0 | 0 | 0 | 0 | 174.2228 | 77.7719 | 300.7535 | 300.7535 | 0 | 0 | 0 | 0 | 0 | 8.9396 | 37.1486 | 0 | 0 | 0 | 0 | 0 | 61.5661 | 107.4299 | 37.3035 | 78.6052 | 0.36484 | 0.38864 | 0.38295 | 0.37206 | 22.4617 | 41.7511 | 14.2854 | 29.2455
12 | 26 | 3 | 357.3466 | 359.1757 | 362.3532 | 364.6918 | 0 | 0 | 0 | 0 | 108.8141 | 152.4994 | 0 | 0 | 0 | 0 | 0 | 0 | 208.845 | 99.2533 | 291.8839 | 291.8839 | 0 | 0 | 0 | 0 | 0 | -1.4804 | -38.7292 | 64.9372 | 0 | 0 | 0 | 0 | 39.6875 | 108.9034 | 109.1985 | 7.8707 | 0.36527 | 0.38758 | 0.38231 | 0.37011 | 14.4966 | 42.2089 | 41.7478 | 2.913
12 | 26 | 4 | 355.7654 | 356.207 | 357.8485 | 358.8279 | 0 | 0 | 0 | 0 | 80.2777 | 161.0638 | 0 | 0 | 0 | 0 | 0 | 0 | 241.2388 | 110.4197 | 268.0503 | 268.0503 | 0 | 0 | 0 | 0 | 0 | -2.1576 | -35.9212 | -40.6321 | 0 | 0 | 0 | 0 | 34.2489 | 86.8813 | 125.7194 | 131.4097 | 0.36475 | 0.38634 | 0.38116 | 0.36859 | 12.4924 | 33.566 | 47.9189 | 48.436
12 | 26 | 5 | 363.0287 | 362.3461 | 362.7797 | 362.6902 | 0 | 0 | 0 | 0 | 100.4631 | 184.07 | 0 | 0 | 0 | 0 | 0 | 0 | 267.8046 | 138.9236 | 289.874 | 289.874 | 0 | 0 | 0 | 0 | 0 | 49.6726 | 0 | 0 | 0 | 0 | 0 | 0 | -5.2391 | -10.3201 | 72.9057 | 72.8162 | 0.36472 | 0.38369 | 0.37873 | 0.36539 | -1.9108 | -3.9597 | 27.6116 | 26.6063
12 | 26 | 6 | 387.9784 | 386.0063 | 385.1666 | 383.9966 | 0 | 0 | 0 | 0 | 129.9434 | 199.0885 | 0 | 0 | 0 | 0 | 0 | 0 | 271.2914 | 144.6866 | 273.7095 | 273.7095 | 0 | 0 | 0 | 0 | 0 | 5.2971 | 221.7878 | -93.7943 | 0 | 0 | 0 | 0 | -13.2564 | 36.9341 | -110.3308 | 204.0813 | 0.36467 | 0.38225 | 0.37475 | 0.36382 | -4.8342 | 14.1179 | -41.3461 | 74.2493
12 | 26 | 7 | 422.9059 | 420.81 | 420.1828 | 419.4392 | 0 | 0 | 0 | 0 | 132.1986 | 201.2953 | 0 | 0 | 0 | 0 | 0 | 0 | 280.7319 | 145.9011 | 229.5133 | 229.5139 | 0 | 0 | 0 | 0 | 0 | 52.6486 | 141.4773 | 248.3446 | 0 | 0 | 0 | 0 | 9.9754 | 20.9651 | 49.1923 | -58.4193 | 0.36466 | 0.38514 | 0.37677 | 0.36382 | 3.6377 | 8.0746 | 18.5342 | -21.2542
12 | 26 | 8 | 445.9073 | 444.2404 | 444.6 | 445.2274 | 0 | 0 | 0 | 0 | 111.0028 | 149.2972 | 0 | 0 | 0 | 0 | 0 | 0 | 319.2737 | 224.2874 | 306.0715 | 311.7244 | 0 | 0 | 0 | 0 | 0 | -13.8334 | -53.7317 | -115.9934 | 0 | 0 | 0 | 0 | 15.6307 | 84.4892 | 192.2602 | 249.4964 | 0.36774 | 0.38205 | 0.37719 | 0.38148 | 5.7481 | 32.2788 | 72.5192 | 95.1784
12 | 26 | 9 | 467.8352 | 467.3681 | 469.5444 | 472.2597 | 0 | 0 | 0 | 0 | 67.4795 | 122.7044 | 0 | 0 | 0 | 0 | 0 | 0 | 388.428 | 402.2195 | 642.6078 | 664.6359 | 0 | 0 | 0 | 0 | 0 | -11.6667 | -15.9385 | 106.9733 | 0 | 0 | 0 | 0 | 11.9277 | -45.8891 | -157.1249 | -299.3495 | 0.37162 | 0.36395 | 0.36521 | 0.3937 | 4.4325 | -16.7015 | -57.3834 | -117.853
12 | 26 | 10 | 481.6682 | 481.3124 | 483.6113 | 486.3628 | 0 | 0 | 0 | 0 | 57.1476 | 101.2997 | 0 | 0 | 0 | 0 | 0 | 0 | 432.1052 | 515.8862 | 851.6732 | 886.4038 | 0 | 0 | 0 | 0 | 0 | -18.5313 | -304.6724 | -414.8997 | 0 | 0 | 0 | 0 | -7.5846 | -117.3423 | -63.3894 | 14.8587 | 0.37666 | 0.38397 | 0.38397 | 0 | -2.8568 | -45.0562 | -24.3399 | 0
12 | 26 | 11 | 487.2674 | 486.8679 | 488.8401 | 490.9373 | 0 | 0 | 0 | 0 | 53.7264 | 83.0236 | 0 | 0 | 0 | 0 | 0 | 0 | 447.514 | 567.038 | 903.9935 | 945.6286 | 0 | 0 | 0 | 0 | 0 | -64.4518 | -351 | -351 | 0 | 0 | 0 | 0 | -13.9731 | -98.7419 | -64.1533 | -103.6913 | 0.38397 | 0.38397 | 0.38397 | 0 | -5.3653 | -37.9142 | -24.6333 | 0
12 | 26 | 12 | 483.0864 | 482.5581 | 484.1542 | 485.6571 | 0 | 0 | 0 | 0 | 48.641 | 76.8363 | 0 | 0 | 0 | 0 | 0 | 0 | 457.0431 | 606.4472 | 1022.0313 | 1067.7295 | 0 | 0 | 0 | 0 | 0 | -63.1215 | -351 | -351 | 0 | 0 | 0 | 0 | -22.5978 | -137.604 | -186.8771 | -231.0724 | 0.38397 | 0.38397 | 0.38397 | 0 | -8.677 | -52.8362 | -71.7561 | 0
12 | 26 | 13 | 475.0262 | 475.3777 | 477.8335 | 480.0057 | 0 | 0 | 0 | 0 | 48.5757 | 76.8554 | 0 | 0 | 0 | 0 | 0 | 0 | 455.677 | 623.7109 | 1111.2997 | 1157.3761 | 0 | 0 | 0 | 0 | 0 | -63.1215 | -351 | -365.4815 | 0 | 0 | 0 | 0 | -29.2265 | -162.0671 | -282.4662 | -311.8889 | 0.38397 | 0.38397 | 0.38397 | 0 | -11.2222 | -62.2294 | -108.4599 | 0
12 | 26 | 14 | 473.0644 | 474.0865 | 477.3041 | 480.1874 | 0 | 0 | 0 | 0 | 48.5073 | 77.7542 | 0 | 0 | 0 | 0 | 0 | 0 | 442.7262 | 603.978 | 1089.8592 | 1132.2035 | 0 | 0 | 0 | 0 | 0 | -63.1215 | -351 | -351 | 0 | 0 | 0 | 0 | -18.1691 | -144.5242 | -261.5551 | -301.0161 | 0.38397 | 0.38397 | 0.38397 | 0 | -6.9765 | -55.4934 | -100.4305 | 0
12 | 26 | 15 | 464.6854 | 466.3174 | 470.1496 | 473.5504 | 0 | 0 | 0 | 0 | 53.2244 | 70.3813 | 0 | 0 | 0 | 0 | 0 | 0 | 453.3985 | 559.753 | 1058.7991 | 1092.7469 | 0 | 0 | 0 | 0 | 0 | -34.5655 | -49.5948 | -302.4251 | 0 | 0 | 0 | 0 | -41.9375 | -129.2513 | -539.0548 | -316.7714 | 0.38397 | 0.38397 | 0.38397 | 0 | -16.103 | -49.629 | -206.9834 | 0
12 | 26 | 16 | 466.4219 | 470.2831 | 476.5874 | 482.1847 | 0 | 0 | 0 | 0 | 84.2992 | 113.313 | 0 | 0 | 0 | 0 | 0 | 0 | 398.518 | 409.651 | 840.1976 | 860.0952 | 0 | 0 | 0 | 0 | 0 | -3.1215 | -4.2915 | 52.8001 | 0 | 0 | 0 | 0 | -16.3953 | -49.5593 | -359.3187 | -430.7106 | 0.37613 | 0.37654 | 0.3735 | 0.38586 | -6.1668 | -18.661 | -134.2053 | -166.196
12 | 26 | 17 | 486.9596 | 492.2077 | 500.0642 | 506.9544 | 0 | 0 | 0 | 0 | 124.7186 | 168.0677 | 0 | 0 | 0 | 0 | 0 | 0 | 311.225 | 212.3238 | 500.726 | 503.5004 | 0 | 0 | 0 | 0 | 0 | 2.0813 | -24.8614 | 320.4564 | 0 | 0 | 0 | 0 | 51.016 | 109.7349 | 24.1996 | -317.0024 | 0.36823 | 0.38625 | 0.38886 | 0.38905 | 18.7858 | 42.3847 | 9.4102 | -123.331
12 | 26 | 18 | 560.7482 | 570.3995 | 583.3663 | 594.7068 | 0 | 0 | 0 | 0 | 133.0093 | 204.42 | 0 | 0 | 0 | 0 | 0 | 0 | 320.6548 | 179.8726 | 371.9128 | 371.9128 | 0 | 0 | 0 | 0 | 0 | -13.0905 | -34.164 | 199.7742 | 0 | 0 | 0 | 0 | 107.0841 | 199.1974 | 245.6175 | 23.0198 | 0.38392 | 0.39924 | 0.39333 | 0.38256 | 41.112 | 79.5274 | 96.6084 | 8.8064
12 | 26 | 19 | 579.2653 | 591.3331 | 607.0009 | 620.6808 | 0 | 0 | 0 | 0 | 138.4947 | 212.7377 | 0 | 0 | 0 | 0 | 0 | 0 | 323.371 | 182.8996 | 380.283 | 380.283 | 0 | 0 | 0 | 0 | 0 | 33.0025 | 157.6674 | 436.8692 | 0 | 0 | 0 | 0 | 117.3995 | 162.6934 | 69.0504 | -196.4714 | 0.38563 | 0.40066 | 0.39478 | 0.38374 | 45.2727 | 65.1852 | 27.2595 | -75.3949
12 | 26 | 20 | 572.4666 | 584.9066 | 600.8644 | 614.6916 | 0 | 0 | 0 | 0 | 139.9176 | 211.7194 | 0 | 0 | 0 | 0 | 0 | 0 | 340.2831 | 196.9109 | 388.9929 | 388.9929 | 0 | 0 | 0 | 0 | 0 | 13.1264 | 93.6132 | 117 | 0 | 0 | 0 | 0 | 92.266 | 163.1499 | 118.2582 | 108.6988 | 0.38498 | 0.40006 | 0.39435 | 0.38314 | 35.5209 | 65.2699 | 46.6353 | 41.6474
12 | 26 | 21 | 558.2688 | 570.5207 | 586.1012 | 599.4654 | 0 | 0 | 0 | 0 | 142.4821 | 223.9535 | 0 | 0 | 0 | 0 | 0 | 0 | 342.4292 | 199.4916 | 390.5734 | 390.5734 | 0 | 0 | 0 | 0 | 0 | 13.0833 | 94.3417 | 117 | 0 | 0 | 0 | 0 | 73.3576 | 133.9923 | 101.1861 | 91.892 | 0.38362 | 0.39918 | 0.39347 | 0.3819 | 28.1415 | 53.4869 | 39.8132 | 35.0933
12 | 26 | 22 | 531.7109 | 543.6295 | 558.7044 | 571.5949 | 0 | 0 | 0 | 0 | 145.9474 | 217.1991 | 0 | 0 | 0 | 0 | 0 | 0 | 330.2598 | 193.6106 | 396.9355 | 396.9355 | 0 | 0 | 0 | 0 | 0 | 0 | 94.9289 | 38.9455 | 0 | 0 | 0 | 0 | 55.5037 | 132.8198 | 66.8399 | 135.7139 | 0.37803 | 0.39555 | 0.3898 | 0.38045 | 20.9822 | 52.5369 | 26.0545 | 51.6328
12 | 26 | 23 | 490.1435 | 501.5958 | 515.9734 | 528.2447 | 0 | 0 | 0 | 0 | 146.7699 | 247.129 | 0 | 0 | 0 | 0 | 0 | 0 | 334.1707 | 196.064 | 402.2996 | 402.2996 | 0 | 0 | 0 | 0 | 0 | 16.6719 | 291.6567 | 0 | 0 | 0 | 0 | 0 | 9.203 | 41.731 | -177.9829 | 125.9451 | 0.36992 | 0.3904 | 0.38503 | 0.37684 | 3.4043 | 16.2919 | -68.5288 | 47.4617
12 | 26 | 24 | 445.0798 | 454.1797 | 465.7416 | 475.4885 | 0 | 0 | 0 | 0 | 109.1445 | 180.0818 | 0 | 0 | 0 | 0 | 0 | 0 | 332.1543 | 197.918 | 402.6542 | 402.6542 | 0 | 0 | 0 | 0 | 0 | 0 | 95.3969 | 0 | 0 | 0 | 0 | 0 | 3.781 | 76.1798 | -32.3095 | 72.8343 | 0.36541 | 0.38531 | 0.38012 | 0.36918 | 1.3816 | 29.353 | -12.2816 | 26.8891
12 | 27 | 1 | 409.5326 | 416.0918 | 424.642 | 431.6555 | 0 | 0 | 0 | 0 | 148.4932 | 206.601 | 0 | 0 | 0 | 0 | 0 | 0 | 334.0224 | 207.7529 | 410.5899 | 410.5899 | 0 | 0 | 0 | 0 | 0 | 65.4166 | 166.4182 | 7.1083 | 0 | 0 | 0 | 0 | -72.983 | -63.6787 | -152.3661 | 13.9572 | 0.36727 | 0.38821 | 0.38242 | 0.37348 | -26.8048 | -24.7204 | -58.2685 | 5.2127
12 | 27 | 2 | 389.7982 | 394.2805 | 400.48 | 405.4423 | 0 | 0 | 0 | 0 | 130.4417 | 175.8001 | 0 | 0 | 0 | 0 | 0 | 0 | 343.9462 | 223.6296 | 425.5207 | 425.5207 | 0 | 0 | 0 | 0 | 0 | 8.9396 | 37.1486 | 0 | 0 | 0 | 0 | 0 | -84.5898 | -14.0888 | -62.1893 | -20.0784 | 0.36484 | 0.38864 | 0.38295 | 0.37206 | -30.8616 | -5.4754 | -23.8155 | -7.4703
12 | 27 | 3 | 379.6089 | 382.1667 | 386.2278 | 389.3309 | 0 | 0 | 0 | 0 | 108.8141 | 152.4994 | 0 | 0 | 0 | 0 | 0 | 0 | 352.0741 | 236.5531 | 436.297 | 436.297 | 0 | 0 | 0 | 0 | 0 | -1.4804 | -38.7292 | 64.9372 | 0 | 0 | 0 | 0 | -81.2793 | -5.4055 | -11.34 | -111.9033 | 0.36527 | 0.38758 | 0.38231 | 0.37011 | -29.6887 | -2.0951 | -4.3354 | -41.4165
12 | 27 | 4 | 378.6259 | 379.8159 | 382.3647 | 384.1291 | 0 | 0 | 0 | 0 | 80.2777 | 161.0638 | 0 | 0 | 0 | 0 | 0 | 0 | 337.6792 | 233.5348 | 439.8053 | 439.8053 | 0 | 0 | 0 | 0 | 0 | -2.1576 | -35.9212 | -40.6321 | 0 | 0 | 0 | 0 | -39.3309 | -12.625 | -21.5194 | -15.044 | 0.36475 | 0.38634 | 0.38116 | 0.36859 | -14.346 | -4.8776 | -8.2023 | -5.5451
12 | 27 | 5 | 387.8834 | 388.0144 | 389.4345 | 390.1984 | 0 | 0 | 0 | 0 | 100.4631 | 184.07 | 0 | 0 | 0 | 0 | 0 | 0 | 312.7989 | 225.8365 | 428.846 | 428.846 | 0 | 0 | 0 | 0 | 0 | 49.6726 | 0 | 0 | 0 | 0 | 0 | 0 | -25.3787 | -71.5647 | -39.4115 | -38.6476 | 0.36472 | 0.38369 | 0.37873 | 0.36539 | -9.2561 | -27.4584 | -14.9263 | -14.1214
12 | 27 | 6 | 409.588 | 408.3233 | 408.3413 | 407.9133 | 0 | 0 | 0 | 0 | 129.9434 | 199.0885 | 0 | 0 | 0 | 0 | 0 | 0 | 284.7395 | 212.6289 | 418.6017 | 418.6017 | 0 | 0 | 0 | 0 | 0 | 5.2971 | 221.7878 | -93.7943 | 0 | 0 | 0 | 0 | -5.0948 | -8.6911 | -232.0482 | 83.1059 | 0.36467 | 0.38225 | 0.37475 | 0.36382 | -1.8579 | -3.3222 | -86.9594 | 30.2358
12 | 27 | 7 | 450.8607 | 449.6798 | 450.1622 | 450.3785 | 0 | 0 | 0 | 0 | 132.1986 | 201.2953 | 0 | 0 | 0 | 0 | 0 | 0 | 261.6839 | 200.6053 | 411.3316 | 411.3321 | 0 | 0 | 0 | 0 | 0 | 52.6486 | 141.4773 | 248.3446 | 0 | 0 | 0 | 0 | 56.9782 | -4.8693 | -102.6466 | -209.2982 | 0.36466 | 0.38514 | 0.37677 | 0.36382 | 20.7778 | -1.8754 | -38.6742 | -76.1474
12 | 27 | 8 | 471.3965 | 470.564 | 471.9353 | 473.4379 | 0 | 0 | 0 | 0 | 111.0028 | 149.2972 | 0 | 0 | 0 | 0 | 0 | 0 | 272.2905 | 261.8058 | 520.296 | 525.8965 | 0 | 0 | 0 | 0 | 0 | -13.8334 | -53.7317 | -115.9934 | 0 | 0 | 0 | 0 | 88.1032 | 73.2943 | 5.371 | 63.5347 | 0.36774 | 0.38205 | 0.37719 | 0.38148 | 32.3993 | 28.0018 | 2.0259 | 24.2374
12 | 27 | 9 | 491.1489 | 491.445 | 494.5467 | 498.0625 | 0 | 0 | 0 | 0 | 67.4795 | 122.7044 | 0 | 0 | 0 | 0 | 0 | 0 | 328.8431 | 429.8367 | 887.0159 | 908.81 | 0 | 0 | 0 | 0 | 0 | -11.6667 | -15.9385 | 106.9733 | 0 | 0 | 0 | 0 | 94.8263 | -49.4294 | -376.5308 | -517.7208 | 0.37162 | 0.36395 | 0.36521 | 0.3937 | 35.2389 | -17.99 | -137.5125 | -203.8252
12 | 27 | 10 | 501.8819 | 502.1878 | 505.289 | 508.7346 | 0 | 0 | 0 | 0 | 57.1476 | 101.2997 | 0 | 0 | 0 | 0 | 0 | 0 | 381.6203 | 546.8981 | 1045.3653 | 1079.6809 | 0 | 0 | 0 | 0 | 0 | -18.5313 | -304.6724 | -414.8997 | 0 | 0 | 0 | 0 | 63.114 | -127.4787 | -235.4038 | -156.0466 | 0.37666 | 0.38397 | 0.38397 | 0 | 23.7728 | -48.9484 | -90.3891 | 0
12 | 27 | 11 | 506.0308 | 506.2456 | 508.9625 | 511.7039 | 0 | 0 | 0 | 0 | 53.7264 | 83.0236 | 0 | 0 | 0 | 0 | 0 | 0 | 402.1364 | 620.6514 | 1151.6249 | 1194.2191 | 0 | 0 | 0 | 0 | 0 | -64.4518 | -351 | -351 | 0 | 0 | 0 | 0 | 50.1679 | -132.9776 | -291.6624 | -331.5152 | 0.38397 | 0.38397 | 0.38397 | 0 | 19.2632 | -51.0598 | -111.991 | 0
12 | 27 | 12 | 501.4328 | 501.505 | 503.8293 | 505.9623 | 0 | 0 | 0 | 0 | 48.641 | 76.8363 | 0 | 0 | 0 | 0 | 0 | 0 | 377.5232 | 615.0219 | 1152.2628 | 1197.4279 | 0 | 0 | 0 | 0 | 0 | -63.1215 | -351 | -351 | 0 | 0 | 0 | 0 | 75.2686 | -127.2316 | -297.4335 | -340.4656 | 0.38397 | 0.38397 | 0.38397 | 0 | 28.9012 | -48.8535 | -114.2069 | 0
12 | 27 | 13 | 492.8469 | 493.7818 | 496.9449 | 499.729 | 0 | 0 | 0 | 0 | 48.5757 | 76.8554 | 0 | 0 | 0 | 0 | 0 | 0 | 349.8456 | 588.2218 | 1104.4808 | 1148.7514 | 0 | 0 | 0 | 0 | 0 | -63.1215 | -351 | -365.4815 | 0 | 0 | 0 | 0 | 94.4256 | -108.1739 | -256.5359 | -283.5409 | 0.38397 | 0.38397 | 0.38397 | 0 | 36.257 | -41.5359 | -98.5033 | 0
12 | 27 | 14 | 489.8336 | 491.4047 | 495.2879 | 498.7469 | 0 | 0 | 0 | 0 | 48.5073 | 77.7542 | 0 | 0 | 0 | 0 | 0 | 0 | 305.0475 | 536.0682 | 1047.3785 | 1086.6187 | 0 | 0 | 0 | 0 | 0 | -63.1215 | -351 | -351 | 0 | 0 | 0 | 0 | 136.2788 | -59.2963 | -201.0906 | -236.8718 | 0.38397 | 0.38397 | 0.38397 | 0 | 52.3276 | -22.7682 | -77.2137 | 0
12 | 27 | 15 | 489.2319 | 491.6675 | 496.4739 | 500.7176 | 0 | 0 | 0 | 0 | 53.2244 | 70.3813 | 0 | 0 | 0 | 0 | 0 | 0 | 238.1638 | 415.8181 | 875.4262 | 903.945 | 0 | 0 | 0 | 0 | 0 | -34.5655 | -49.5948 | -302.4251 | 0 | 0 | 0 | 0 | 197.8437 | 40.0336 | -329.3576 | -100.8023 | 0.38397 | 0.38397 | 0.38397 | 0 | 75.967 | 15.3718 | -126.465 | 0
12 | 27 | 16 | 486.4181 | 490.9339 | 498.0318 | 504.3157 | 0 | 0 | 0 | 0 | 84.2992 | 113.313 | 0 | 0 | 0 | 0 | 0 | 0 | 169.8147 | 284.5635 | 657.6524 | 672.7934 | 0 | 0 | 0 | 0 | 0 | -3.1215 | -4.2915 | 52.8001 | 0 | 0 | 0 | 0 | 232.3042 | 96.1789 | -155.3292 | -221.2778 | 0.37613 | 0.37654 | 0.3735 | 0.38586 | 87.3772 | 36.2152 | -58.0153 | -85.3833
12 | 27 | 17 | 507.7716 | 513.7009 | 522.3835 | 529.9883 | 0 | 0 | 0 | 0 | 124.7186 | 168.0677 | 0 | 0 | 0 | 0 | 0 | 0 | 100.1694 | 138.8034 | 385.9324 | 387.4729 | 0 | 0 | 0 | 0 | 0 | 2.0813 | -24.8614 | 320.4564 | 0 | 0 | 0 | 0 | 282.8836 | 204.7486 | 161.3124 | -177.941 | 0.36823 | 0.38625 | 0.38886 | 0.38905 | 104.1674 | 79.0834 | 62.7279 | -69.2286
12 | 27 | 18 | 578.3151 | 588.5415 | 602.2055 | 614.1492 | 0 | 0 | 0 | 0 | 133.0093 | 204.42 | 0 | 0 | 0 | 0 | 0 | 0 | 82.267 | 112.035 | 311.57 | 311.57 | 0 | 0 | 0 | 0 | 0 | -13.0905 | -34.164 | 199.7742 | 0 | 0 | 0 | 0 | 363.0388 | 285.1769 | 324.7995 | 102.8049 | 0.38392 | 0.39924 | 0.39333 | 0.38256 | 139.3787 | 113.8538 | 127.753 | 39.3291
12 | 27 | 19 | 588.9098 | 601.2934 | 617.344 | 631.355 | 0 | 0 | 0 | 0 | 138.4947 | 212.7377 | 0 | 0 | 0 | 0 | 0 | 0 | 69.563 | 111.3299 | 309.816 | 309.816 | 0 | 0 | 0 | 0 | 0 | 33.0025 | 157.6674 | 436.8692 | 0 | 0 | 0 | 0 | 380.8521 | 244.2234 | 149.8606 | -115.3301 | 0.38563 | 0.40066 | 0.39478 | 0.38374 | 146.8678 | 97.8512 | 59.1616 | -44.2573
12 | 27 | 20 | 580.5521 | 593.2568 | 609.5354 | 623.6403 | 0 | 0 | 0 | 0 | 139.9176 | 211.7194 | 0 | 0 | 0 | 0 | 0 | 0 | 65.985 | 108.373 | 298.2655 | 298.2655 | 0 | 0 | 0 | 0 | 0 | 13.1264 | 93.6132 | 117 | 0 | 0 | 0 | 0 | 374.6495 | 260.038 | 217.6567 | 208.3748 | 0.38498 | 0.40006 | 0.39435 | 0.38314 | 144.2342 | 104.0309 | 85.8333 | 79.8378
12 | 27 | 21 | 565.8648 | 578.3654 | 594.2474 | 607.8724 | 0 | 0 | 0 | 0 | 142.4821 | 223.9535 | 0 | 0 | 0 | 0 | 0 | 0 | 62.6821 | 98.9637 | 271.8528 | 271.8528 | 0 | 0 | 0 | 0 | 0 | 13.0833 | 94.3417 | 117 | 0 | 0 | 0 | 0 | 360.7007 | 242.3649 | 228.0528 | 219.0196 | 0.38362 | 0.39918 | 0.39347 | 0.3819 | 138.3723 | 96.747 | 89.7309 | 83.6429
12 | 27 | 22 | 536.515 | 548.5909 | 563.8565 | 576.912 | 0 | 0 | 0 | 0 | 145.9474 | 217.1991 | 0 | 0 | 0 | 0 | 0 | 0 | 63.839 | 97.1565 | 266.6075 | 266.6075 | 0 | 0 | 0 | 0 | 0 | 0 | 94.9289 | 38.9455 | 0 | 0 | 0 | 0 | 326.7286 | 234.2353 | 202.32 | 271.359 | 0.37803 | 0.39555 | 0.3898 | 0.38045 | 123.5139 | 92.6519 | 78.8652 | 103.2395
12 | 27 | 23 | 493.2798 | 504.8348 | 519.3368 | 531.7158 | 0 | 0 | 0 | 0 | 146.7699 | 247.129 | 0 | 0 | 0 | 0 | 0 | 0 | 75.2167 | 95.2235 | 275.5847 | 275.5847 | 0 | 0 | 0 | 0 | 0 | 16.6719 | 291.6567 | 0 | 0 | 0 | 0 | 0 | 271.2932 | 145.8104 | -47.9046 | 256.1311 | 0.36992 | 0.3904 | 0.38503 | 0.37684 | 100.3554 | 56.9248 | -18.4447 | 96.5216
12 | 27 | 24 | 444.7716 | 453.8614 | 465.4111 | 475.1474 | 0 | 0 | 0 | 0 | 109.1445 | 180.0818 | 0 | 0 | 0 | 0 | 0 | 0 | 84.4092 | 91.6743 | 311.0501 | 311.0501 | 0 | 0 | 0 | 0 | 0 | 0 | 95.3969 | 0 | 0 | 0 | 0 | 0 | 251.218 | 182.1052 | 58.964 | 164.0973 | 0.36541 | 0.38531 | 0.38012 | 0.36918 | 91.7975 | 70.1673 | 22.4136 | 60.5817
12 | 28 | 1 | 411.7262 | 418.3572 | 426.9945 | 434.0832 | 0 | 0 | 0 | 0 | 148.4932 | 206.601 | 0 | 0 | 0 | 0 | 0 | 0 | 91.2978 | 84.3162 | 342.8491 | 342.8491 | 0 | 0 | 0 | 0 | 0 | 65.4166 | 166.4182 | 7.1083 | 0 | 0 | 0 | 0 | 171.9352 | 62.0234 | -82.2728 | 84.1258 | 0.36727 | 0.38821 | 0.38242 | 0.37348 | 63.1474 | 24.0778 | -31.4631 | 31.4193
12 | 28 | 2 | 391.1397 | 395.666 | 401.9187 | 406.9271 | 0 | 0 | 0 | 0 | 130.4417 | 175.8001 | 0 | 0 | 0 | 0 | 0 | 0 | 107.3328 | 88.1858 | 374.7282 | 374.7282 | 0 | 0 | 0 | 0 | 0 | 8.9396 | 37.1486 | 0 | 0 | 0 | 0 | 0 | 153.3651 | 122.7404 | -9.9582 | 32.1989 | 0.36484 | 0.38864 | 0.38295 | 0.37206 | 55.9536 | 47.7013 | -3.8135 | 11.9798
12 | 28 | 3 | 380.7329 | 383.3275 | 387.4332 | 390.5749 | 0 | 0 | 0 | 0 | 108.8141 | 152.4994 | 0 | 0 | 0 | 0 | 0 | 0 | 138.517 | 99.2262 | 381.2033 | 381.2033 | 0 | 0 | 0 | 0 | 0 | -1.4804 | -38.7292 | 64.9372 | 0 | 0 | 0 | 0 | 133.4018 | 133.0822 | 44.9591 | -55.5657 | 0.36527 | 0.38758 | 0.38231 | 0.37011 | 48.7274 | 51.5802 | 17.1884 | -20.5654
12 | 28 | 4 | 376.8855 | 378.0186 | 380.4983 | 382.2029 | 0 | 0 | 0 | 0 | 80.2777 | 161.0638 | 0 | 0 | 0 | 0 | 0 | 0 | 163.8476 | 101.7293 | 357.3776 | 357.3776 | 0 | 0 | 0 | 0 | 0 | -2.1576 | -35.9212 | -40.6321 | 0 | 0 | 0 | 0 | 132.7603 | 117.3832 | 59.0419 | 65.4574 | 0.36475 | 0.38634 | 0.38116 | 0.36859 | 48.4246 | 45.3502 | 22.5043 | 24.1268
12 | 28 | 5 | 384.5839 | 384.6069 | 385.8961 | 386.5467 | 0 | 0 | 0 | 0 | 100.4631 | 184.07 | 0 | 0 | 0 | 0 | 0 | 0 | 192.6106 | 114.1277 | 326.3786 | 326.3786 | 0 | 0 | 0 | 0 | 0 | 49.6726 | 0 | 0 | 0 | 0 | 0 | 0 | 91.5102 | 36.7367 | 59.5175 | 60.1681 | 0.36472 | 0.38369 | 0.37873 | 0.36539 | 33.3756 | 14.0954 | 22.5411 | 21.9848
12 | 28 | 6 | 408.6272 | 407.3311 | 407.3109 | 406.8499 | 0 | 0 | 0 | 0 | 129.9434 | 199.0885 | 0 | 0 | 0 | 0 | 0 | 0 | 223.4478 | 132.2001 | 296.1604 | 296.1604 | 0 | 0 | 0 | 0 | 0 | 5.2971 | 221.7878 | -93.7943 | 0 | 0 | 0 | 0 | 55.236 | 70.7454 | -110.6373 | 204.4838 | 0.36467 | 0.38225 | 0.37475 | 0.36382 | 20.143 | 27.0422 | -41.461 | 74.3958
12 | 28 | 7 | 440.3459 | 438.8208 | 438.8859 | 438.7411 | 0 | 0 | 0 | 0 | 132.1986 | 201.2953 | 0 | 0 | 0 | 0 | 0 | 0 | 227.5388 | 133.7873 | 259.969 | 259.9694 | 0 | 0 | 0 | 0 | 0 | 52.6486 | 141.4773 | 248.3446 | 0 | 0 | 0 | 0 | 80.6085 | 51.0897 | 37.4396 | -69.5729 | 0.36466 | 0.38514 | 0.37677 | 0.36382 | 29.3949 | 19.6769 | 14.1061 | -25.3122
12 | 28 | 8 | 464.018 | 462.944 | 464.0225 | 465.2717 | 0 | 0 | 0 | 0 | 111.0028 | 149.2972 | 0 | 0 | 0 | 0 | 0 | 0 | 256.0686 | 187.7832 | 263.6072 | 267.6231 | 0 | 0 | 0 | 0 | 0 | -13.8334 | -53.7317 | -115.9934 | 0 | 0 | 0 | 0 | 96.9466 | 139.697 | 254.147 | 313.642 | 0.36774 | 0.38205 | 0.37719 | 0.38148 | 35.6514 | 53.3707 | 95.8625 | 119.6488
12 | 28 | 9 | 489.5898 | 489.8349 | 492.8747 | 496.337 | 0 | 0 | 0 | 0 | 67.4795 | 122.7044 | 0 | 0 | 0 | 0 | 0 | 0 | 278.6606 | 248.7402 | 367.2757 | 379.5373 | 0 | 0 | 0 | 0 | 0 | -11.6667 | -15.9385 | 106.9733 | 0 | 0 | 0 | 0 | 143.4497 | 130.057 | 141.5374 | 9.8263 | 0.37162 | 0.36395 | 0.36521 | 0.3937 | 53.3082 | 47.3346 | 51.6908 | 3.8686
12 | 28 | 10 | 509.0247 | 509.5644 | 512.9491 | 516.64 | 0 | 0 | 0 | 0 | 57.1476 | 101.2997 | 0 | 0 | 0 | 0 | 0 | 0 | 288.0433 | 285.7151 | 400.6312 | 418.4646 | 0 | 0 | 0 | 0 | 0 | -18.5313 | -304.6724 | -414.8997 | 0 | 0 | 0 | 0 | 163.8339 | 141.0808 | 416.9904 | 513.075 | 0.37666 | 0.38397 | 0.38397 | 0 | 61.7104 | 54.1712 | 160.1137 | 0
12 | 28 | 11 | 516.2555 | 516.8049 | 519.9277 | 523.0202 | 0 | 0 | 0 | 0 | 53.7264 | 83.0236 | 0 | 0 | 0 | 0 | 0 | 0 | 279.1044 | 286.5004 | 403.7953 | 421.9327 | 0 | 0 | 0 | 0 | 0 | -64.4518 | -351 | -351 | 0 | 0 | 0 | 0 | 183.4246 | 211.7327 | 467.1324 | 452.0875 | 0.38397 | 0.38397 | 0.38397 | 0 | 70.4304 | 81.2996 | 179.367 | 0
12 | 28 | 12 | 514.0324 | 514.5171 | 517.3415 | 519.907 | 0 | 0 | 0 | 0 | 48.641 | 76.8363 | 0 | 0 | 0 | 0 | 0 | 0 | 289.4418 | 322.5081 | 392.9842 | 414.1455 | 0 | 0 | 0 | 0 | 0 | -63.1215 | -351 | -351 | 0 | 0 | 0 | 0 | 175.9496 | 178.2941 | 475.3572 | 456.7616 | 0.38397 | 0.38397 | 0.38397 | 0 | 67.5602 | 68.4601 | 182.5251 | 0
12 | 28 | 13 | 510.1237 | 511.6241 | 515.473 | 518.8503 | 0 | 0 | 0 | 0 | 48.5757 | 76.8554 | 0 | 0 | 0 | 0 | 0 | 0 | 293.4022 | 332.0829 | 414.0187 | 435.2459 | 0 | 0 | 0 | 0 | 0 | -63.1215 | -351 | -365.4815 | 0 | 0 | 0 | 0 | 168.1458 | 165.8073 | 452.4543 | 449.0859 | 0.38397 | 0.38397 | 0.38397 | 0 | 64.5637 | 63.6655 | 173.731 | 0
12 | 28 | 14 | 504.3186 | 506.3638 | 510.8219 | 514.7784 | 0 | 0 | 0 | 0 | 48.5073 | 77.7542 | 0 | 0 | 0 | 0 | 0 | 0 | 264.9581 | 303.4828 | 415.1687 | 432.5505 | 0 | 0 | 0 | 0 | 0 | -63.1215 | -351 | -351 | 0 | 0 | 0 | 0 | 190.8532 | 188.2483 | 446.6532 | 433.2279 | 0.38397 | 0.38397 | 0.38397 | 0 | 73.2828 | 72.2822 | 171.5035 | 0
12 | 28 | 15 | 500.4899 | 503.294 | 508.5473 | 513.1775 | 0 | 0 | 0 | 0 | 53.2244 | 70.3813 | 0 | 0 | 0 | 0 | 0 | 0 | 248.3675 | 300.4213 | 464.7309 | 480.1218 | 0 | 0 | 0 | 0 | 0 | -34.5655 | -49.5948 | -302.4251 | 0 | 0 | 0 | 0 | 198.898 | 167.057 | 93.4112 | 335.4809 | 0.38397 | 0.38397 | 0.38397 | 0 | 76.3718 | 64.1454 | 35.8675 | 0
12 | 28 | 16 | 499.1264 | 504.0582 | 511.6605 | 518.3808 | 0 | 0 | 0 | 0 | 84.2992 | 113.313 | 0 | 0 | 0 | 0 | 0 | 0 | 227.4273 | 251.5266 | 427.9897 | 436.9916 | 0 | 0 | 0 | 0 | 0 | -3.1215 | -4.2915 | 52.8001 | 0 | 0 | 0 | 0 | 187.3999 | 142.3401 | 87.9623 | 28.5891 | 0.37613 | 0.37654 | 0.3735 | 0.38586 | 70.4873 | 53.5967 | 32.8538 | 11.0315
12 | 28 | 17 | 513.2828 | 519.3925 | 528.2938 | 536.0879 | 0 | 0 | 0 | 0 | 124.7186 | 168.0677 | 0 | 0 | 0 | 0 | 0 | 0 | 191.3131 | 167.1609 | 285.0899 | 285.7687 | 0 | 0 | 0 | 0 | 0 | 2.0813 | -24.8614 | 320.4564 | 0 | 0 | 0 | 0 | 197.251 | 182.0827 | 268.0653 | -70.1372 | 0.36823 | 0.38625 | 0.38886 | 0.38905 | 72.6346 | 70.3288 | 104.2398 | -27.2871
12 | 28 | 18 | 572.677 | 582.7188 | 596.1591 | 607.9091 | 0 | 0 | 0 | 0 | 133.0093 | 204.42 | 0 | 0 | 0 | 0 | 0 | 0 | 204.5877 | 157.8738 | 267.1789 | 267.1789 | 0 | 0 | 0 | 0 | 0 | -13.0905 | -34.164 | 199.7742 | 0 | 0 | 0 | 0 | 235.08 | 233.5155 | 363.1442 | 140.9561 | 0.38392 | 0.39924 | 0.39333 | 0.38256 | 90.2525 | 93.2285 | 142.8351 | 53.9242
12 | 28 | 19 | 578.9571 | 591.0149 | 606.6704 | 620.3397 | 0 | 0 | 0 | 0 | 138.4947 | 212.7377 | 0 | 0 | 0 | 0 | 0 | 0 | 201.847 | 154.1459 | 270.4311 | 270.4311 | 0 | 0 | 0 | 0 | 0 | 33.0025 | 157.6674 | 436.8692 | 0 | 0 | 0 | 0 | 238.6154 | 191.1288 | 178.5718 | -86.9606 | 0.38563 | 0.40066 | 0.39478 | 0.38374 | 92.0171 | 76.5782 | 70.4961 | -33.3707
12 | 28 | 20 | 567.3724 | 579.6457 | 595.4012 | 609.0535 | 0 | 0 | 0 | 0 | 139.9176 | 211.7194 | 0 | 0 | 0 | 0 | 0 | 0 | 217.4571 | 151.4651 | 270.8366 | 270.8366 | 0 | 0 | 0 | 0 | 0 | 13.1264 | 93.6132 | 117 | 0 | 0 | 0 | 0 | 209.9977 | 203.3347 | 230.9514 | 221.217 | 0.38498 | 0.40006 | 0.39435 | 0.38314 | 80.8458 | 81.3462 | 91.0761 | 84.7581
12 | 28 | 21 | 550.7635 | 562.7697 | 578.0523 | 591.1588 | 0 | 0 | 0 | 0 | 142.4821 | 223.9535 | 0 | 0 | 0 | 0 | 0 | 0 | 214.1761 | 147.558 | 280.0326 | 280.0326 | 0 | 0 | 0 | 0 | 0 | 13.0833 | 94.3417 | 117 | 0 | 0 | 0 | 0 | 194.1053 | 178.1749 | 203.678 | 194.1262 | 0.38362 | 0.39918 | 0.39347 | 0.3819 | 74.4628 | 71.1237 | 80.1402 | 74.1362
12 | 28 | 22 | 525.3658 | 537.0767 | 551.8997 | 564.5724 | 0 | 0 | 0 | 0 | 145.9474 | 217.1991 | 0 | 0 | 0 | 0 | 0 | 0 | 201.4587 | 139.7857 | 285.837 | 285.837 | 0 | 0 | 0 | 0 | 0 | 0 | 94.9289 | 38.9455 | 0 | 0 | 0 | 0 | 177.9597 | 180.0918 | 171.1338 | 239.7899 | 0.37803 | 0.39555 | 0.3898 | 0.38045 | 67.2744 | 71.2354 | 66.7087 | 91.2289
12 | 28 | 23 | 481.7135 | 492.89 | 506.9329 | 518.9147 | 0 | 0 | 0 | 0 | 146.7699 | 247.129 | 0 | 0 | 0 | 0 | 0 | 0 | 202.1988 | 135.1185 | 284.9683 | 284.9683 | 0 | 0 | 0 | 0 | 0 | 16.6719 | 291.6567 | 0 | 0 | 0 | 0 | 0 | 132.7448 | 93.9706 | -69.6921 | 233.9465 | 0.36992 | 0.3904 | 0.38503 | 0.37684 | 49.1043 | 36.6864 | -26.8336 | 88.1614
12 | 28 | 24 | 440.1125 | 449.0498 | 460.4145 | 469.9909 | 0 | 0 | 0 | 0 | 109.1445 | 180.0818 | 0 | 0 | 0 | 0 | 0 | 0 | 197.65 | 131.0868 | 282.2083 | 282.2083 | 0 | 0 | 0 | 0 | 0 | 0 | 95.3969 | 0 | 0 | 0 | 0 | 0 | 133.318 | 137.8811 | 82.8093 | 187.7826 | 0.36541 | 0.38531 | 0.38012 | 0.36918 | 48.7157 | 53.1272 | 31.4778 | 69.3259
12 | 29 | 1 | 405.8343 | 412.2724 | 420.6759 | 427.5623 | 0 | 0 | 0 | 0 | 148.4932 | 206.601 | 0 | 0 | 0 | 0 | 0 | 0 | 193.4305 | 132.8962 | 285.2361 | 285.2361 | 0 | 0 | 0 | 0 | 0 | 65.4166 | 166.4182 | 7.1083 | 0 | 0 | 0 | 0 | 63.9106 | 7.3586 | -30.9783 | 135.2179 | 0.36727 | 0.38821 | 0.38242 | 0.37348 | 23.4727 | 2.8567 | -11.8469 | 50.5012
12 | 29 | 2 | 382.5103 | 386.7541 | 392.6643 | 397.3764 | 0 | 0 | 0 | 0 | 130.4417 | 175.8001 | 0 | 0 | 0 | 0 | 0 | 0 | 200.439 | 136.4624 | 277.8097 | 277.8097 | 0 | 0 | 0 | 0 | 0 | 8.9396 | 37.1486 | 0 | 0 | 0 | 0 | 0 | 51.6296 | 65.552 | 77.706 | 119.5668 | 0.36484 | 0.38864 | 0.38295 | 0.37206 | 18.8365 | 25.4758 | 29.7577 | 44.4855
12 | 29 | 3 | 369.0398 | 371.2516 | 374.8932 | 377.6333 | 0 | 0 | 0 | 0 | 108.8141 | 152.4994 | 0 | 0 | 0 | 0 | 0 | 0 | 210.9913 | 141.305 | 267.1333 | 267.1333 | 0 | 0 | 0 | 0 | 0 | -1.4804 | -38.7292 | 64.9372 | 0 | 0 | 0 | 0 | 49.2343 | 78.9275 | 146.4891 | 45.5628 | 0.36527 | 0.38758 | 0.38231 | 0.37011 | 17.9837 | 30.5909 | 56.0044 | 16.8632
12 | 29 | 4 | 363.6877 | 364.3887 | 366.3446 | 367.5961 | 0 | 0 | 0 | 0 | 80.2777 | 161.0638 | 0 | 0 | 0 | 0 | 0 | 0 | 208.3448 | 137.2998 | 262.3235 | 262.3235 | 0 | 0 | 0 | 0 | 0 | -2.1576 | -35.9212 | -40.6321 | 0 | 0 | 0 | 0 | 75.0653 | 68.1828 | 139.9423 | 145.9047 | 0.36475 | 0.38634 | 0.38116 | 0.36859 | 27.3802 | 26.342 | 53.3401 | 53.7787
12 | 29 | 5 | 364.9685 | 364.3494 | 364.86 | 364.8371 | 0 | 0 | 0 | 0 | 100.4631 | 184.07 | 0 | 0 | 0 | 0 | 0 | 0 | 198.2049 | 131.0505 | 261.5755 | 261.5755 | 0 | 0 | 0 | 0 | 0 | 49.6726 | 0 | 0 | 0 | 0 | 0 | 0 | 66.3005 | -0.44373 | 103.2845 | 103.2616 | 0.36472 | 0.38369 | 0.37873 | 0.36539 | 24.1811 | -0.17025 | 39.117 | 37.7308
12 | 29 | 6 | 373.6566 | 371.2157 | 369.8075 | 368.1457 | 0 | 0 | 0 | 0 | 129.9434 | 199.0885 | 0 | 0 | 0 | 0 | 0 | 0 | 193.8914 | 132.9172 | 259.4619 | 259.4619 | 0 | 0 | 0 | 0 | 0 | 5.2971 | 221.7878 | -93.7943 | 0 | 0 | 0 | 0 | 49.8218 | 33.9129 | -111.4422 | 202.4781 | 0.36467 | 0.38225 | 0.37475 | 0.36382 | 18.1685 | 12.9631 | -41.7626 | 73.6661
12 | 29 | 7 | 385.1616 | 381.8301 | 379.7048 | 377.6652 | 0 | 0 | 0 | 0 | 132.1986 | 201.2953 | 0 | 0 | 0 | 0 | 0 | 0 | 191.2605 | 132.5691 | 257.2815 | 257.2818 | 0 | 0 | 0 | 0 | 0 | 52.6486 | 141.4773 | 248.3446 | 0 | 0 | 0 | 0 | 61.7024 | -4.6829 | -19.054 | -127.9613 | 0.36466 | 0.38514 | 0.37677 | 0.36382 | 22.5005 | -1.8036 | -7.179 | -46.5552
12 | 29 | 8 | 396.216 | 392.9225 | 391.3098 | 390.2309 | 0 | 0 | 0 | 0 | 111.0028 | 149.2972 | 0 | 0 | 0 | 0 | 0 | 0 | 208.5946 | 184.0967 | 306.553 | 310.6109 | 0 | 0 | 0 | 0 | 0 | -13.8334 | -53.7317 | -115.9934 | 0 | 0 | 0 | 0 | 76.6185 | 73.362 | 138.4885 | 195.6134 | 0.36774 | 0.38205 | 0.37719 | 0.38148 | 28.1759 | 28.0276 | 52.2369 | 74.623
12 | 29 | 9 | 419.0685 | 417.005 | 417.2457 | 418.2865 | 0 | 0 | 0 | 0 | 67.4795 | 122.7044 | 0 | 0 | 0 | 0 | 0 | 0 | 238.4019 | 297.9117 | 621.0869 | 637.3589 | 0 | 0 | 0 | 0 | 0 | -11.6667 | -15.9385 | 106.9733 | 0 | 0 | 0 | 0 | 113.187 | 8.0556 | -187.9026 | -326.0457 | 0.37162 | 0.36395 | 0.36521 | 0.3937 | 42.0621 | 2.9319 | -68.6237 | -128.3633
12 | 29 | 10 | 440.4069 | 438.7004 | 439.3616 | 440.6963 | 0 | 0 | 0 | 0 | 57.1476 | 101.2997 | 0 | 0 | 0 | 0 | 0 | 0 | 242.2624 | 382.523 | 817.8991 | 842.9126 | 0 | 0 | 0 | 0 | 0 | -18.5313 | -304.6724 | -414.8997 | 0 | 0 | 0 | 0 | 140.9969 | -26.591 | -73.8651 | 12.6833 | 0.37666 | 0.38397 | 0.38397 | 0 | 53.1086 | -10.2102 | -28.3623 | 0
12 | 29 | 11 | 451.6622 | 450.0973 | 450.6563 | 451.5308 | 0 | 0 | 0 | 0 | 53.7264 | 83.0236 | 0 | 0 | 0 | 0 | 0 | 0 | 258.7188 | 442.2724 | 934.6413 | 966.0868 | 0 | 0 | 0 | 0 | 0 | -64.4518 | -351 | -351 | 0 | 0 | 0 | 0 | 139.217 | -10.7469 | -132.9851 | -163.5559 | 0.38397 | 0.38397 | 0.38397 | 0 | 53.4558 | -4.1265 | -51.0629 | 0
12 | 29 | 12 | 454.479 | 453.0142 | 453.4749 | 453.9955 | 0 | 0 | 0 | 0 | 48.641 | 76.8363 | 0 | 0 | 0 | 0 | 0 | 0 | 276.8768 | 487.7029 | 994.0065 | 1029.9251 | 0 | 0 | 0 | 0 | 0 | -63.1215 | -351 | -351 | 0 | 0 | 0 | 0 | 128.9611 | -48.4035 | -189.5317 | -224.9296 | 0.38397 | 0.38397 | 0.38397 | 0 | 49.5178 | -18.5856 | -72.7754 | 0
12 | 29 | 13 | 450.3165 | 449.8592 | 451.3342 | 452.6579 | 0 | 0 | 0 | 0 | 48.5757 | 76.8554 | 0 | 0 | 0 | 0 | 0 | 0 | 277.8245 | 485.7913 | 976.4264 | 1013.0022 | 0 | 0 | 0 | 0 | 0 | -63.1215 | -351 | -365.4815 | 0 | 0 | 0 | 0 | 123.9163 | -49.666 | -174.0922 | -194.8627 | 0.38397 | 0.38397 | 0.38397 | 0 | 47.5807 | -19.0704 | -66.847 | 0
12 | 29 | 14 | 440.7587 | 440.7233 | 442.6587 | 444.4326 | 0 | 0 | 0 | 0 | 48.5073 | 77.7542 | 0 | 0 | 0 | 0 | 0 | 0 | 279.5012 | 468.2178 | 905.3025 | 939.2017 | 0 | 0 | 0 | 0 | 0 | -63.1215 | -351 | -351 | 0 | 0 | 0 | 0 | 112.7503 | -42.1272 | -111.6438 | -143.7691 | 0.38397 | 0.38397 | 0.38397 | 0 | 43.2933 | -16.1757 | -42.8684 | 0
12 | 29 | 15 | 434.4101 | 435.0511 | 437.6816 | 440.0429 | 0 | 0 | 0 | 0 | 53.2244 | 70.3813 | 0 | 0 | 0 | 0 | 0 | 0 | 259.0439 | 419.4383 | 792.2521 | 819.7357 | 0 | 0 | 0 | 0 | 0 | -34.5655 | -49.5948 | -302.4251 | 0 | 0 | 0 | 0 | 122.1419 | -20.2029 | -304.9758 | -77.2677 | 0.38397 | 0.38397 | 0.38397 | 0 | 46.8994 | -7.7574 | -117.103 | 0
12 | 29 | 16 | 434.6963 | 437.5191 | 442.564 | 447.072 | 0 | 0 | 0 | 0 | 84.2992 | 113.313 | 0 | 0 | 0 | 0 | 0 | 0 | 222.652 | 311.583 | 639.8521 | 655.785 | 0 | 0 | 0 | 0 | 0 | -3.1215 | -4.2915 | 52.8001 | 0 | 0 | 0 | 0 | 127.7452 | 15.7446 | -192.9966 | -261.5131 | 0.37613 | 0.37654 | 0.3735 | 0.38586 | 48.0492 | 5.9285 | -72.0841 | -100.9087
12 | 29 | 17 | 456.5393 | 460.7916 | 467.4407 | 473.2864 | 0 | 0 | 0 | 0 | 124.7186 | 168.0677 | 0 | 0 | 0 | 0 | 0 | 0 | 164.2004 | 163.8049 | 339.7377 | 341.8571 | 0 | 0 | 0 | 0 | 0 | 2.0813 | -24.8614 | 320.4564 | 0 | 0 | 0 | 0 | 167.6204 | 126.8377 | 152.5644 | -189.0271 | 0.36823 | 0.38625 | 0.38886 | 0.38905 | 61.7235 | 48.9906 | 59.3261 | -73.5417
12 | 29 | 18 | 528.8957 | 537.5044 | 549.2069 | 559.4536 | 0 | 0 | 0 | 0 | 133.0093 | 204.42 | 0 | 0 | 0 | 0 | 0 | 0 | 145.216 | 121.4544 | 225.418 | 225.418 | 0 | 0 | 0 | 0 | 0 | -13.0905 | -34.164 | 199.7742 | 0 | 0 | 0 | 0 | 250.6704 | 224.7205 | 357.953 | 134.2615 | 0.38392 | 0.39924 | 0.39333 | 0.38256 | 96.238 | 89.7172 | 140.7932 | 51.3631
12 | 29 | 19 | 536.4992 | 547.1672 | 561.1375 | 573.3489 | 0 | 0 | 0 | 0 | 138.4947 | 212.7377 | 0 | 0 | 0 | 0 | 0 | 0 | 168.4221 | 109.9796 | 217.0569 | 217.0569 | 0 | 0 | 0 | 0 | 0 | 33.0025 | 157.6674 | 436.8692 | 0 | 0 | 0 | 0 | 229.5824 | 191.4474 | 186.4131 | -80.5772 | 0.38563 | 0.40066 | 0.39478 | 0.38374 | 88.5337 | 76.7058 | 73.5917 | -30.9211
12 | 29 | 20 | 527.2894 | 538.2506 | 552.4152 | 564.6912 | 0 | 0 | 0 | 0 | 139.9176 | 211.7194 | 0 | 0 | 0 | 0 | 0 | 0 | 211.5757 | 109.2907 | 216.692 | 216.692 | 0 | 0 | 0 | 0 | 0 | 13.1264 | 93.6132 | 117 | 0 | 0 | 0 | 0 | 175.7961 | 204.114 | 242.1099 | 230.9992 | 0.38498 | 0.40006 | 0.39435 | 0.38314 | 67.6787 | 81.658 | 95.4765 | 88.5062
12 | 29 | 21 | 513.8712 | 524.6698 | 538.488 | 550.3277 | 0 | 0 | 0 | 0 | 142.4821 | 223.9535 | 0 | 0 | 0 | 0 | 0 | 0 | 220.1681 | 113.4933 | 227.503 | 227.503 | 0 | 0 | 0 | 0 | 0 | 13.0833 | 94.3417 | 117 | 0 | 0 | 0 | 0 | 151.221 | 174.1397 | 216.6433 | 205.8248 | 0.38362 | 0.39918 | 0.39347 | 0.3819 | 58.0115 | 69.5129 | 85.2416 | 78.6038
12 | 29 | 22 | 490.7214 | 501.2983 | 514.7463 | 526.2294 | 0 | 0 | 0 | 0 | 145.9474 | 217.1991 | 0 | 0 | 0 | 0 | 0 | 0 | 213.2445 | 116.9748 | 249.9473 | 249.9473 | 0 | 0 | 0 | 0 | 0 | 0 | 94.9289 | 38.9455 | 0 | 0 | 0 | 0 | 131.5296 | 167.1244 | 169.87 | 237.3365 | 0.37803 | 0.39555 | 0.3898 | 0.38045 | 49.7224 | 66.1061 | 66.2161 | 90.2955
12 | 29 | 23 | 459.4331 | 469.8802 | 483.0388 | 494.2556 | 0 | 0 | 0 | 0 | 146.7699 | 247.129 | 0 | 0 | 0 | 0 | 0 | 0 | 217.8429 | 124.4741 | 271.7594 | 271.7594 | 0 | 0 | 0 | 0 | 0 | 16.6719 | 291.6567 | 0 | 0 | 0 | 0 | 0 | 94.8204 | 81.6052 | -80.3773 | 222.4963 | 0.36992 | 0.3904 | 0.38503 | 0.37684 | 35.0755 | 31.8589 | -30.9477 | 83.8465
12 | 29 | 24 | 421.4579 | 429.7845 | 440.4088 | 449.3446 | 0 | 0 | 0 | 0 | 109.1445 | 180.0818 | 0 | 0 | 0 | 0 | 0 | 0 | 215.6268 | 127.0514 | 280.29 | 280.29 | 0 | 0 | 0 | 0 | 0 | 0 | 95.3969 | 0 | 0 | 0 | 0 | 0 | 96.6866 | 122.6513 | 64.7219 | 169.0547 | 0.36541 | 0.38531 | 0.38012 | 0.36918 | 35.3302 | 47.259 | 24.6023 | 62.4119
12 | 30 | 1 | 399.1085 | 405.3265 | 413.463 | 420.1184 | 0 | 0 | 0 | 0 | 148.4932 | 206.601 | 0 | 0 | 0 | 0 | 0 | 0 | 218.8951 | 131.3868 | 286.9332 | 286.9332 | 0 | 0 | 0 | 0 | 0 | 65.4166 | 166.4182 | 7.1083 | 0 | 0 | 0 | 0 | 31.7202 | 1.9221 | -39.8884 | 126.0769 | 0.36727 | 0.38821 | 0.38242 | 0.37348 | 11.65 | 0.74616 | -15.2543 | 47.0873
12 | 30 | 2 | 381.6583 | 385.8742 | 391.7506 | 396.4334 | 0 | 0 | 0 | 0 | 130.4417 | 175.8001 | 0 | 0 | 0 | 0 | 0 | 0 | 225.459 | 140.4149 | 285.1347 | 285.1347 | 0 | 0 | 0 | 0 | 0 | 8.9396 | 37.1486 | 0 | 0 | 0 | 0 | 0 | 25.7576 | 60.7196 | 69.4672 | 111.2987 | 0.36484 | 0.38864 | 0.38295 | 0.37206 | 9.3974 | 23.5978 | 26.6026 | 41.4093
12 | 30 | 3 | 369.638 | 371.8694 | 375.5348 | 378.2955 | 0 | 0 | 0 | 0 | 108.8141 | 152.4994 | 0 | 0 | 0 | 0 | 0 | 0 | 238.4211 | 153.3019 | 282.3016 | 282.3016 | 0 | 0 | 0 | 0 | 0 | -1.4804 | -38.7292 | 64.9372 | 0 | 0 | 0 | 0 | 22.4028 | 67.5485 | 131.9624 | 31.0567 | 0.36527 | 0.38758 | 0.38231 | 0.37011 | 8.183 | 26.1806 | 50.4507 | 11.4944
12 | 30 | 4 | 364.3766 | 365.1001 | 367.0834 | 368.3585 | 0 | 0 | 0 | 0 | 80.2777 | 161.0638 | 0 | 0 | 0 | 0 | 0 | 0 | 259.3648 | 162.3123 | 281.8519 | 281.8519 | 0 | 0 | 0 | 0 | 0 | -2.1576 | -35.9212 | -40.6321 | 0 | 0 | 0 | 0 | 24.7342 | 43.8817 | 121.1526 | 127.1387 | 0.36475 | 0.38634 | 0.38116 | 0.36859 | 9.0218 | 16.9534 | 46.1783 | 46.8618
12 | 30 | 5 | 365.041 | 364.4243 | 364.9378 | 364.9173 | 0 | 0 | 0 | 0 | 100.4631 | 184.07 | 0 | 0 | 0 | 0 | 0 | 0 | 254.3467 | 159.6628 | 283.2053 | 283.2053 | 0 | 0 | 0 | 0 | 0 | 49.6726 | 0 | 0 | 0 | 0 | 0 | 0 | 10.2312 | -28.9811 | 81.7325 | 81.7121 | 0.36472 | 0.38369 | 0.37873 | 0.36539 | 3.7315 | -11.1197 | 30.9546 | 29.8568
12 | 30 | 6 | 371.1548 | 368.632 | 367.1245 | 365.3768 | 0 | 0 | 0 | 0 | 129.9434 | 199.0885 | 0 | 0 | 0 | 0 | 0 | 0 | 253.8128 | 159.7496 | 281.9471 | 281.9471 | 0 | 0 | 0 | 0 | 0 | 5.2971 | 221.7878 | -93.7943 | 0 | 0 | 0 | 0 | -12.6014 | 4.4968 | -136.6104 | 177.224 | 0.36467 | 0.38225 | 0.37475 | 0.36382 | -4.5953 | 1.7189 | -51.1944 | 64.478
12 | 30 | 7 | 378.1275 | 374.5658 | 372.1614 | 369.8802 | 0 | 0 | 0 | 0 | 132.1986 | 201.2953 | 0 | 0 | 0 | 0 | 0 | 0 | 255.0108 | 166.4051 | 286.4348 | 286.4351 | 0 | 0 | 0 | 0 | 0 | 52.6486 | 141.4773 | 248.3446 | 0 | 0 | 0 | 0 | -9.0819 | -45.7831 | -55.7507 | -164.8996 | 0.36466 | 0.38514 | 0.37677 | 0.36382 | -3.3118 | -17.6331 | -21.0052 | -59.9941
12 | 30 | 8 | 386.7164 | 383.112 | 381.1223 | 379.7172 | 0 | 0 | 0 | 0 | 111.0028 | 149.2972 | 0 | 0 | 0 | 0 | 0 | 0 | 296.2038 | 243.5816 | 391.4718 | 396.3687 | 0 | 0 | 0 | 0 | 0 | -13.8334 | -53.7317 | -115.9934 | 0 | 0 | 0 | 0 | -20.4902 | 4.0666 | 43.3822 | 99.3418 | 0.36774 | 0.38205 | 0.37719 | 0.38148 | -7.5351 | 1.5536 | 16.3635 | 37.8971
12 | 30 | 9 | 405.6712 | 403.1692 | 402.8782 | 403.4589 | 0 | 0 | 0 | 0 | 67.4795 | 122.7044 | 0 | 0 | 0 | 0 | 0 | 0 | 358.7016 | 360.648 | 599.5549 | 618.1317 | 0 | 0 | 0 | 0 | 0 | -11.6667 | -15.9385 | 106.9733 | 0 | 0 | 0 | 0 | -20.5099 | -68.5165 | -180.7382 | -321.6461 | 0.37162 | 0.36395 | 0.36521 | 0.3937 | -7.6218 | -24.9368 | -66.0072 | -126.6311
12 | 30 | 10 | 420.4288 | 418.0684 | 417.9366 | 418.5853 | 0 | 0 | 0 | 0 | 57.1476 | 101.2997 | 0 | 0 | 0 | 0 | 0 | 0 | 385.3562 | 439.1566 | 763.445 | 792.4406 | 0 | 0 | 0 | 0 | 0 | -18.5313 | -304.6724 | -414.8997 | 0 | 0 | 0 | 0 | -22.075 | -103.8567 | -40.836 | 41.0444 | 0.37666 | 0.38397 | 0.38397 | 0 | -8.3149 | -39.8782 | -15.68 | 0
12 | 30 | 11 | 428.566 | 426.245 | 425.8873 | 425.9688 | 0 | 0 | 0 | 0 | 53.7264 | 83.0236 | 0 | 0 | 0 | 0 | 0 | 0 | 394.762 | 460.4336 | 744.7219 | 778.3401 | 0 | 0 | 0 | 0 | 0 | -64.4518 | -351 | -351 | 0 | 0 | 0 | 0 | -19.9224 | -52.7603 | 32.1654 | -1.3712 | 0.38397 | 0.38397 | 0.38397 | 0 | -7.6497 | -20.2585 | 12.3507 | 0
12 | 30 | 12 | 428.6816 | 426.3723 | 425.8091 | 425.4439 | 0 | 0 | 0 | 0 | 48.641 | 76.8363 | 0 | 0 | 0 | 0 | 0 | 0 | 429.1393 | 511.2331 | 850.3285 | 888.4176 | 0 | 0 | 0 | 0 | 0 | -63.1215 | -351 | -351 | 0 | 0 | 0 | 0 | -49.0988 | -98.5756 | -73.5195 | -111.9737 | 0.38397 | 0.38397 | 0.38397 | 0 | -18.8527 | -37.8504 | -28.2296 | 0
12 | 30 | 13 | 426.1507 | 424.9023 | 425.4182 | 425.9121 | 0 | 0 | 0 | 0 | 48.5757 | 76.8554 | 0 | 0 | 0 | 0 | 0 | 0 | 445.4969 | 542.0788 | 897.7892 | 938.0371 | 0 | 0 | 0 | 0 | 0 | -63.1215 | -351 | -365.4815 | 0 | 0 | 0 | 0 | -67.9219 | -130.9104 | -121.3711 | -146.6435 | 0.38397 | 0.38397 | 0.38397 | 0 | -26.0803 | -50.2661 | -46.6034 | 0
12 | 30 | 14 | 421.9772 | 421.327 | 422.5169 | 423.6459 | 0 | 0 | 0 | 0 | 48.5073 | 77.7542 | 0 | 0 | 0 | 0 | 0 | 0 | 425.1925 | 510.6979 | 804.7873 | 841.9164 | 0 | 0 | 0 | 0 | 0 | -63.1215 | -351 | -351 | 0 | 0 | 0 | 0 | -51.7226 | -104.0036 | -31.2704 | -67.2705 | 0.38397 | 0.38397 | 0.38397 | 0 | -19.8602 | -39.9346 | -12.007 | 0
12 | 30 | 15 | 417.9854 | 418.0887 | 420.0673 | 421.8645 | 0 | 0 | 0 | 0 | 53.2244 | 70.3813 | 0 | 0 | 0 | 0 | 0 | 0 | 400.2221 | 466.1613 | 735.4728 | 767.1013 | 0 | 0 | 0 | 0 | 0 | -34.5655 | -49.5948 | -302.4251 | 0 | 0 | 0 | 0 | -35.4611 | -83.8883 | -265.8108 | -42.8117 | 0.38397 | 0.38397 | 0.38397 | 0 | -13.6162 | -32.2109 | -102.0646 | 0
12 | 30 | 16 | 419.4681 | 421.7923 | 426.2329 | 430.2179 | 0 | 0 | 0 | 0 | 84.2992 | 113.313 | 0 | 0 | 0 | 0 | 0 | 0 | 330.16 | 357.6772 | 636.628 | 655.6423 | 0 | 0 | 0 | 0 | 0 | -3.1215 | -4.2915 | 52.8001 | 0 | 0 | 0 | 0 | 5.0088 | -46.0764 | -206.1037 | -278.2244 | 0.37613 | 0.37654 | 0.3735 | 0.38586 | 1.884 | -17.3496 | -76.9796 | -107.357
12 | 30 | 17 | 441.5105 | 445.2708 | 451.3234 | 456.653 | 0 | 0 | 0 | 0 | 124.7186 | 168.0677 | 0 | 0 | 0 | 0 | 0 | 0 | 258.2056 | 198.4684 | 412.9157 | 415.9546 | 0 | 0 | 0 | 0 | 0 | 2.0813 | -24.8614 | 320.4564 | 0 | 0 | 0 | 0 | 58.5863 | 76.6534 | 63.2691 | -279.7579 | 0.36823 | 0.38625 | 0.38886 | 0.38905 | 21.5735 | 29.6071 | 24.6028 | -108.8409
12 | 30 | 18 | 515.1721 | 523.3316 | 534.4894 | 544.2649 | 0 | 0 | 0 | 0 | 133.0093 | 204.42 | 0 | 0 | 0 | 0 | 0 | 0 | 268.2395 | 181.7225 | 391.2341 | 391.2341 | 0 | 0 | 0 | 0 | 0 | -13.0905 | -34.164 | 199.7742 | 0 | 0 | 0 | 0 | 113.9233 | 150.2796 | 177.4193 | -46.7434 | 0.38392 | 0.39924 | 0.39333 | 0.38256 | 43.7377 | 59.9975 | 69.7841 | -17.8822
12 | 30 | 19 | 529.7553 | 540.2025 | 553.9051 | 565.8849 | 0 | 0 | 0 | 0 | 138.4947 | 212.7377 | 0 | 0 | 0 | 0 | 0 | 0 | 239.4624 | 168.0121 | 412.2566 | 412.2566 | 0 | 0 | 0 | 0 | 0 | 33.0025 | 157.6674 | 436.8692 | 0 | 0 | 0 | 0 | 151.7982 | 126.4502 | -16.0189 | -283.2408 | 0.38563 | 0.40066 | 0.39478 | 0.38374 | 58.5378 | 50.6639 | -6.3239 | -108.6921
12 | 30 | 20 | 525.3496 | 536.2473 | 550.3349 | 562.5443 | 0 | 0 | 0 | 0 | 139.9176 | 211.7194 | 0 | 0 | 0 | 0 | 0 | 0 | 212.1118 | 154.0657 | 434.3455 | 434.3455 | 0 | 0 | 0 | 0 | 0 | 13.1264 | 93.6132 | 117 | 0 | 0 | 0 | 0 | 173.3202 | 157.3358 | 22.3761 | 11.1988 | 0.38498 | 0.40006 | 0.39435 | 0.38314 | 66.7256 | 62.9438 | 8.8241 | 4.2908
12 | 30 | 21 | 512.7291 | 523.4903 | 537.2632 | 549.0637 | 0 | 0 | 0 | 0 | 142.4821 | 223.9535 | 0 | 0 | 0 | 0 | 0 | 0 | 186.5081 | 141.6201 | 462.7683 | 462.7683 | 0 | 0 | 0 | 0 | 0 | 13.0833 | 94.3417 | 117 | 0 | 0 | 0 | 0 | 183.7389 | 144.8334 | -19.8469 | -30.7046 | 0.38362 | 0.39918 | 0.39347 | 0.3819 | 70.4861 | 57.8145 | -7.8091 | -11.726
12 | 30 | 22 | 494.3472 | 505.0428 | 518.6346 | 530.2422 | 0 | 0 | 0 | 0 | 145.9474 | 217.1991 | 0 | 0 | 0 | 0 | 0 | 0 | 192.3319 | 146.3672 | 474.6881 | 474.6881 | 0 | 0 | 0 | 0 | 0 | 0 | 94.9289 | 38.9455 | 0 | 0 | 0 | 0 | 156.068 | 141.4764 | -50.9824 | 16.6086 | 0.37803 | 0.39555 | 0.3898 | 0.38045 | 58.9987 | 55.9611 | -19.8732 | 6.3188
12 | 30 | 23 | 466.6122 | 477.2943 | 490.7378 | 502.2011 | 0 | 0 | 0 | 0 | 146.7699 | 247.129 | 0 | 0 | 0 | 0 | 0 | 0 | 190.2321 | 142.1343 | 474.3121 | 474.3121 | 0 | 0 | 0 | 0 | 0 | 16.6719 | 291.6567 | 0 | 0 | 0 | 0 | 0 | 129.6102 | 71.3591 | -275.231 | 27.889 | 0.36992 | 0.3904 | 0.38503 | 0.37684 | 47.9448 | 27.8588 | -105.9722 | 10.5098
12 | 30 | 24 | 428.5644 | 437.1236 | 448.0301 | 457.2099 | 0 | 0 | 0 | 0 | 109.1445 | 180.0818 | 0 | 0 | 0 | 0 | 0 | 0 | 170.8641 | 127.7971 | 472.1994 | 472.1994 | 0 | 0 | 0 | 0 | 0 | 0 | 95.3969 | 0 | 0 | 0 | 0 | 0 | 148.5558 | 129.2447 | -119.5663 | -14.9895 | 0.36541 | 0.38531 | 0.38012 | 0.36918 | 54.2838 | 49.7995 | -45.45 | -5.5338
12 | 31 | 1 | 399.6342 | 405.8694 | 414.0268 | 420.7003 | 0 | 0 | 0 | 0 | 148.4932 | 206.601 | 0 | 0 | 0 | 0 | 0 | 0 | 156.546 | 119.586 | 469.2398 | 469.2398 | 0 | 0 | 0 | 0 | 0 | 65.4166 | 166.4182 | 7.1083 | 0 | 0 | 0 | 0 | 94.595 | 14.2658 | -221.6312 | -55.6478 | 0.36727 | 0.38821 | 0.38242 | 0.37348 | 34.7423 | 5.5381 | -84.7571 | -20.7833
12 | 31 | 2 | 381.7308 | 385.9491 | 391.8283 | 396.5137 | 0 | 0 | 0 | 0 | 130.4417 | 175.8001 | 0 | 0 | 0 | 0 | 0 | 0 | 140.3515 | 110.9922 | 464.3217 | 464.3217 | 0 | 0 | 0 | 0 | 0 | 8.9396 | 37.1486 | 0 | 0 | 0 | 0 | 0 | 110.9376 | 90.2171 | -109.6419 | -67.808 | 0.36484 | 0.38864 | 0.38295 | 0.37206 | 40.4744 | 35.0616 | -41.9876 | -25.2284
12 | 31 | 3 | 372.2849 | 374.6029 | 378.3733 | 381.2249 | 0 | 0 | 0 | 0 | 108.8141 | 152.4994 | 0 | 0 | 0 | 0 | 0 | 0 | 134.4089 | 110.3272 | 465.3143 | 465.3143 | 0 | 0 | 0 | 0 | 0 | -1.4804 | -38.7292 | 64.9372 | 0 | 0 | 0 | 0 | 129.0618 | 113.2566 | -48.2118 | -149.0266 | 0.36527 | 0.38758 | 0.38231 | 0.37011 | 47.1421 | 43.8962 | -18.4319 | -55.1562
12 | 31 | 4 | 369.9603 | 370.8666 | 373.0715 | 374.5383 | 0 | 0 | 0 | 0 | 80.2777 | 161.0638 | 0 | 0 | 0 | 0 | 0 | 0 | 131.8534 | 113.6105 | 459.8359 | 459.8359 | 0 | 0 | 0 | 0 | 0 | -2.1576 | -35.9212 | -40.6321 | 0 | 0 | 0 | 0 | 157.8293 | 98.35 | -50.8432 | -44.6654 | 0.36475 | 0.38634 | 0.38116 | 0.36859 | 57.5686 | 37.9969 | -19.3793 | -16.4631
12 | 31 | 5 | 376.0815 | 375.8262 | 376.7779 | 377.1365 | 0 | 0 | 0 | 0 | 100.4631 | 184.07 | 0 | 0 | 0 | 0 | 0 | 0 | 139.9626 | 116.6498 | 446.5336 | 446.5336 | 0 | 0 | 0 | 0 | 0 | 49.6726 | 0 | 0 | 0 | 0 | 0 | 0 | 135.6557 | 25.4338 | -69.7557 | -69.3971 | 0.36472 | 0.38369 | 0.37873 | 0.36539 | 49.4763 | 9.7586 | -26.4186 | -25.357
12 | 31 | 6 | 393.8703 | 392.0911 | 391.4852 | 390.5175 | 0 | 0 | 0 | 0 | 129.9434 | 199.0885 | 0 | 0 | 0 | 0 | 0 | 0 | 149.6487 | 112.2453 | 424.4052 | 424.4052 | 0 | 0 | 0 | 0 | 0 | 5.2971 | 221.7878 | -93.7943 | 0 | 0 | 0 | 0 | 114.2782 | 75.4602 | -254.7078 | 59.9066 | 0.36467 | 0.38225 | 0.37475 | 0.36382 | 41.6739 | 28.8444 | -95.451 | 21.7953
12 | 31 | 7 | 413.7871 | 411.3926 | 410.4036 | 409.3468 | 0 | 0 | 0 | 0 | 132.1986 | 201.2953 | 0 | 0 | 0 | 0 | 0 | 0 | 169.2186 | 114.7262 | 395.2548 | 395.2551 | 0 | 0 | 0 | 0 | 0 | 52.6486 | 141.4773 | 248.3446 | 0 | 0 | 0 | 0 | 112.3698 | 42.7226 | -126.3285 | -234.2529 | 0.36466 | 0.38514 | 0.37677 | 0.36382 | 40.977 | 16.4544 | -47.5968 | -85.2264
12 | 31 | 8 | 427.5065 | 425.2373 | 424.8665 | 424.862 | 0 | 0 | 0 | 0 | 111.0028 | 149.2972 | 0 | 0 | 0 | 0 | 0 | 0 | 223.198 | 185.0107 | 443.8309 | 449.2239 | 0 | 0 | 0 | 0 | 0 | -13.8334 | -53.7317 | -115.9934 | 0 | 0 | 0 | 0 | 93.3056 | 104.7627 | 34.7673 | 91.6315 | 0.36774 | 0.38205 | 0.37719 | 0.38148 | 34.3124 | 40.0242 | 13.114 | 34.9558
12 | 31 | 9 | 448.9086 | 447.822 | 449.2471 | 451.3125 | 0 | 0 | 0 | 0 | 67.4795 | 122.7044 | 0 | 0 | 0 | 0 | 0 | 0 | 285.0484 | 344.9748 | 696.84 | 718.2011 | 0 | 0 | 0 | 0 | 0 | -11.6667 | -15.9385 | 106.9733 | 0 | 0 | 0 | 0 | 96.3807 | -8.1905 | -231.6544 | -373.8619 | 0.37162 | 0.36395 | 0.36521 | 0.3937 | 35.8166 | -2.981 | -84.6023 | -147.1883
12 | 31 | 10 | 462.7598 | 461.785 | 463.3334 | 465.4357 | 0 | 0 | 0 | 0 | 57.1476 | 101.2997 | 0 | 0 | 0 | 0 | 0 | 0 | 299.6158 | 461.3882 | 889.1938 | 923.7543 | 0 | 0 | 0 | 0 | 0 | -18.5313 | -304.6724 | -414.8997 | 0 | 0 | 0 | 0 | 105.9963 | -82.3716 | -121.188 | -43.419 | 0.37666 | 0.38397 | 0.38397 | 0 | 39.9251 | -31.6285 | -46.5331 | 0
12 | 31 | 11 | 469.5011 | 468.5201 | 469.7871 | 471.2742 | 0 | 0 | 0 | 0 | 53.7264 | 83.0236 | 0 | 0 | 0 | 0 | 0 | 0 | 310.4333 | 523.8589 | 965.0559 | 1007.7569 | 0 | 0 | 0 | 0 | 0 | -64.4518 | -351 | -351 | 0 | 0 | 0 | 0 | 105.3413 | -73.9107 | -144.2688 | -185.4827 | 0.38397 | 0.38397 | 0.38397 | 0 | 40.4484 | -28.3797 | -55.3956 | 0
12 | 31 | 12 | 467.5318 | 466.4943 | 467.473 | 468.4419 | 0 | 0 | 0 | 0 | 48.641 | 76.8363 | 0 | 0 | 0 | 0 | 0 | 0 | 308.1152 | 533.1099 | 962.7498 | 1008.6368 | 0 | 0 | 0 | 0 | 0 | -63.1215 | -351 | -351 | 0 | 0 | 0 | 0 | 110.7755 | -80.3304 | -144.2767 | -189.1949 | 0.38397 | 0.38397 | 0.38397 | 0 | 42.535 | -30.8447 | -55.3986 | 0
12 | 31 | 13 | 460.4143 | 460.2875 | 462.1634 | 463.8338 | 0 | 0 | 0 | 0 | 48.5757 | 76.8554 | 0 | 0 | 0 | 0 | 0 | 0 | 310.1064 | 552.3499 | 1040.9842 | 1088.423 | 0 | 0 | 0 | 0 | 0 | -63.1215 | -351 | -365.4815 | 0 | 0 | 0 | 0 | 101.7322 | -105.7964 | -227.8208 | -259.1077 | 0.38397 | 0.38397 | 0.38397 | 0 | 39.0626 | -40.6229 | -87.4774 | 0
12 | 31 | 14 | 453.1407 | 453.5107 | 455.9375 | 458.1366 | 0 | 0 | 0 | 0 | 48.5073 | 77.7542 | 0 | 0 | 0 | 0 | 0 | 0 | 322.5195 | 562.5919 | 1068.5246 | 1114.4553 | 0 | 0 | 0 | 0 | 0 | -63.1215 | -351 | -351 | 0 | 0 | 0 | 0 | 82.1139 | -123.714 | -261.5871 | -305.3187 | 0.38397 | 0.38397 | 0.38397 | 0 | 31.5297 | -47.5028 | -100.4428 | 0
12 | 31 | 15 | 446.1214 | 447.1458 | 450.2411 | 453.0045 | 0 | 0 | 0 | 0 | 53.2244 | 70.3813 | 0 | 0 | 0 | 0 | 0 | 0 | 307.5039 | 520.0451 | 996.1737 | 1036.3095 | 0 | 0 | 0 | 0 | 0 | -34.5655 | -49.5948 | -302.4251 | 0 | 0 | 0 | 0 | 85.3931 | -108.7151 | -496.3378 | -280.8799 | 0.38397 | 0.38397 | 0.38397 | 0 | 32.7888 | -41.7437 | -190.5812 | 0
12 | 31 | 16 | 443.9421 | 447.0674 | 452.4794 | 457.3049 | 0 | 0 | 0 | 0 | 84.2992 | 113.313 | 0 | 0 | 0 | 0 | 0 | 0 | 249.2044 | 383.1645 | 764.6154 | 790.3599 | 0 | 0 | 0 | 0 | 0 | -3.1215 | -4.2915 | 52.8001 | 0 | 0 | 0 | 0 | 110.4385 | -46.2886 | -307.8445 | -385.8552 | 0.37613 | 0.37654 | 0.3735 | 0.38586 | 41.5396 | -17.4295 | -114.9797 | -148.8879
12 | 31 | 17 | 461.978 | 466.4083 | 473.2733 | 479.3057 | 0 | 0 | 0 | 0 | 124.7186 | 168.0677 | 0 | 0 | 0 | 0 | 0 | 0 | 156.3719 | 193.0195 | 410.5345 | 415.6253 | 0 | 0 | 0 | 0 | 0 | 2.0813 | -24.8614 | 320.4564 | 0 | 0 | 0 | 0 | 180.8875 | 103.2399 | 87.6002 | -256.7759 | 0.36823 | 0.38625 | 0.38886 | 0.38905 | 66.609 | 39.876 | 34.0642 | -99.8997
12 | 31 | 18 | 531.0349 | 539.7136 | 551.5011 | 561.8212 | 0 | 0 | 0 | 0 | 133.0093 | 204.42 | 0 | 0 | 0 | 0 | 0 | 0 | 133.9023 | 116.2895 | 214.0619 | 214.0619 | 0 | 0 | 0 | 0 | 0 | -13.0905 | -34.164 | 199.7742 | 0 | 0 | 0 | 0 | 264.1234 | 232.0947 | 371.6032 | 147.9852 | 0.38392 | 0.39924 | 0.39333 | 0.38256 | 101.4029 | 92.6613 | 146.1623 | 56.6132
12 | 31 | 19 | 536.9162 | 547.5978 | 561.5846 | 573.8104 | 0 | 0 | 0 | 0 | 138.4947 | 212.7377 | 0 | 0 | 0 | 0 | 0 | 0 | 129.9946 | 120.3565 | 232.0916 | 232.0916 | 0 | 0 | 0 | 0 | 0 | 33.0025 | 157.6674 | 436.8692 | 0 | 0 | 0 | 0 | 268.4268 | 181.5012 | 171.8256 | -95.1504 | 0.38563 | 0.40066 | 0.39478 | 0.38374 | 103.5133 | 72.7207 | 67.8328 | -36.5135
12 | 31 | 20 | 516.4302 | 527.0359 | 540.7695 | 552.6726 | 0 | 0 | 0 | 0 | 139.9176 | 211.7194 | 0 | 0 | 0 | 0 | 0 | 0 | 144.7895 | 131.6315 | 252.7277 | 252.7277 | 0 | 0 | 0 | 0 | 0 | 13.1264 | 93.6132 | 117 | 0 | 0 | 0 | 0 | 231.7231 | 170.5586 | 194.4285 | 182.9449 | 0.38498 | 0.40006 | 0.39435 | 0.38314 | 89.2098 | 68.2338 | 76.6732 | 70.0944
12 | 31 | 21 | 496.4675 | 506.6963 | 519.8238 | 531.0659 | 0 | 0 | 0 | 0 | 142.4821 | 223.9535 | 0 | 0 | 0 | 0 | 0 | 0 | 170.6604 | 126.8792 | 238.2651 | 238.2651 | 0 | 0 | 0 | 0 | 0 | 13.0833 | 94.3417 | 117 | 0 | 0 | 0 | 0 | 183.325 | 142.7804 | 187.217 | 175.8009 | 0.38362 | 0.39918 | 0.39347 | 0.3819 | 70.3273 | 56.9949 | 73.6634 | 67.1378
12 | 31 | 22 | 479.0464 | 489.2411 | 502.2257 | 513.3079 | 0 | 0 | 0 | 0 | 145.9474 | 217.1991 | 0 | 0 | 0 | 0 | 0 | 0 | 176.9998 | 98.0948 | 176.4079 | 176.4079 | 0 | 0 | 0 | 0 | 0 | 0 | 94.9289 | 38.9455 | 0 | 0 | 0 | 0 | 156.0992 | 173.9471 | 230.8888 | 297.9545 | 0.37803 | 0.39555 | 0.3898 | 0.38045 | 59.0105 | 68.8049 | 90.0015 | 113.3578
12 | 31 | 23 | 458.436 | 468.8505 | 481.9695 | 493.1521 | 0 | 0 | 0 | 0 | 146.7699 | 247.129 | 0 | 0 | 0 | 0 | 0 | 0 | 174.6015 | 74.0654 | 138.1673 | 138.1673 | 0 | 0 | 0 | 0 | 0 | 16.6719 | 291.6567 | 0 | 0 | 0 | 0 | 0 | 137.0647 | 130.9842 | 52.1455 | 354.9848 | 0.36992 | 0.3904 | 0.38503 | 0.37684 | 50.7023 | 51.1366 | 20.0776 | 133.774
12 | 31 | 24 | 433.9305 | 442.6654 | 453.7849 | 463.1489 | 0 | 0 | 0 | 0 | 109.1445 | 180.0818 | 0 | 0 | 0 | 0 | 0 | 0 | 178.5805 | 61.0583 | 126.5084 | 126.5084 | 0 | 0 | 0 | 0 | 0 | 0 | 95.3969 | 0 | 0 | 0 | 0 | 0 | 146.2056 | 201.5253 | 231.8795 | 336.6405 | 0.36541 | 0.38531 | 0.38012 | 0.36918 | 53.425 | 77.65 | 88.1429 | 124.2815
Total |  |  | 4346126.9408 | 4385583.6142 | 4446714.2176 | 4499297.34 | 0 | 0 | 0 | 0 | 1293501.2736 | 1987962.9912 | 0 | 0 | 0 | 0 | 0 | 0 | 2117028.9811 | 2408255.2749 | 5211915.3422 | 5333294.2089 | 0 | 0 | 0 | 0 | 0 | -35721.263 | -214135.4237 | -232613.4147 | 0 | 0 | 0 | 0 | 935596.6861 | 25086.6112 | -551065.7009 | -601383.4542 | 3387.0107 | 2917.711 | 2982.879 | 2422.4292 | 359914.2935 | 89053.2854 | -72901.1865 | 50442.3088
578.8111

## IEPR CAISO Load Modifiers
CAISO Peak and Energy Forecasts: CED 2017 Forecast, Mid Baseline-Mid AAEE/AAPV
Coincident Peak 1 in 2 (MW)
|  |  | 2017 | 2018 | 2019 | 2020 | 2021 | 2022 | 2023 | 2024 | 2025 | 2026 | 2027 | 2028 | 2029 | 2030
1 | Noncoincident Peak End Use Consumption (sum of TACs) |  | 48587.9453 | 49135.9844 | 49735.2871 | 50664.5896 | 51512.6135 | 52455.142 | 53403.2437 | 54154.2851 | 54932.3379 | 55620.3709 | 56294.0469 | 56927.1895 | 57542.8664 | 58153.5498
2 |  | 1 Includes EVs | 29.6212 | 63.0977 | 107.8934 | 164.5993 | 227.4082 | 286.1637 | 369.0357 | 437.4166 | 513.1827 | 547.8273 | 603.3254 | 661.0214 | 728.8804 | 802.2514
3 |  | 1 Includes Other Electrification | 9.3942 | 17.1953 | 25.1127 | 33.349 | 39.2444 | 45.9218 | 53.448 | 61.2582 | 69.6605 | 78.0601 | 81.5685 | 85.7289 | 96.1041 | 102.4474
4 |  | 1 Includes Incremental Climate Change Impacts | 0 | 0 | 43.3378 | 87.5487 | 132.4996 | 178.8426 | 226.4543 | 274.6357 | 323.6076 | 373.5296 | 424.3092 | 476.1785 | 528.9048 | 582.3618
5 | Estimated Losses (sum of TACs) |  | 3777.4164 | 3746.8859 | 3743.4731 | 3768.0656 | 3800.2865 | 3836.4111 | 3866.37 | 3886.2823 | 3912.1029 | 3931.9463 | 3961.977 | 3970.4668 | 3985.9013 | 4000.7373
6 | Gross Generation for Noncoincident Peak End Use Consumption (1 plus 5) |  | 52365.3617 | 52882.8703 | 53478.7602 | 54432.6552 | 55312.9 | 56291.5531 | 57269.6136 | 58040.5674 | 58844.4408 | 59552.3171 | 60256.0239 | 60897.6563 | 61528.7677 | 62154.2871
7 | Self-Generation Corresponding to Noncoincident Peak End Use Consumption (committed) |  | 4818.9315 | 5725.8722 | 6357.1727 | 7008.5217 | 7489.783 | 8021.2564 | 8607.3411 | 9129.5096 | 9618.5914 | 10085.168 | 10430.2274 | 10961.2665 | 11398.1873 | 11841.3533
8 |  | 7 Includes Photovoltaic | 2829.9049 | 3388.4356 | 3864.9563 | 4316.6616 | 4709.235 | 5152.7851 | 5652.8209 | 6090.2841 | 6496.1061 | 6880.7816 | 7144.1708 | 7593.757 | 7949.5558 | 8314.1528
9 |  | 7 Includes Other Private Generation | 1899.4025 | 2063.9913 | 2076.0991 | 2086.304 | 2095.7873 | 2105.005 | 2112.7935 | 2119.6416 | 2125.4146 | 2130.1718 | 2135.0185 | 2139.9491 | 2144.9942 | 2151.0229
10 |  | 7 includes Storage | 89.6241 | 273.4454 | 416.1173 | 605.556 | 684.7606 | 763.4663 | 841.7268 | 919.5839 | 997.0707 | 1074.2146 | 1151.0381 | 1227.5603 | 1303.6372 | 1376.1776
11 | Load-Modifying Demand Response |  | 107.0392 | 144.0184 | 169.7977 | 173.1017 | 168.6499 | 175.1954 | 173.2668 | 188.643 | 193.0318 | 198.4334 | 204.7691 | 196.4567 | 203.8098 | 203.3235
12 |  | 11 Includes Non-Event DR | 0 | 16.2572 | 30.6984 | 12.4004 | 13.1333 | 13.8152 | 6.6208 | 16.02 | 15.4339 | 15.8631 | 16.2276 | 7.9153 | 15.2683 | 14.7821
13 |  | 11 Includes Event-Based DR | 107.0392 | 127.7611 | 139.0993 | 160.7012 | 155.5166 | 161.3802 | 166.646 | 172.623 | 177.5979 | 182.5704 | 188.5414 | 188.5414 | 188.5414 | 188.5414
14 | Baseline Net Load Corresponding to Noncoincident Peak End Consumption (6 minus 7 minus 11)* |  | 47439.391 | 47012.9797 | 46951.7898 | 47251.0319 | 47654.4671 | 48095.1014 | 48489.0057 | 48722.4148 | 49032.8177 | 49268.7157 | 49621.0274 | 49739.9331 | 49926.7707 | 50109.6103
15 | Peak Shift Impact, Baseline Forecast |  | 480.3338 | 701.5402 | 869.3407 | 887.8459 | 1090.1643 | 1283.3655 | 1518.7967 | 1668.3184 | 2041.6872 | 2244.4211 | 2275.5047 | 2401.0456 | 2746.5894 | 3050.8013
16 | Baseline Net Peak, Noncoincident (14 plus 15) |  | 47919.7248 | 47714.5199 | 47821.1306 | 48138.8778 | 48744.6313 | 49378.4669 | 50007.8024 | 50390.7332 | 51074.5048 | 51513.1368 | 51896.5322 | 52140.9788 | 52673.36 | 53160.4117
17 | Coincidence Factor |  | 0.965 | 0.965 | 0.965 | 0.965 | 0.965 | 0.965 | 0.965 | 0.965 | 0.965 | 0.965 | 0.965 | 0.965 | 0.965 | 0.965
18 | Baseline Net Peak, Coincident |  | 46242.5345 | 46044.5117 | 46147.391 | 46454.017 | 47038.5692 | 47650.2206 | 48257.5293 | 48627.0575 | 49286.8972 | 49710.177 | 50080.1535 | 50316.0445 | 50829.7924 | 51299.7973
19 | AAEE Savings Corresponding to Noncoincident Peak End Use Consumption (plus losses) |  | 0 | 375.1102 | 759.0693 | 1163.125 | 1595.1349 | 2025.441 | 2643.5983 | 3242.2504 | 3819.1887 | 4370.339 | 4888.5387 | 5437.808 | 6008.043 | 6537.0205
20 | AAPV Generation Corresponding to Noncoincident Peak End Use Consumption (plus avoided losses) |  | 0 | 0 | 0 | 63.9018 | 151.6995 | 241.3359 | 331.0218 | 424.419 | 514.6297 | 604.443 | 682.9726 | 777.1517 | 864.4533 | 947.8322
21 | Managed Net Load Corresponding to Noncoincident Peak End Consumption (14 minus 19 minus 20)* |  | 47439.391 | 46637.8695 | 46192.7205 | 46024.0051 | 45907.6327 | 45828.3245 | 45514.3856 | 45055.7455 | 44698.9992 | 44293.9337 | 44049.5161 | 43524.9734 | 43054.2744 | 42624.7577
22 | Peak Shift Impact, Managed Forecast |  | 480.3338 | 709.5466 | 884.1785 | 936.3504 | 1208.6829 | 1455.9316 | 1899.9877 | 2158.5439 | 2646.124 | 2961.8786 | 3125.7069 | 3359.3769 | 3949.6262 | 4606.0532
23 | Managed Net Peak, Noncoincident (21 plus 22) |  | 47919.7248 | 47347.4161 | 47076.899 | 46960.3554 | 47116.3156 | 47284.2561 | 47414.3734 | 47214.2894 | 47345.1233 | 47255.8123 | 47175.223 | 46884.3504 | 47003.9005 | 47230.8109
24 | Coincidence Factor |  | 0.965 | 0.965 | 0.965 | 0.965 | 0.965 | 0.965 | 0.965 | 0.965 | 0.965 | 0.965 | 0.965 | 0.965 | 0.965 | 0.965
25 | Managed Net Peak, Coincident |  | 46242.5345 | 45690.2566 | 45429.2075 | 45316.743 | 45467.2445 | 45629.3071 | 45754.8703 | 45561.7893 | 45688.044 | 45601.8588 | 45524.0902 | 45243.3981 | 45358.764 | 45577.7325
* This is the "traditional" (no peak shift) net peak estimate
Sales/Energy (GWh)*
|  |  | 2017 | 2018 | 2019 | 2020 | 2021 | 2022 | 2023 | 2024 | 2025 | 2026 | 2027 | 2028 | 2029 | 2030
26 | Total Consumption |  | 235717.7787 | 238318.6752 | 240656.1322 | 244433.1335 | 248401.1791 | 252913.6037 | 257387.2502 | 260956.0857 | 264624.493 | 267726.9426 | 270814.4873 | 273718.0929 | 276561.4768 | 279463.8087
27 |  | 26 Includes EVs | 1204.2807 | 1618.3903 | 2164.3647 | 2865.8442 | 3629.8568 | 4533.4445 | 5481.8483 | 6395.659 | 7342.8603 | 7986.8996 | 8685.5729 | 9460.4844 | 10309.9723 | 11261.343
28 |  | 26 Includes Other Electrification | 62.6278 | 114.6355 | 167.4178 | 222.3265 | 261.6296 | 306.145 | 356.3201 | 408.3882 | 464.4035 | 520.4005 | 543.7903 | 571.5257 | 640.6938 | 682.9825
29 |  | 26 Includes Incremental Climate Change Impacts | 0 | 71.1857 | 143.1094 | 215.2712 | 287.3291 | 361.5006 | 437.0207 | 511.3455 | 585.6861 | 660.4996 | 735.71 | 811.6911 | 888.052 | 964.7451
30 | Consumption from Self-Generation (committed) |  | 23427.4481 | 26830.4884 | 28795.2196 | 30534.2386 | 32291.896 | 34021.377 | 35690.7918 | 37304.7984 | 38843.5035 | 40298.5235 | 41680.1744 | 43004.7198 | 44327.3385 | 45686.5431
31 |  | 30 Includes Photovoltaic | 10254.6118 | 12249.8826 | 14092.7889 | 15762.0389 | 17455.5575 | 19125.6051 | 20744.1823 | 22314.2719 | 23815.8133 | 25240.3569 | 26591.2926 | 27884.8705 | 29176.5777 | 30505.6609
32 |  | 30 Includes Other Private Generation | 13172.8364 | 14580.6059 | 14702.4307 | 14772.1997 | 14836.3384 | 14895.772 | 14946.6095 | 14990.5265 | 15027.6902 | 15058.1666 | 15088.8818 | 15119.8492 | 15150.7608 | 15180.8823
33 | Baseline Sales (26 minus 30) |  | 212290.3306 | 211488.1867 | 211860.9126 | 213898.8949 | 216109.2832 | 218892.2267 | 221696.4584 | 223651.2873 | 225780.9895 | 227428.4191 | 229134.3129 | 230713.3731 | 232234.1383 | 233777.2656
34 | Estimated Losses |  | 16849.6238 | 16768.439 | 16774.5237 | 16924.4947 | 17081.0807 | 17284.7895 | 17484.3614 | 17620.4842 | 17775.1624 | 17889.9228 | 18007.2398 | 18110.7652 | 18207.5929 | 18303.4236
35 | Baseline Total Energy to Serve Load (33 plus 34) |  | 229139.9544 | 228256.6257 | 228635.4363 | 230823.3897 | 233190.3639 | 236177.0161 | 239180.8198 | 241271.7715 | 243556.1519 | 245318.3419 | 247141.5527 | 248824.1384 | 250441.7312 | 252080.6892
36 | AAEE Savings (customer side) |  | 250.681 | 2156.8533 | 4140.5218 | 6180.3905 | 8319.9853 | 10436.8266 | 12951.7288 | 15279.5631 | 17572.4119 | 19800.6689 | 22016.2486 | 24146.5663 | 26176.1509 | 28190.737
37 | AAEE Savings (including losses) |  | 270.934 | 2331.7565 | 4476.2652 | 6680.9839 | 8993.1655 | 11280.5117 | 13997.7649 | 16512.1159 | 18988.4625 | 21395.0551 | 23787.5337 | 26087.5142 | 28278.0515 | 30452.3485
38 | AAPV Generation |  |  |  |  | 159.7086 | 460.6011 | 764.8442 | 1067.8313 | 1368.685 | 1670.837 | 1972.587 | 2269.4534 | 2561.3803 | 2848.2379 | 3128.6863
39 | AAPV Generation (plus avoided losses) |  |  |  |  | 172.6942 | 497.9907 | 826.8689 | 1154.3857 | 1479.5973 | 1806.208 | 2132.3809 | 2453.291 | 2768.8589 | 3078.9295 | 3382.0595
40 | Managed Sales (33 minus 36 minus 38) |  | 212039.6496 | 209331.3334 | 207720.3908 | 207558.7958 | 207328.6968 | 207690.5559 | 207676.8982 | 207003.0392 | 206537.7406 | 205655.1632 | 204848.611 | 204005.4266 | 203209.7495 | 202457.8422
41 | Managed Total Energy to Serve Load (35 minus 37 minus 39) |  | 228869.0204 | 225924.8693 | 224159.1712 | 223969.7115 | 223699.2077 | 224069.6356 | 224028.6692 | 223280.0584 | 222761.4815 | 221790.9058 | 220900.728 | 219967.7653 | 219084.7502 | 218246.2812
* Storage and DR are currently assumed to have insignificant impacts on the energy side.
E3 Calculations
|  |  | 2017 | 2018 | 2019 | 2020 | 2021 | 2022 | 2023 | 2024 | 2025 | 2026 | 2027 | 2028 | 2029 | 2030
Transmission and Distributon Losses
| Average T&D Losses | % | 7.353% | 7.346% | 7.337% | 7.332% | 7.325% | 7.319% | 7.31% | 7.303% | 7.298% | 7.293% | 7.286% | 7.279% | 7.27% | 7.261%
Load Modifiers (before losses)
| Baseline consumption | fraction of Managed Sales, before losses | 104.4% | 106.1% | 107.7% | 109.2% | 110.8% | 112.3% | 113.9% | 115.5% | 117.1% | 118.7% | 120.3% | 121.8% | 123.3% | 124.6%
| EVs | fraction of Managed Sales, before losses | 0.568% | 0.7731% | 1.042% | 1.381% | 1.751% | 2.183% | 2.64% | 3.09% | 3.555% | 3.884% | 4.24% | 4.637% | 5.074% | 5.562%
| Other Electrification | fraction of Managed Sales, before losses | 0.02736% | 0.05074% | 0.07469% | 0.09927% | 0.117% | 0.1366% | 0.1591% | 0.1829% | 0.2085% | 0.2346% | 0.2462% | 0.2598% | 0.2924% | 0.3129%
| BTM PV | fraction of Managed Sales, before losses | -4.836% | -5.852% | -6.784% | -7.671% | -8.641% | -9.577% | -10.5% | -11.44% | -12.34% | -13.23% | -14.09% | -14.92% | -15.76% | -16.61%
| AAEE | fraction of Managed Sales, before losses | -0.1182% | -1.03% | -1.993% | -2.978% | -4.013% | -5.025% | -6.236% | -7.381% | -8.508% | -9.628% | -10.75% | -11.84% | -12.88% | -13.92%
Load Modifiers (after losses)
| Baseline consumption | fraction of Managed Sales, before losses | 112.6% | 114.5% | 116.2% | 117.8% | 119.5% | 121.1% | 122.9% | 124.6% | 126.3% | 128.1% | 129.8% | 131.4% | 132.9% | 134.4%
| EVs | fraction of Managed Sales, before losses | 0.613% | 0.8344% | 1.124% | 1.49% | 1.889% | 2.355% | 2.848% | 3.333% | 3.835% | 4.189% | 4.573% | 5.001% | 5.471% | 5.998%
| Other Electrification | fraction of Managed Sales, before losses | 0.02954% | 0.05476% | 0.0806% | 0.1071% | 0.1262% | 0.1474% | 0.1716% | 0.1973% | 0.2249% | 0.2531% | 0.2655% | 0.2802% | 0.3154% | 0.3374%
| BTM PV | fraction of Managed Sales, before losses | -5.22% | -6.316% | -7.322% | -8.278% | -9.324% | -10.33% | -11.33% | -12.34% | -13.31% | -14.27% | -15.2% | -16.1% | -17% | -17.91%
| AAEE | fraction of Managed Sales, before losses | -0.1276% | -1.112% | -2.151% | -3.213% | -4.33% | -5.422% | -6.728% | -7.963% | -9.178% | -10.39% | -11.59% | -12.77% | -13.89% | -15.01%

## Load Profiles
|  |  | Default Shapes (normalized to annual total; MW/annual MWh) | [5 empty] | Active Shapes | [5 empty] | Month-hour shapes
Month | Day | Hour | Baseline Load | EV - Home Charging | EV - Home and Work Charging | Other Electrification | Building Electrification | Energy Efficiency | Baseline Load | EV - Home Charging | EV - Home and Work Charging | Other Electrification | Building Electrification | Energy Efficiency | Month | Hour | EV - Home Charging | EV - Home and Work Charging | Building Electrification | Energy Efficiency
1 | 1 | 1 | 9.0618e-05 | 0.00013825 | 8.7285e-05 | 9.0618e-05 | 0.00018459 | 8.9811e-05 | 9.0618e-05 | 0.00013825 | 8.7285e-05 | 9.0618e-05 | 0.00018459 | 8.9811e-05 | 1 | 1 | 0.00013825 | 8.7285e-05 | 0.00018459 | 8.9811e-05
1 | 1 | 2 | 8.552e-05 | 0.00010307 | 6.6412e-05 | 8.552e-05 | 0.00018964 | 8.7511e-05 | 8.552e-05 | 0.00010307 | 6.6412e-05 | 8.552e-05 | 0.00018964 | 8.7511e-05 | 1 | 2 | 0.00010307 | 6.6412e-05 | 0.00018964 | 8.7511e-05
1 | 1 | 3 | 8.2158e-05 | 7.1086e-05 | 4.7779e-05 | 8.2158e-05 | 0.00019368 | 8.5813e-05 | 8.2158e-05 | 7.1086e-05 | 4.7779e-05 | 8.2158e-05 | 0.00019368 | 8.5813e-05 | 1 | 3 | 7.1086e-05 | 4.7779e-05 | 0.00019368 | 8.5813e-05
1 | 1 | 4 | 8.034e-05 | 4.7828e-05 | 3.3129e-05 | 8.034e-05 | 0.00019675 | 8.6691e-05 | 8.034e-05 | 4.7828e-05 | 3.3129e-05 | 8.034e-05 | 0.00019675 | 8.6691e-05 | 1 | 4 | 4.7828e-05 | 3.3129e-05 | 0.00019675 | 8.6691e-05
1 | 1 | 5 | 8.029e-05 | 2.9833e-05 | 2.2439e-05 | 8.029e-05 | 0.00019881 | 9.0737e-05 | 8.029e-05 | 2.9833e-05 | 2.2439e-05 | 8.029e-05 | 0.00019881 | 9.0737e-05 | 1 | 5 | 2.9833e-05 | 2.2439e-05 | 0.00019881 | 9.0737e-05
1 | 1 | 6 | 8.1979e-05 | 1.7982e-05 | 2.1912e-05 | 8.1979e-05 | 0.00020515 | 0.00010088 | 8.1979e-05 | 1.7982e-05 | 2.1912e-05 | 8.1979e-05 | 0.00020515 | 0.00010088 | 1 | 6 | 1.7982e-05 | 2.1912e-05 | 0.00020515 | 0.00010088
1 | 1 | 7 | 8.4588e-05 | 1.0474e-05 | 3.9359e-05 | 8.4588e-05 | 0.00022309 | 0.00011047 | 8.4588e-05 | 1.0474e-05 | 3.9359e-05 | 8.4588e-05 | 0.00022309 | 0.00011047 | 1 | 7 | 1.0474e-05 | 3.9359e-05 | 0.00022309 | 0.00011047
1 | 1 | 8 | 8.5204e-05 | 1.5064e-05 | 8.3741e-05 | 8.5204e-05 | 0.00022288 | 0.00011788 | 8.5204e-05 | 1.5064e-05 | 8.3741e-05 | 8.5204e-05 | 0.00022288 | 0.00011788 | 1 | 8 | 1.5064e-05 | 8.3741e-05 | 0.00022288 | 0.00011788
1 | 1 | 9 | 8.835e-05 | 3.029e-05 | 0.00013245 | 8.835e-05 | 0.00020471 | 0.00012158 | 8.835e-05 | 3.029e-05 | 0.00013245 | 8.835e-05 | 0.00020471 | 0.00012158 | 1 | 9 | 3.029e-05 | 0.00013245 | 0.00020471 | 0.00012158
1 | 1 | 10 | 9.1708e-05 | 3.402e-05 | 0.00013119 | 9.1708e-05 | 0.00017613 | 0.00012349 | 9.1708e-05 | 3.402e-05 | 0.00013119 | 9.1708e-05 | 0.00017613 | 0.00012349 | 1 | 10 | 3.402e-05 | 0.00013119 | 0.00017613 | 0.00012349
1 | 1 | 11 | 9.3934e-05 | 4.0383e-05 | 0.00010869 | 9.3934e-05 | 0.00014831 | 0.00012387 | 9.3934e-05 | 4.0383e-05 | 0.00010869 | 9.3934e-05 | 0.00014831 | 0.00012387 | 1 | 11 | 4.0383e-05 | 0.00010869 | 0.00014831 | 0.00012387
1 | 1 | 12 | 9.465e-05 | 5.0222e-05 | 9.5191e-05 | 9.465e-05 | 0.00012795 | 0.00012422 | 9.465e-05 | 5.0222e-05 | 9.5191e-05 | 9.465e-05 | 0.00012795 | 0.00012422 | 1 | 12 | 5.0222e-05 | 9.5191e-05 | 0.00012795 | 0.00012422
1 | 1 | 13 | 9.44e-05 | 7.2502e-05 | 0.00010228 | 9.44e-05 | 0.00011901 | 0.00012314 | 9.44e-05 | 7.2502e-05 | 0.00010228 | 9.44e-05 | 0.00011901 | 0.00012314 | 1 | 13 | 7.2502e-05 | 0.00010228 | 0.00011901 | 0.00012314
1 | 1 | 14 | 9.3443e-05 | 8.766e-05 | 0.0001146 | 9.3443e-05 | 0.0001159 | 0.00012328 | 9.3443e-05 | 8.766e-05 | 0.0001146 | 9.3443e-05 | 0.0001159 | 0.00012328 | 1 | 14 | 8.766e-05 | 0.0001146 | 0.0001159 | 0.00012328
1 | 1 | 15 | 9.2291e-05 | 0.0001007 | 0.00012004 | 9.2291e-05 | 0.00011776 | 0.00012146 | 9.2291e-05 | 0.0001007 | 0.00012004 | 9.2291e-05 | 0.00011776 | 0.00012146 | 1 | 15 | 0.0001007 | 0.00012004 | 0.00011776 | 0.00012146
1 | 1 | 16 | 9.202e-05 | 0.00013518 | 0.0001423 | 9.202e-05 | 0.00012174 | 0.00012052 | 9.202e-05 | 0.00013518 | 0.0001423 | 9.202e-05 | 0.00012174 | 0.00012052 | 1 | 16 | 0.00013518 | 0.0001423 | 0.00012174 | 0.00012052
1 | 1 | 17 | 9.6019e-05 | 0.00016898 | 0.0001598 | 9.6019e-05 | 0.00013566 | 0.00012365 | 9.6019e-05 | 0.00016898 | 0.0001598 | 9.6019e-05 | 0.00013566 | 0.00012365 | 1 | 17 | 0.00016898 | 0.0001598 | 0.00013566 | 0.00012365
1 | 1 | 18 | 0.00011265 | 0.00021257 | 0.0001864 | 0.00011265 | 0.00013988 | 0.00012841 | 0.00011265 | 0.00021257 | 0.0001864 | 0.00011265 | 0.00013988 | 0.00012841 | 1 | 18 | 0.00021257 | 0.0001864 | 0.00013988 | 0.00012841
1 | 1 | 19 | 0.00011619 | 0.00024415 | 0.00020354 | 0.00011619 | 0.00015011 | 0.0001283 | 0.00011619 | 0.00024415 | 0.00020354 | 0.00011619 | 0.00015011 | 0.0001283 | 1 | 19 | 0.00024415 | 0.00020354 | 0.00015011 | 0.0001283
1 | 1 | 20 | 0.00011457 | 0.00025123 | 0.00019874 | 0.00011457 | 0.0001515 | 0.00012542 | 0.00011457 | 0.00025123 | 0.00019874 | 0.00011457 | 0.0001515 | 0.00012542 | 1 | 20 | 0.00025123 | 0.00019874 | 0.0001515 | 0.00012542
1 | 1 | 21 | 0.00011149 | 0.00024445 | 0.00018308 | 0.00011149 | 0.00015342 | 0.00012037 | 0.00011149 | 0.00024445 | 0.00018308 | 0.00011149 | 0.00015342 | 0.00012037 | 1 | 21 | 0.00024445 | 0.00018308 | 0.00015342 | 0.00012037
1 | 1 | 22 | 0.00010575 | 0.00023206 | 0.00016977 | 0.00010575 | 0.00016073 | 0.00011032 | 0.00010575 | 0.00023206 | 0.00016977 | 0.00010575 | 0.00016073 | 0.00011032 | 1 | 22 | 0.00023206 | 0.00016977 | 0.00016073 | 0.00011032
1 | 1 | 23 | 9.7625e-05 | 0.00021552 | 0.0001537 | 9.7625e-05 | 0.00016963 | 0.00010061 | 9.7625e-05 | 0.00021552 | 0.0001537 | 9.7625e-05 | 0.00016963 | 0.00010061 | 1 | 23 | 0.00021552 | 0.0001537 | 0.00016963 | 0.00010061
1 | 1 | 24 | 8.8679e-05 | 0.00018052 | 0.00012466 | 8.8679e-05 | 0.00017719 | 9.2987e-05 | 8.8679e-05 | 0.00018052 | 0.00012466 | 8.8679e-05 | 0.00017719 | 9.2987e-05 | 1 | 24 | 0.00018052 | 0.00012466 | 0.00017719 | 9.2987e-05
1 | 2 | 1 | 8.2911e-05 | 0.00013825 | 8.7285e-05 | 8.2911e-05 | 0.00018459 | 8.9811e-05 | 8.2911e-05 | 0.00013825 | 8.7285e-05 | 8.2911e-05 | 0.00018459 | 8.9811e-05 | 2 | 1 | 0.00013823 | 8.7111e-05 | 0.0001626 | 8.6628e-05
1 | 2 | 2 | 7.9699e-05 | 0.00010307 | 6.6412e-05 | 7.9699e-05 | 0.00018964 | 8.7511e-05 | 7.9699e-05 | 0.00010307 | 6.6412e-05 | 7.9699e-05 | 0.00018964 | 8.7511e-05 | 2 | 2 | 0.00010264 | 6.5202e-05 | 0.00017038 | 8.4471e-05
1 | 2 | 3 | 7.843e-05 | 7.1086e-05 | 4.7779e-05 | 7.843e-05 | 0.00019368 | 8.5813e-05 | 7.843e-05 | 7.1086e-05 | 4.7779e-05 | 7.843e-05 | 0.00019368 | 8.5813e-05 | 2 | 3 | 7.0255e-05 | 4.6674e-05 | 0.00017859 | 8.3535e-05
1 | 2 | 4 | 7.833e-05 | 4.7828e-05 | 3.3129e-05 | 7.833e-05 | 0.00019675 | 8.6691e-05 | 7.833e-05 | 4.7828e-05 | 3.3129e-05 | 7.833e-05 | 0.00019675 | 8.6691e-05 | 2 | 4 | 4.6935e-05 | 3.21e-05 | 0.00018095 | 8.4454e-05
1 | 2 | 5 | 8.096e-05 | 2.9833e-05 | 2.2439e-05 | 8.096e-05 | 0.00019881 | 9.0737e-05 | 8.096e-05 | 2.9833e-05 | 2.2439e-05 | 8.096e-05 | 0.00019881 | 9.0737e-05 | 2 | 5 | 2.9031e-05 | 2.1766e-05 | 0.00018601 | 8.9474e-05
1 | 2 | 6 | 8.8263e-05 | 1.7982e-05 | 2.1912e-05 | 8.8263e-05 | 0.00020515 | 0.00010088 | 8.8263e-05 | 1.7982e-05 | 2.1912e-05 | 8.8263e-05 | 0.00020515 | 0.00010088 | 2 | 6 | 1.7296e-05 | 2.1762e-05 | 0.00019142 | 9.9442e-05
1 | 2 | 7 | 9.8969e-05 | 1.0474e-05 | 3.9359e-05 | 9.8969e-05 | 0.00022309 | 0.00011047 | 9.8969e-05 | 1.0474e-05 | 3.9359e-05 | 9.8969e-05 | 0.00022309 | 0.00011047 | 2 | 7 | 1.0222e-05 | 4.0424e-05 | 0.00019862 | 0.00010804
1 | 2 | 8 | 0.00010502 | 1.5064e-05 | 8.3741e-05 | 0.00010502 | 0.00022288 | 0.00011788 | 0.00010502 | 1.5064e-05 | 8.3741e-05 | 0.00010502 | 0.00022288 | 0.00011788 | 2 | 8 | 1.4966e-05 | 8.6619e-05 | 0.00019461 | 0.00011531
1 | 2 | 9 | 0.00010989 | 3.029e-05 | 0.00013245 | 0.00010989 | 0.00020471 | 0.00012158 | 0.00010989 | 3.029e-05 | 0.00013245 | 0.00010989 | 0.00020471 | 0.00012158 | 2 | 9 | 3.0673e-05 | 0.0001376 | 0.00017929 | 0.00011912
1 | 2 | 10 | 0.00011296 | 3.402e-05 | 0.00013119 | 0.00011296 | 0.00017613 | 0.00012349 | 0.00011296 | 3.402e-05 | 0.00013119 | 0.00011296 | 0.00017613 | 0.00012349 | 2 | 10 | 3.3991e-05 | 0.00013555 | 0.00015321 | 0.00012095
1 | 2 | 11 | 0.00011531 | 4.0383e-05 | 0.00010869 | 0.00011531 | 0.00014831 | 0.00012387 | 0.00011531 | 4.0383e-05 | 0.00010869 | 0.00011531 | 0.00014831 | 0.00012387 | 2 | 11 | 4.0179e-05 | 0.00011103 | 0.0001293 | 0.00012156
1 | 2 | 12 | 0.00011532 | 5.0222e-05 | 9.5191e-05 | 0.00011532 | 0.00012795 | 0.00012422 | 0.00011532 | 5.0222e-05 | 9.5191e-05 | 0.00011532 | 0.00012795 | 0.00012422 | 2 | 12 | 4.9892e-05 | 9.6247e-05 | 0.0001154 | 0.0001212
1 | 2 | 13 | 0.00011405 | 7.2502e-05 | 0.00010228 | 0.00011405 | 0.00011901 | 0.00012314 | 0.00011405 | 7.2502e-05 | 0.00010228 | 0.00011405 | 0.00011901 | 0.00012314 | 2 | 13 | 7.1977e-05 | 0.00010237 | 0.0001095 | 0.00012037
1 | 2 | 14 | 0.00011305 | 8.766e-05 | 0.0001146 | 0.00011305 | 0.0001159 | 0.00012328 | 0.00011305 | 8.766e-05 | 0.0001146 | 0.00011305 | 0.0001159 | 0.00012328 | 2 | 14 | 8.6234e-05 | 0.00011419 | 0.0001062 | 0.00012023
1 | 2 | 15 | 0.00011239 | 0.0001007 | 0.00012004 | 0.00011239 | 0.00011776 | 0.00012146 | 0.00011239 | 0.0001007 | 0.00012004 | 0.00011239 | 0.00011776 | 0.00012146 | 2 | 15 | 9.9301e-05 | 0.00011944 | 0.00010487 | 0.00011899
1 | 2 | 16 | 0.00011115 | 0.00013518 | 0.0001423 | 0.00011115 | 0.00012174 | 0.00012052 | 0.00011115 | 0.00013518 | 0.0001423 | 0.00011115 | 0.00012174 | 0.00012052 | 2 | 16 | 0.00013469 | 0.00014211 | 0.00010711 | 0.00011642
1 | 2 | 17 | 0.00011252 | 0.00016898 | 0.0001598 | 0.00011252 | 0.00013566 | 0.00012365 | 0.00011252 | 0.00016898 | 0.0001598 | 0.00011252 | 0.00013566 | 0.00012365 | 2 | 17 | 0.00016948 | 0.00016005 | 0.00011686 | 0.00011552
1 | 2 | 18 | 0.00012685 | 0.00021257 | 0.0001864 | 0.00012685 | 0.00013988 | 0.00012841 | 0.00012685 | 0.00021257 | 0.0001864 | 0.00012685 | 0.00013988 | 0.00012841 | 2 | 18 | 0.00021479 | 0.00018776 | 0.00012326 | 0.00012263
1 | 2 | 19 | 0.00012904 | 0.00024415 | 0.00020354 | 0.00012904 | 0.00015011 | 0.0001283 | 0.00012904 | 0.00024415 | 0.00020354 | 0.00012904 | 0.00015011 | 0.0001283 | 2 | 19 | 0.00024763 | 0.00020537 | 0.00012921 | 0.00012365
1 | 2 | 20 | 0.00012639 | 0.00025123 | 0.00019874 | 0.00012639 | 0.0001515 | 0.00012542 | 0.00012639 | 0.00025123 | 0.00019874 | 0.00012639 | 0.0001515 | 0.00012542 | 2 | 20 | 0.00025465 | 0.00020007 | 0.00012788 | 0.00012463
1 | 2 | 21 | 0.00012185 | 0.00024445 | 0.00018308 | 0.00012185 | 0.00015342 | 0.00012037 | 0.00012185 | 0.00024445 | 0.00018308 | 0.00012185 | 0.00015342 | 0.00012037 | 2 | 21 | 0.00024707 | 0.00018308 | 0.00012803 | 0.00011847
1 | 2 | 22 | 0.00011426 | 0.00023206 | 0.00016977 | 0.00011426 | 0.00016073 | 0.00011032 | 0.00011426 | 0.00023206 | 0.00016977 | 0.00011426 | 0.00016073 | 0.00011032 | 2 | 22 | 0.00023332 | 0.00016879 | 0.00013368 | 0.00011041
1 | 2 | 23 | 0.00010475 | 0.00021552 | 0.0001537 | 0.00010475 | 0.00016963 | 0.00010061 | 0.00010475 | 0.00021552 | 0.0001537 | 0.00010475 | 0.00016963 | 0.00010061 | 2 | 23 | 0.00021647 | 0.00015271 | 0.00014305 | 9.8398e-05
1 | 2 | 24 | 9.522e-05 | 0.00018052 | 0.00012466 | 9.522e-05 | 0.00017719 | 9.2987e-05 | 9.522e-05 | 0.00018052 | 0.00012466 | 9.522e-05 | 0.00017719 | 9.2987e-05 | 2 | 24 | 0.00018059 | 0.00012311 | 0.00015312 | 9.13e-05
1 | 3 | 1 | 8.8795e-05 | 0.00013825 | 8.7285e-05 | 8.8795e-05 | 0.00018459 | 8.9811e-05 | 8.8795e-05 | 0.00013825 | 8.7285e-05 | 8.8795e-05 | 0.00018459 | 8.9811e-05 | 3 | 1 | 0.00013825 | 8.7285e-05 | 0.00014878 | 8.5914e-05
1 | 3 | 2 | 8.5054e-05 | 0.00010307 | 6.6412e-05 | 8.5054e-05 | 0.00018964 | 8.7511e-05 | 8.5054e-05 | 0.00010307 | 6.6412e-05 | 8.5054e-05 | 0.00018964 | 8.7511e-05 | 3 | 2 | 0.00010232 | 6.4294e-05 | 0.00016001 | 8.3788e-05
1 | 3 | 3 | 8.3144e-05 | 7.1086e-05 | 4.7779e-05 | 8.3144e-05 | 0.00019368 | 8.5813e-05 | 8.3144e-05 | 7.1086e-05 | 4.7779e-05 | 8.3144e-05 | 0.00019368 | 8.5813e-05 | 3 | 3 | 6.9632e-05 | 4.5845e-05 | 0.00017223 | 8.3459e-05
1 | 3 | 4 | 8.3028e-05 | 4.7828e-05 | 3.3129e-05 | 8.3028e-05 | 0.00019675 | 8.6691e-05 | 8.3028e-05 | 4.7828e-05 | 3.3129e-05 | 8.3028e-05 | 0.00019675 | 8.6691e-05 | 3 | 4 | 4.6265e-05 | 3.1329e-05 | 0.00018147 | 8.4645e-05
1 | 3 | 5 | 8.5379e-05 | 2.9833e-05 | 2.2439e-05 | 8.5379e-05 | 0.00019881 | 9.0737e-05 | 8.5379e-05 | 2.9833e-05 | 2.2439e-05 | 8.5379e-05 | 0.00019881 | 9.0737e-05 | 3 | 5 | 2.843e-05 | 2.126e-05 | 0.00018951 | 8.9805e-05
1 | 3 | 6 | 9.2207e-05 | 1.7982e-05 | 2.1912e-05 | 9.2207e-05 | 0.00020515 | 0.00010088 | 9.2207e-05 | 1.7982e-05 | 2.1912e-05 | 9.2207e-05 | 0.00020515 | 0.00010088 | 3 | 6 | 1.6782e-05 | 2.165e-05 | 0.00019227 | 9.7127e-05
1 | 3 | 7 | 0.00010281 | 1.0474e-05 | 3.9359e-05 | 0.00010281 | 0.00022309 | 0.00011047 | 0.00010281 | 1.0474e-05 | 3.9359e-05 | 0.00010281 | 0.00022309 | 0.00011047 | 3 | 7 | 1.0032e-05 | 4.1223e-05 | 0.00018677 | 0.00010734
1 | 3 | 8 | 0.00010995 | 1.5064e-05 | 8.3741e-05 | 0.00010995 | 0.00022288 | 0.00011788 | 0.00010995 | 1.5064e-05 | 8.3741e-05 | 0.00010995 | 0.00022288 | 0.00011788 | 3 | 8 | 1.4892e-05 | 8.8777e-05 | 0.00017164 | 0.00011519
1 | 3 | 9 | 0.00011379 | 3.029e-05 | 0.00013245 | 0.00011379 | 0.00020471 | 0.00012158 | 0.00011379 | 3.029e-05 | 0.00013245 | 0.00011379 | 0.00020471 | 0.00012158 | 3 | 9 | 3.0961e-05 | 0.00014147 | 0.00014835 | 0.0001216
1 | 3 | 10 | 0.00011565 | 3.402e-05 | 0.00013119 | 0.00011565 | 0.00017613 | 0.00012349 | 0.00011565 | 3.402e-05 | 0.00013119 | 0.00011565 | 0.00017613 | 0.00012349 | 3 | 10 | 3.397e-05 | 0.00013883 | 0.0001235 | 0.00012398
1 | 3 | 11 | 0.00011727 | 4.0383e-05 | 0.00010869 | 0.00011727 | 0.00014831 | 0.00012387 | 0.00011727 | 4.0383e-05 | 0.00010869 | 0.00011727 | 0.00014831 | 0.00012387 | 3 | 11 | 4.0025e-05 | 0.00011278 | 0.00010606 | 0.00012362
1 | 3 | 12 | 0.0001173 | 5.0222e-05 | 9.5191e-05 | 0.0001173 | 0.00012795 | 0.00012422 | 0.0001173 | 5.0222e-05 | 9.5191e-05 | 0.0001173 | 0.00012795 | 0.00012422 | 3 | 12 | 4.9644e-05 | 9.7038e-05 | 9.3846e-05 | 0.00012361
1 | 3 | 13 | 0.00011666 | 7.2502e-05 | 0.00010228 | 0.00011666 | 0.00011901 | 0.00012314 | 0.00011666 | 7.2502e-05 | 0.00010228 | 0.00011666 | 0.00011901 | 0.00012314 | 3 | 13 | 7.1583e-05 | 0.00010244 | 8.8642e-05 | 0.00012377
1 | 3 | 14 | 0.0001162 | 8.766e-05 | 0.0001146 | 0.0001162 | 0.0001159 | 0.00012328 | 0.0001162 | 8.766e-05 | 0.0001146 | 0.0001162 | 0.0001159 | 0.00012328 | 3 | 14 | 8.5165e-05 | 0.00011388 | 8.6709e-05 | 0.00012429
1 | 3 | 15 | 0.00011482 | 0.0001007 | 0.00012004 | 0.00011482 | 0.00011776 | 0.00012146 | 0.00011482 | 0.0001007 | 0.00012004 | 0.00011482 | 0.00011776 | 0.00012146 | 3 | 15 | 9.8251e-05 | 0.00011899 | 8.5819e-05 | 0.000123
1 | 3 | 16 | 0.00011309 | 0.00013518 | 0.0001423 | 0.00011309 | 0.00012174 | 0.00012052 | 0.00011309 | 0.00013518 | 0.0001423 | 0.00011309 | 0.00012174 | 0.00012052 | 3 | 16 | 0.00013432 | 0.00014197 | 8.8147e-05 | 0.00012114
1 | 3 | 17 | 0.00011404 | 0.00016898 | 0.0001598 | 0.00011404 | 0.00013566 | 0.00012365 | 0.00011404 | 0.00016898 | 0.0001598 | 0.00011404 | 0.00013566 | 0.00012365 | 3 | 17 | 0.00016985 | 0.00016025 | 9.671e-05 | 0.00011661
1 | 3 | 18 | 0.00012722 | 0.00021257 | 0.0001864 | 0.00012722 | 0.00013988 | 0.00012841 | 0.00012722 | 0.00021257 | 0.0001864 | 0.00012722 | 0.00013988 | 0.00012841 | 3 | 18 | 0.00021645 | 0.00018877 | 0.00010452 | 0.00011968
1 | 3 | 19 | 0.00012896 | 0.00024415 | 0.00020354 | 0.00012896 | 0.00015011 | 0.0001283 | 0.00012896 | 0.00024415 | 0.00020354 | 0.00012896 | 0.00015011 | 0.0001283 | 3 | 19 | 0.00025025 | 0.00020674 | 0.00011254 | 0.00012297
1 | 3 | 20 | 0.00012729 | 0.00025123 | 0.00019874 | 0.00012729 | 0.0001515 | 0.00012542 | 0.00012729 | 0.00025123 | 0.00019874 | 0.00012729 | 0.0001515 | 0.00012542 | 3 | 20 | 0.00025723 | 0.00020107 | 0.00011248 | 0.00012225
1 | 3 | 21 | 0.00012316 | 0.00024445 | 0.00018308 | 0.00012316 | 0.00015342 | 0.00012037 | 0.00012316 | 0.00024445 | 0.00018308 | 0.00012316 | 0.00015342 | 0.00012037 | 3 | 21 | 0.00024903 | 0.00018308 | 0.0001125 | 0.00011612
1 | 3 | 22 | 0.00011617 | 0.00023206 | 0.00016977 | 0.00011617 | 0.00016073 | 0.00011032 | 0.00011617 | 0.00023206 | 0.00016977 | 0.00011617 | 0.00016073 | 0.00011032 | 3 | 22 | 0.00023427 | 0.00016806 | 0.00011656 | 0.0001059
1 | 3 | 23 | 0.00010641 | 0.00021552 | 0.0001537 | 0.00010641 | 0.00016963 | 0.00010061 | 0.00010641 | 0.00021552 | 0.0001537 | 0.00010641 | 0.00016963 | 0.00010061 | 3 | 23 | 0.00021718 | 0.00015198 | 0.00012597 | 9.6198e-05
1 | 3 | 24 | 9.6602e-05 | 0.00018052 | 0.00012466 | 9.6602e-05 | 0.00017719 | 9.2987e-05 | 9.6602e-05 | 0.00018052 | 0.00012466 | 9.6602e-05 | 0.00017719 | 9.2987e-05 | 3 | 24 | 0.00018064 | 0.00012195 | 0.00013633 | 9.0134e-05
1 | 4 | 1 | 8.934e-05 | 0.00013825 | 8.7285e-05 | 8.934e-05 | 0.00018459 | 8.9811e-05 | 8.934e-05 | 0.00013825 | 8.7285e-05 | 8.934e-05 | 0.00018459 | 8.9811e-05 | 4 | 1 | 0.00013813 | 8.639e-05 | 0.00011893 | 8.1881e-05
1 | 4 | 2 | 8.5321e-05 | 0.00010307 | 6.6412e-05 | 8.5321e-05 | 0.00018964 | 8.7511e-05 | 8.5321e-05 | 0.00010307 | 6.6412e-05 | 8.5321e-05 | 0.00018964 | 8.7511e-05 | 4 | 2 | 0.00010242 | 6.4577e-05 | 0.00012872 | 8.074e-05
1 | 4 | 3 | 8.307e-05 | 7.1086e-05 | 4.7779e-05 | 8.307e-05 | 0.00019368 | 8.5813e-05 | 8.307e-05 | 7.1086e-05 | 4.7779e-05 | 8.307e-05 | 0.00019368 | 8.5813e-05 | 4 | 3 | 6.9826e-05 | 4.6103e-05 | 0.00013964 | 8.0612e-05
1 | 4 | 4 | 8.267e-05 | 4.7828e-05 | 3.3129e-05 | 8.267e-05 | 0.00019675 | 8.6691e-05 | 8.267e-05 | 4.7828e-05 | 3.3129e-05 | 8.267e-05 | 0.00019675 | 8.6691e-05 | 4 | 4 | 4.6474e-05 | 3.1569e-05 | 0.00015416 | 8.3933e-05
1 | 4 | 5 | 8.4784e-05 | 2.9833e-05 | 2.2439e-05 | 8.4784e-05 | 0.00019881 | 9.0737e-05 | 8.4784e-05 | 2.9833e-05 | 2.2439e-05 | 8.4784e-05 | 0.00019881 | 9.0737e-05 | 4 | 5 | 2.8617e-05 | 2.1418e-05 | 0.00016793 | 9.3488e-05
1 | 4 | 6 | 9.1592e-05 | 1.7982e-05 | 2.1912e-05 | 9.1592e-05 | 0.00020515 | 0.00010088 | 9.1592e-05 | 1.7982e-05 | 2.1912e-05 | 9.1592e-05 | 0.00020515 | 0.00010088 | 4 | 6 | 1.6942e-05 | 2.1685e-05 | 0.00017594 | 0.00010255
1 | 4 | 7 | 0.00010186 | 1.0474e-05 | 3.9359e-05 | 0.00010186 | 0.00022309 | 0.00011047 | 0.00010186 | 1.0474e-05 | 3.9359e-05 | 0.00010186 | 0.00022309 | 0.00011047 | 4 | 7 | 1.0091e-05 | 4.0975e-05 | 0.00017271 | 0.00011323
1 | 4 | 8 | 0.00010969 | 1.5064e-05 | 8.3741e-05 | 0.00010969 | 0.00022288 | 0.00011788 | 0.00010969 | 1.5064e-05 | 8.3741e-05 | 0.00010969 | 0.00022288 | 0.00011788 | 4 | 8 | 1.4915e-05 | 8.8106e-05 | 0.00016399 | 0.00011962
1 | 4 | 9 | 0.0001143 | 3.029e-05 | 0.00013245 | 0.0001143 | 0.00020471 | 0.00012158 | 0.0001143 | 3.029e-05 | 0.00013245 | 0.0001143 | 0.00020471 | 0.00012158 | 4 | 9 | 3.0871e-05 | 0.00014026 | 0.00014326 | 0.00012385
1 | 4 | 10 | 0.00011683 | 3.402e-05 | 0.00013119 | 0.00011683 | 0.00017613 | 0.00012349 | 0.00011683 | 3.402e-05 | 0.00013119 | 0.00011683 | 0.00017613 | 0.00012349 | 4 | 10 | 3.3977e-05 | 0.00013781 | 0.00012191 | 0.00012446
1 | 4 | 11 | 0.00011855 | 4.0383e-05 | 0.00010869 | 0.00011855 | 0.00014831 | 0.00012387 | 0.00011855 | 4.0383e-05 | 0.00010869 | 0.00011855 | 0.00014831 | 0.00012387 | 4 | 11 | 4.0073e-05 | 0.00011224 | 0.00010685 | 0.0001239
1 | 4 | 12 | 0.000119 | 5.0222e-05 | 9.5191e-05 | 0.000119 | 0.00012795 | 0.00012422 | 0.000119 | 5.0222e-05 | 9.5191e-05 | 0.000119 | 0.00012795 | 0.00012422 | 4 | 12 | 4.9721e-05 | 9.6792e-05 | 9.5834e-05 | 0.00012371
1 | 4 | 13 | 0.00011787 | 7.2502e-05 | 0.00010228 | 0.00011787 | 0.00011901 | 0.00012314 | 0.00011787 | 7.2502e-05 | 0.00010228 | 0.00011787 | 0.00011901 | 0.00012314 | 4 | 13 | 7.1706e-05 | 0.00010242 | 9.0941e-05 | 0.00012354
1 | 4 | 14 | 0.00011727 | 8.766e-05 | 0.0001146 | 0.00011727 | 0.0001159 | 0.00012328 | 0.00011727 | 8.766e-05 | 0.0001146 | 0.00011727 | 0.0001159 | 0.00012328 | 4 | 14 | 8.5497e-05 | 0.00011398 | 8.9514e-05 | 0.00012231
1 | 4 | 15 | 0.00011578 | 0.0001007 | 0.00012004 | 0.00011578 | 0.00011776 | 0.00012146 | 0.00011578 | 0.0001007 | 0.00012004 | 0.00011578 | 0.00011776 | 0.00012146 | 4 | 15 | 9.8578e-05 | 0.00011913 | 8.9692e-05 | 0.00011987
1 | 4 | 16 | 0.00011505 | 0.00013518 | 0.0001423 | 0.00011505 | 0.00012174 | 0.00012052 | 0.00011505 | 0.00013518 | 0.0001423 | 0.00011505 | 0.00012174 | 0.00012052 | 4 | 16 | 0.00013443 | 0.00014201 | 9.0365e-05 | 0.00011747
1 | 4 | 17 | 0.00011837 | 0.00016898 | 0.0001598 | 0.00011837 | 0.00013566 | 0.00012365 | 0.00011837 | 0.00016898 | 0.0001598 | 0.00011837 | 0.00013566 | 0.00012365 | 4 | 17 | 0.00016973 | 0.00016019 | 9.3168e-05 | 0.00011394
1 | 4 | 18 | 0.00013046 | 0.00021257 | 0.0001864 | 0.00013046 | 0.00013988 | 0.00012841 | 0.00013046 | 0.00021257 | 0.0001864 | 0.00013046 | 0.00013988 | 0.00012841 | 4 | 18 | 0.00021594 | 0.00018846 | 9.8584e-05 | 0.00011336
1 | 4 | 19 | 0.00013236 | 0.00024415 | 0.00020354 | 0.00013236 | 0.00015011 | 0.0001283 | 0.00013236 | 0.00024415 | 0.00020354 | 0.00013236 | 0.00015011 | 0.0001283 | 4 | 19 | 0.00024944 | 0.00020631 | 0.00010561 | 0.00011824
1 | 4 | 20 | 0.00012997 | 0.00025123 | 0.00019874 | 0.00012997 | 0.0001515 | 0.00012542 | 0.00012997 | 0.00025123 | 0.00019874 | 0.00012997 | 0.0001515 | 0.00012542 | 4 | 20 | 0.00025643 | 0.00020076 | 0.00010403 | 0.00011456
1 | 4 | 21 | 0.00012595 | 0.00024445 | 0.00018308 | 0.00012595 | 0.00015342 | 0.00012037 | 0.00012595 | 0.00024445 | 0.00018308 | 0.00012595 | 0.00015342 | 0.00012037 | 4 | 21 | 0.00024842 | 0.00018308 | 9.907e-05 | 0.0001073
1 | 4 | 22 | 0.00011886 | 0.00023206 | 0.00016977 | 0.00011886 | 0.00016073 | 0.00011032 | 0.00011886 | 0.00023206 | 0.00016977 | 0.00011886 | 0.00016073 | 0.00011032 | 4 | 22 | 0.00023397 | 0.00016829 | 9.9362e-05 | 9.6539e-05
1 | 4 | 23 | 0.00010889 | 0.00021552 | 0.0001537 | 0.00010889 | 0.00016963 | 0.00010061 | 0.00010889 | 0.00021552 | 0.0001537 | 0.00010889 | 0.00016963 | 0.00010061 | 4 | 23 | 0.00021696 | 0.0001522 | 0.00010377 | 8.717e-05
1 | 4 | 24 | 9.8487e-05 | 0.00018052 | 0.00012466 | 9.8487e-05 | 0.00017719 | 9.2987e-05 | 9.8487e-05 | 0.00018052 | 0.00012466 | 9.8487e-05 | 0.00017719 | 9.2987e-05 | 4 | 24 | 0.00018062 | 0.00012231 | 0.00010863 | 8.4097e-05
1 | 5 | 1 | 9.1429e-05 | 0.00013825 | 8.7285e-05 | 9.1429e-05 | 0.00018459 | 8.9811e-05 | 9.1429e-05 | 0.00013825 | 8.7285e-05 | 9.1429e-05 | 0.00018459 | 8.9811e-05 | 5 | 1 | 0.00013842 | 8.8506e-05 | 9.7923e-05 | 8.5518e-05
1 | 5 | 2 | 8.7851e-05 | 0.00010307 | 6.6412e-05 | 8.7851e-05 | 0.00018964 | 8.7511e-05 | 8.7851e-05 | 0.00010307 | 6.6412e-05 | 8.7851e-05 | 0.00018964 | 8.7511e-05 | 5 | 2 | 0.00010307 | 6.6412e-05 | 0.00010028 | 8.4767e-05
1 | 5 | 3 | 8.567e-05 | 7.1086e-05 | 4.7779e-05 | 8.567e-05 | 0.00019368 | 8.5813e-05 | 8.567e-05 | 7.1086e-05 | 4.7779e-05 | 8.567e-05 | 0.00019368 | 8.5813e-05 | 5 | 3 | 7.1086e-05 | 4.7779e-05 | 0.00010498 | 8.4615e-05
1 | 5 | 4 | 8.592e-05 | 4.7828e-05 | 3.3129e-05 | 8.592e-05 | 0.00019675 | 8.6691e-05 | 8.592e-05 | 4.7828e-05 | 3.3129e-05 | 8.592e-05 | 0.00019675 | 8.6691e-05 | 5 | 4 | 4.7828e-05 | 3.3129e-05 | 0.00011269 | 8.8912e-05
1 | 5 | 5 | 8.8184e-05 | 2.9833e-05 | 2.2439e-05 | 8.8184e-05 | 0.00019881 | 9.0737e-05 | 8.8184e-05 | 2.9833e-05 | 2.2439e-05 | 8.8184e-05 | 0.00019881 | 9.0737e-05 | 5 | 5 | 2.9833e-05 | 2.2439e-05 | 0.00011999 | 9.3446e-05
1 | 5 | 6 | 9.522e-05 | 1.7982e-05 | 2.1912e-05 | 9.522e-05 | 0.00020515 | 0.00010088 | 9.522e-05 | 1.7982e-05 | 2.1912e-05 | 9.522e-05 | 0.00020515 | 0.00010088 | 5 | 6 | 1.7982e-05 | 2.1912e-05 | 0.0001307 | 0.00010555
1 | 5 | 7 | 0.0001055 | 1.0474e-05 | 3.9359e-05 | 0.0001055 | 0.00022309 | 0.00011047 | 0.0001055 | 1.0474e-05 | 3.9359e-05 | 0.0001055 | 0.00022309 | 0.00011047 | 5 | 7 | 1.0474e-05 | 3.9359e-05 | 0.00012989 | 0.00011398
1 | 5 | 8 | 0.00011258 | 1.5064e-05 | 8.3741e-05 | 0.00011258 | 0.00022288 | 0.00011788 | 0.00011258 | 1.5064e-05 | 8.3741e-05 | 0.00011258 | 0.00022288 | 0.00011788 | 5 | 8 | 1.5064e-05 | 8.3741e-05 | 0.00012412 | 0.0001227
1 | 5 | 9 | 0.00011626 | 3.029e-05 | 0.00013245 | 0.00011626 | 0.00020471 | 0.00012158 | 0.00011626 | 3.029e-05 | 0.00013245 | 0.00011626 | 0.00020471 | 0.00012158 | 5 | 9 | 3.029e-05 | 0.00013245 | 0.00011216 | 0.00012554
1 | 5 | 10 | 0.00011846 | 3.402e-05 | 0.00013119 | 0.00011846 | 0.00017613 | 0.00012349 | 0.00011846 | 3.402e-05 | 0.00013119 | 0.00011846 | 0.00017613 | 0.00012349 | 5 | 10 | 3.402e-05 | 0.00013119 | 9.9995e-05 | 0.00012661
1 | 5 | 11 | 0.00011913 | 4.0383e-05 | 0.00010869 | 0.00011913 | 0.00014831 | 0.00012387 | 0.00011913 | 4.0383e-05 | 0.00010869 | 0.00011913 | 0.00014831 | 0.00012387 | 5 | 11 | 4.0383e-05 | 0.00010869 | 8.8914e-05 | 0.00012503
1 | 5 | 12 | 0.00011858 | 5.0222e-05 | 9.5191e-05 | 0.00011858 | 0.00012795 | 0.00012422 | 0.00011858 | 5.0222e-05 | 9.5191e-05 | 0.00011858 | 0.00012795 | 0.00012422 | 5 | 12 | 5.0222e-05 | 9.5191e-05 | 7.9591e-05 | 0.00012494
1 | 5 | 13 | 0.00011652 | 7.2502e-05 | 0.00010228 | 0.00011652 | 0.00011901 | 0.00012314 | 0.00011652 | 7.2502e-05 | 0.00010228 | 0.00011652 | 0.00011901 | 0.00012314 | 5 | 13 | 7.2502e-05 | 0.00010228 | 7.6748e-05 | 0.00012389
1 | 5 | 14 | 0.00011459 | 8.766e-05 | 0.0001146 | 0.00011459 | 0.0001159 | 0.00012328 | 0.00011459 | 8.766e-05 | 0.0001146 | 0.00011459 | 0.0001159 | 0.00012328 | 5 | 14 | 8.766e-05 | 0.0001146 | 7.6346e-05 | 0.00012259
1 | 5 | 15 | 0.00011341 | 0.0001007 | 0.00012004 | 0.00011341 | 0.00011776 | 0.00012146 | 0.00011341 | 0.0001007 | 0.00012004 | 0.00011341 | 0.00011776 | 0.00012146 | 5 | 15 | 0.0001007 | 0.00012004 | 7.5552e-05 | 0.00012097
1 | 5 | 16 | 0.00011197 | 0.00013518 | 0.0001423 | 0.00011197 | 0.00012174 | 0.00012052 | 0.00011197 | 0.00013518 | 0.0001423 | 0.00011197 | 0.00012174 | 0.00012052 | 5 | 16 | 0.00013518 | 0.0001423 | 7.7477e-05 | 0.00011774
1 | 5 | 17 | 0.00011425 | 0.00016898 | 0.0001598 | 0.00011425 | 0.00013566 | 0.00012365 | 0.00011425 | 0.00016898 | 0.0001598 | 0.00011425 | 0.00013566 | 0.00012365 | 5 | 17 | 0.00016898 | 0.0001598 | 8.1118e-05 | 0.00011446
1 | 5 | 18 | 0.00012693 | 0.00021257 | 0.0001864 | 0.00012693 | 0.00013988 | 0.00012841 | 0.00012693 | 0.00021257 | 0.0001864 | 0.00012693 | 0.00013988 | 0.00012841 | 5 | 18 | 0.00021257 | 0.0001864 | 8.7485e-05 | 0.00011393
1 | 5 | 19 | 0.00012995 | 0.00024415 | 0.00020354 | 0.00012995 | 0.00015011 | 0.0001283 | 0.00012995 | 0.00024415 | 0.00020354 | 0.00012995 | 0.00015011 | 0.0001283 | 5 | 19 | 0.00024415 | 0.00020354 | 9.6916e-05 | 0.00011681
1 | 5 | 20 | 0.00012712 | 0.00025123 | 0.00019874 | 0.00012712 | 0.0001515 | 0.00012542 | 0.00012712 | 0.00025123 | 0.00019874 | 0.00012712 | 0.0001515 | 0.00012542 | 5 | 20 | 0.00025123 | 0.00019874 | 9.705e-05 | 0.00011613
1 | 5 | 21 | 0.00012346 | 0.00024445 | 0.00018308 | 0.00012346 | 0.00015342 | 0.00012037 | 0.00012346 | 0.00024445 | 0.00018308 | 0.00012346 | 0.00015342 | 0.00012037 | 5 | 21 | 0.00024445 | 0.00018308 | 9.444e-05 | 0.00011021
1 | 5 | 22 | 0.00011846 | 0.00023206 | 0.00016977 | 0.00011846 | 0.00016073 | 0.00011032 | 0.00011846 | 0.00023206 | 0.00016977 | 0.00011846 | 0.00016073 | 0.00011032 | 5 | 22 | 0.00023206 | 0.00016977 | 9.4379e-05 | 9.8853e-05
1 | 5 | 23 | 0.00011142 | 0.00021552 | 0.0001537 | 0.00011142 | 0.00016963 | 0.00010061 | 0.00011142 | 0.00021552 | 0.0001537 | 0.00011142 | 0.00016963 | 0.00010061 | 5 | 23 | 0.00021552 | 0.0001537 | 9.5612e-05 | 9.0586e-05
1 | 5 | 24 | 0.00010158 | 0.00018052 | 0.00012466 | 0.00010158 | 0.00017719 | 9.2987e-05 | 0.00010158 | 0.00018052 | 0.00012466 | 0.00010158 | 0.00017719 | 9.2987e-05 | 5 | 24 | 0.00018052 | 0.00012466 | 9.6181e-05 | 8.8146e-05
1 | 6 | 1 | 9.5029e-05 | 0.00013825 | 8.7285e-05 | 9.5029e-05 | 0.00018459 | 8.9811e-05 | 9.5029e-05 | 0.00013825 | 8.7285e-05 | 9.5029e-05 | 0.00018459 | 8.9811e-05 | 6 | 1 | 0.00013813 | 8.639e-05 | 8.1572e-05 | 8.9399e-05
1 | 6 | 2 | 9.058e-05 | 0.00010307 | 6.6412e-05 | 9.058e-05 | 0.00018964 | 8.7511e-05 | 9.058e-05 | 0.00010307 | 6.6412e-05 | 9.058e-05 | 0.00018964 | 8.7511e-05 | 6 | 2 | 0.00010242 | 6.4577e-05 | 8.2555e-05 | 8.912e-05
1 | 6 | 3 | 8.8708e-05 | 7.1086e-05 | 4.7779e-05 | 8.8708e-05 | 0.00019368 | 8.5813e-05 | 8.8708e-05 | 7.1086e-05 | 4.7779e-05 | 8.8708e-05 | 0.00019368 | 8.5813e-05 | 6 | 3 | 6.9826e-05 | 4.6103e-05 | 8.2979e-05 | 8.9541e-05
1 | 6 | 4 | 8.7705e-05 | 4.7828e-05 | 3.3129e-05 | 8.7705e-05 | 0.00019675 | 8.6691e-05 | 8.7705e-05 | 4.7828e-05 | 3.3129e-05 | 8.7705e-05 | 0.00019675 | 8.6691e-05 | 6 | 4 | 4.6474e-05 | 3.1569e-05 | 8.5874e-05 | 9.416e-05
1 | 6 | 5 | 8.7842e-05 | 2.9833e-05 | 2.2439e-05 | 8.7842e-05 | 0.00019881 | 9.0737e-05 | 8.7842e-05 | 2.9833e-05 | 2.2439e-05 | 8.7842e-05 | 0.00019881 | 9.0737e-05 | 6 | 5 | 2.8617e-05 | 2.1418e-05 | 8.7315e-05 | 9.8777e-05
1 | 6 | 6 | 9.0959e-05 | 1.7982e-05 | 2.1912e-05 | 9.0959e-05 | 0.00020515 | 0.00010088 | 9.0959e-05 | 1.7982e-05 | 2.1912e-05 | 9.0959e-05 | 0.00020515 | 0.00010088 | 6 | 6 | 1.6942e-05 | 2.1685e-05 | 9.0471e-05 | 0.00011031
1 | 6 | 7 | 9.6202e-05 | 1.0474e-05 | 3.9359e-05 | 9.6202e-05 | 0.00022309 | 0.00011047 | 9.6202e-05 | 1.0474e-05 | 3.9359e-05 | 9.6202e-05 | 0.00022309 | 0.00011047 | 6 | 7 | 1.0091e-05 | 4.0975e-05 | 9.152e-05 | 0.0001199
1 | 6 | 8 | 9.8674e-05 | 1.5064e-05 | 8.3741e-05 | 9.8674e-05 | 0.00022288 | 0.00011788 | 9.8674e-05 | 1.5064e-05 | 8.3741e-05 | 9.8674e-05 | 0.00022288 | 0.00011788 | 6 | 8 | 1.4915e-05 | 8.8106e-05 | 9.044e-05 | 0.00012909
1 | 6 | 9 | 0.00010325 | 3.029e-05 | 0.00013245 | 0.00010325 | 0.00020471 | 0.00012158 | 0.00010325 | 3.029e-05 | 0.00013245 | 0.00010325 | 0.00020471 | 0.00012158 | 6 | 9 | 3.0871e-05 | 0.00014026 | 8.6564e-05 | 0.00013434
1 | 6 | 10 | 0.00010676 | 3.402e-05 | 0.00013119 | 0.00010676 | 0.00017613 | 0.00012349 | 0.00010676 | 3.402e-05 | 0.00013119 | 0.00010676 | 0.00017613 | 0.00012349 | 6 | 10 | 3.3977e-05 | 0.00013781 | 8.1615e-05 | 0.00013758
1 | 6 | 11 | 0.00010778 | 4.0383e-05 | 0.00010869 | 0.00010778 | 0.00014831 | 0.00012387 | 0.00010778 | 4.0383e-05 | 0.00010869 | 0.00010778 | 0.00014831 | 0.00012387 | 6 | 11 | 4.0073e-05 | 0.00011224 | 7.5946e-05 | 0.0001384
1 | 6 | 12 | 0.00010664 | 5.0222e-05 | 9.5191e-05 | 0.00010664 | 0.00012795 | 0.00012422 | 0.00010664 | 5.0222e-05 | 9.5191e-05 | 0.00010664 | 0.00012795 | 0.00012422 | 6 | 12 | 4.9721e-05 | 9.6792e-05 | 7.1196e-05 | 0.00013926
1 | 6 | 13 | 0.00010459 | 7.2502e-05 | 0.00010228 | 0.00010459 | 0.00011901 | 0.00012314 | 0.00010459 | 7.2502e-05 | 0.00010228 | 0.00010459 | 0.00011901 | 0.00012314 | 6 | 13 | 7.1706e-05 | 0.00010242 | 6.9735e-05 | 0.00014132
1 | 6 | 14 | 0.00010251 | 8.766e-05 | 0.0001146 | 0.00010251 | 0.0001159 | 0.00012328 | 0.00010251 | 8.766e-05 | 0.0001146 | 0.00010251 | 0.0001159 | 0.00012328 | 6 | 14 | 8.5497e-05 | 0.00011398 | 6.8791e-05 | 0.00014132
1 | 6 | 15 | 0.00010061 | 0.0001007 | 0.00012004 | 0.00010061 | 0.00011776 | 0.00012146 | 0.00010061 | 0.0001007 | 0.00012004 | 0.00010061 | 0.00011776 | 0.00012146 | 6 | 15 | 9.8578e-05 | 0.00011913 | 6.8038e-05 | 0.00014013
1 | 6 | 16 | 9.9785e-05 | 0.00013518 | 0.0001423 | 9.9785e-05 | 0.00012174 | 0.00012052 | 9.9785e-05 | 0.00013518 | 0.0001423 | 9.9785e-05 | 0.00012174 | 0.00012052 | 6 | 16 | 0.00013443 | 0.00014201 | 6.9472e-05 | 0.00013701
1 | 6 | 17 | 0.00010298 | 0.00016898 | 0.0001598 | 0.00010298 | 0.00013566 | 0.00012365 | 0.00010298 | 0.00016898 | 0.0001598 | 0.00010298 | 0.00013566 | 0.00012365 | 6 | 17 | 0.00016973 | 0.00016019 | 7.1155e-05 | 0.00013145
1 | 6 | 18 | 0.00011749 | 0.00021257 | 0.0001864 | 0.00011749 | 0.00013988 | 0.00012841 | 0.00011749 | 0.00021257 | 0.0001864 | 0.00011749 | 0.00013988 | 0.00012841 | 6 | 18 | 0.00021594 | 0.00018846 | 7.4125e-05 | 0.00012824
1 | 6 | 19 | 0.00012029 | 0.00024415 | 0.00020354 | 0.00012029 | 0.00015011 | 0.0001283 | 0.00012029 | 0.00024415 | 0.00020354 | 0.00012029 | 0.00015011 | 0.0001283 | 6 | 19 | 0.00024944 | 0.00020631 | 8.2126e-05 | 0.00012707
1 | 6 | 20 | 0.00011813 | 0.00025123 | 0.00019874 | 0.00011813 | 0.0001515 | 0.00012542 | 0.00011813 | 0.00025123 | 0.00019874 | 0.00011813 | 0.0001515 | 0.00012542 | 6 | 20 | 0.00025643 | 0.00020076 | 8.1455e-05 | 0.00012548
1 | 6 | 21 | 0.00011533 | 0.00024445 | 0.00018308 | 0.00011533 | 0.00015342 | 0.00012037 | 0.00011533 | 0.00024445 | 0.00018308 | 0.00011533 | 0.00015342 | 0.00012037 | 6 | 21 | 0.00024842 | 0.00018308 | 7.8107e-05 | 0.00011916
1 | 6 | 22 | 0.00011053 | 0.00023206 | 0.00016977 | 0.00011053 | 0.00016073 | 0.00011032 | 0.00011053 | 0.00023206 | 0.00016977 | 0.00011053 | 0.00016073 | 0.00011032 | 6 | 22 | 0.00023397 | 0.00016829 | 7.8173e-05 | 0.00010719
1 | 6 | 23 | 0.00010359 | 0.00021552 | 0.0001537 | 0.00010359 | 0.00016963 | 0.00010061 | 0.00010359 | 0.00021552 | 0.0001537 | 0.00010359 | 0.00016963 | 0.00010061 | 6 | 23 | 0.00021696 | 0.0001522 | 7.9168e-05 | 9.571e-05
1 | 6 | 24 | 9.5407e-05 | 0.00018052 | 0.00012466 | 9.5407e-05 | 0.00017719 | 9.2987e-05 | 9.5407e-05 | 0.00018052 | 0.00012466 | 9.5407e-05 | 0.00017719 | 9.2987e-05 | 6 | 24 | 0.00018062 | 0.00012231 | 8.0203e-05 | 9.2437e-05
1 | 7 | 1 | 8.8787e-05 | 0.00013825 | 8.7285e-05 | 8.8787e-05 | 0.00018459 | 8.9811e-05 | 8.8787e-05 | 0.00013825 | 8.7285e-05 | 8.8787e-05 | 0.00018459 | 8.9811e-05 | 7 | 1 | 0.00013809 | 8.6065e-05 | 7.9803e-05 | 9.1289e-05
1 | 7 | 2 | 8.4855e-05 | 0.00010307 | 6.6412e-05 | 8.4855e-05 | 0.00018964 | 8.7511e-05 | 8.4855e-05 | 0.00010307 | 6.6412e-05 | 8.4855e-05 | 0.00018964 | 8.7511e-05 | 7 | 2 | 0.00010269 | 6.5353e-05 | 8.0835e-05 | 9.0446e-05
1 | 7 | 3 | 8.2637e-05 | 7.1086e-05 | 4.7779e-05 | 8.2637e-05 | 0.00019368 | 8.5813e-05 | 8.2637e-05 | 7.1086e-05 | 4.7779e-05 | 8.2637e-05 | 0.00019368 | 8.5813e-05 | 7 | 3 | 7.0359e-05 | 4.6812e-05 | 8.1932e-05 | 9.1615e-05
1 | 7 | 4 | 8.1721e-05 | 4.7828e-05 | 3.3129e-05 | 8.1721e-05 | 0.00019675 | 8.6691e-05 | 8.1721e-05 | 4.7828e-05 | 3.3129e-05 | 8.1721e-05 | 0.00019675 | 8.6691e-05 | 7 | 4 | 4.7047e-05 | 3.2229e-05 | 8.2877e-05 | 9.5568e-05
1 | 7 | 5 | 8.1938e-05 | 2.9833e-05 | 2.2439e-05 | 8.1938e-05 | 0.00019881 | 9.0737e-05 | 8.1938e-05 | 2.9833e-05 | 2.2439e-05 | 8.1938e-05 | 0.00019881 | 9.0737e-05 | 7 | 5 | 2.9132e-05 | 2.185e-05 | 8.4475e-05 | 0.00010157
1 | 7 | 6 | 8.3852e-05 | 1.7982e-05 | 2.1912e-05 | 8.3852e-05 | 0.00020515 | 0.00010088 | 8.3852e-05 | 1.7982e-05 | 2.1912e-05 | 8.3852e-05 | 0.00020515 | 0.00010088 | 7 | 6 | 1.7382e-05 | 2.1781e-05 | 8.635e-05 | 0.00011064
1 | 7 | 7 | 8.679e-05 | 1.0474e-05 | 3.9359e-05 | 8.679e-05 | 0.00022309 | 0.00011047 | 8.679e-05 | 1.0474e-05 | 3.9359e-05 | 8.679e-05 | 0.00022309 | 0.00011047 | 7 | 7 | 1.0253e-05 | 4.0291e-05 | 8.6843e-05 | 0.00012122
1 | 7 | 8 | 8.8512e-05 | 1.5064e-05 | 8.3741e-05 | 8.8512e-05 | 0.00022288 | 0.00011788 | 8.8512e-05 | 1.5064e-05 | 8.3741e-05 | 8.8512e-05 | 0.00022288 | 0.00011788 | 7 | 8 | 1.4978e-05 | 8.6259e-05 | 8.4715e-05 | 0.00012997
1 | 7 | 9 | 9.3027e-05 | 3.029e-05 | 0.00013245 | 9.3027e-05 | 0.00020471 | 0.00012158 | 9.3027e-05 | 3.029e-05 | 0.00013245 | 9.3027e-05 | 0.00020471 | 0.00012158 | 7 | 9 | 3.0625e-05 | 0.00013696 | 8.1497e-05 | 0.00013643
1 | 7 | 10 | 9.5728e-05 | 3.402e-05 | 0.00013119 | 9.5728e-05 | 0.00017613 | 0.00012349 | 9.5728e-05 | 3.402e-05 | 0.00013119 | 9.5728e-05 | 0.00017613 | 0.00012349 | 7 | 10 | 3.3995e-05 | 0.00013501 | 7.6451e-05 | 0.00013989
1 | 7 | 11 | 9.8474e-05 | 4.0383e-05 | 0.00010869 | 9.8474e-05 | 0.00014831 | 0.00012387 | 9.8474e-05 | 4.0383e-05 | 0.00010869 | 9.8474e-05 | 0.00014831 | 0.00012387 | 7 | 11 | 4.0204e-05 | 0.00011074 | 7.2179e-05 | 0.00014183
1 | 7 | 12 | 9.867e-05 | 5.0222e-05 | 9.5191e-05 | 9.867e-05 | 0.00012795 | 0.00012422 | 9.867e-05 | 5.0222e-05 | 9.5191e-05 | 9.867e-05 | 0.00012795 | 0.00012422 | 7 | 12 | 4.9933e-05 | 9.6115e-05 | 6.7065e-05 | 0.00014389
1 | 7 | 13 | 9.7642e-05 | 7.2502e-05 | 0.00010228 | 9.7642e-05 | 0.00011901 | 0.00012314 | 9.7642e-05 | 7.2502e-05 | 0.00010228 | 9.7642e-05 | 0.00011901 | 0.00012314 | 7 | 13 | 7.2043e-05 | 0.00010236 | 6.5627e-05 | 0.00014681
1 | 7 | 14 | 9.5911e-05 | 8.766e-05 | 0.0001146 | 9.5911e-05 | 0.0001159 | 0.00012328 | 9.5911e-05 | 8.766e-05 | 0.0001146 | 9.5911e-05 | 0.0001159 | 0.00012328 | 7 | 14 | 8.6412e-05 | 0.00011424 | 6.5146e-05 | 0.00014871
1 | 7 | 15 | 9.4783e-05 | 0.0001007 | 0.00012004 | 9.4783e-05 | 0.00011776 | 0.00012146 | 9.4783e-05 | 0.0001007 | 0.00012004 | 9.4783e-05 | 0.00011776 | 0.00012146 | 7 | 15 | 9.9476e-05 | 0.00011951 | 6.508e-05 | 0.00014911
1 | 7 | 16 | 9.4704e-05 | 0.00013518 | 0.0001423 | 9.4704e-05 | 0.00012174 | 0.00012052 | 9.4704e-05 | 0.00013518 | 0.0001423 | 9.4704e-05 | 0.00012174 | 0.00012052 | 7 | 16 | 0.00013475 | 0.00014213 | 6.7207e-05 | 0.00014669
1 | 7 | 17 | 9.8295e-05 | 0.00016898 | 0.0001598 | 9.8295e-05 | 0.00013566 | 0.00012365 | 9.8295e-05 | 0.00016898 | 0.0001598 | 9.8295e-05 | 0.00013566 | 0.00012365 | 7 | 17 | 0.00016941 | 0.00016002 | 7.0517e-05 | 0.00014019
1 | 7 | 18 | 0.00011391 | 0.00021257 | 0.0001864 | 0.00011391 | 0.00013988 | 0.00012841 | 0.00011391 | 0.00021257 | 0.0001864 | 0.00011391 | 0.00013988 | 0.00012841 | 7 | 18 | 0.00021451 | 0.00018759 | 7.4601e-05 | 0.00013592
1 | 7 | 19 | 0.00011867 | 0.00024415 | 0.00020354 | 0.00011867 | 0.00015011 | 0.0001283 | 0.00011867 | 0.00024415 | 0.00020354 | 0.00011867 | 0.00015011 | 0.0001283 | 7 | 19 | 0.0002472 | 0.00020514 | 8.1827e-05 | 0.00013297
1 | 7 | 20 | 0.00011702 | 0.00025123 | 0.00019874 | 0.00011702 | 0.0001515 | 0.00012542 | 0.00011702 | 0.00025123 | 0.00019874 | 0.00011702 | 0.0001515 | 0.00012542 | 7 | 20 | 0.00025423 | 0.0001999 | 8.042e-05 | 0.00013125
1 | 7 | 21 | 0.00011398 | 0.00024445 | 0.00018308 | 0.00011398 | 0.00015342 | 0.00012037 | 0.00011398 | 0.00024445 | 0.00018308 | 0.00011398 | 0.00015342 | 0.00012037 | 7 | 21 | 0.00024674 | 0.00018308 | 7.6795e-05 | 0.00012401
1 | 7 | 22 | 0.00010764 | 0.00023206 | 0.00016977 | 0.00010764 | 0.00016073 | 0.00011032 | 0.00010764 | 0.00023206 | 0.00016977 | 0.00010764 | 0.00016073 | 0.00011032 | 7 | 22 | 0.00023316 | 0.00016891 | 7.7233e-05 | 0.00011
1 | 7 | 23 | 0.00010002 | 0.00021552 | 0.0001537 | 0.00010002 | 0.00016963 | 0.00010061 | 0.00010002 | 0.00021552 | 0.0001537 | 0.00010002 | 0.00016963 | 0.00010061 | 7 | 23 | 0.00021635 | 0.00015284 | 7.8971e-05 | 9.8801e-05
1 | 7 | 24 | 9.165e-05 | 0.00018052 | 0.00012466 | 9.165e-05 | 0.00017719 | 9.2987e-05 | 9.165e-05 | 0.00018052 | 0.00012466 | 9.165e-05 | 0.00017719 | 9.2987e-05 | 7 | 24 | 0.00018058 | 0.00012331 | 7.9198e-05 | 9.4209e-05
1 | 8 | 1 | 8.5899e-05 | 0.00013825 | 8.7285e-05 | 8.5899e-05 | 0.00018459 | 8.9811e-05 | 8.5899e-05 | 0.00013825 | 8.7285e-05 | 8.5899e-05 | 0.00018459 | 8.9811e-05 | 8 | 1 | 0.00013842 | 8.8506e-05 | 8.4235e-05 | 9.3033e-05
1 | 8 | 2 | 8.3115e-05 | 0.00010307 | 6.6412e-05 | 8.3115e-05 | 0.00018964 | 8.7511e-05 | 8.3115e-05 | 0.00010307 | 6.6412e-05 | 8.3115e-05 | 0.00018964 | 8.7511e-05 | 8 | 2 | 0.00010269 | 6.5353e-05 | 8.5424e-05 | 9.1073e-05
1 | 8 | 3 | 8.2092e-05 | 7.1086e-05 | 4.7779e-05 | 8.2092e-05 | 0.00019368 | 8.5813e-05 | 8.2092e-05 | 7.1086e-05 | 4.7779e-05 | 8.2092e-05 | 0.00019368 | 8.5813e-05 | 8 | 3 | 7.0359e-05 | 4.6812e-05 | 8.6082e-05 | 9.1784e-05
1 | 8 | 4 | 8.2533e-05 | 4.7828e-05 | 3.3129e-05 | 8.2533e-05 | 0.00019675 | 8.6691e-05 | 8.2533e-05 | 4.7828e-05 | 3.3129e-05 | 8.2533e-05 | 0.00019675 | 8.6691e-05 | 8 | 4 | 4.7047e-05 | 3.2229e-05 | 8.7163e-05 | 9.6379e-05
1 | 8 | 5 | 8.5724e-05 | 2.9833e-05 | 2.2439e-05 | 8.5724e-05 | 0.00019881 | 9.0737e-05 | 8.5724e-05 | 2.9833e-05 | 2.2439e-05 | 8.5724e-05 | 0.00019881 | 9.0737e-05 | 8 | 5 | 2.9132e-05 | 2.185e-05 | 8.8464e-05 | 0.00010305
1 | 8 | 6 | 9.4663e-05 | 1.7982e-05 | 2.1912e-05 | 9.4663e-05 | 0.00020515 | 0.00010088 | 9.4663e-05 | 1.7982e-05 | 2.1912e-05 | 9.4663e-05 | 0.00020515 | 0.00010088 | 8 | 6 | 1.7382e-05 | 2.1781e-05 | 8.8215e-05 | 0.00011233
1 | 8 | 7 | 0.00010799 | 1.0474e-05 | 3.9359e-05 | 0.00010799 | 0.00022309 | 0.00011047 | 0.00010799 | 1.0474e-05 | 3.9359e-05 | 0.00010799 | 0.00022309 | 0.00011047 | 8 | 7 | 1.0253e-05 | 4.0291e-05 | 8.8311e-05 | 0.00012071
1 | 8 | 8 | 0.0001139 | 1.5064e-05 | 8.3741e-05 | 0.0001139 | 0.00022288 | 0.00011788 | 0.0001139 | 1.5064e-05 | 8.3741e-05 | 0.0001139 | 0.00022288 | 0.00011788 | 8 | 8 | 1.4978e-05 | 8.6259e-05 | 8.5313e-05 | 0.00012982
1 | 8 | 9 | 0.00011567 | 3.029e-05 | 0.00013245 | 0.00011567 | 0.00020471 | 0.00012158 | 0.00011567 | 3.029e-05 | 0.00013245 | 0.00011567 | 0.00020471 | 0.00012158 | 8 | 9 | 3.0625e-05 | 0.00013696 | 8.1592e-05 | 0.00013574
1 | 8 | 10 | 0.00011748 | 3.402e-05 | 0.00013119 | 0.00011748 | 0.00017613 | 0.00012349 | 0.00011748 | 3.402e-05 | 0.00013119 | 0.00011748 | 0.00017613 | 0.00012349 | 8 | 10 | 3.3995e-05 | 0.00013501 | 7.6227e-05 | 0.00013985
1 | 8 | 11 | 0.0001189 | 4.0383e-05 | 0.00010869 | 0.0001189 | 0.00014831 | 0.00012387 | 0.0001189 | 4.0383e-05 | 0.00010869 | 0.0001189 | 0.00014831 | 0.00012387 | 8 | 11 | 4.0204e-05 | 0.00011074 | 7.1291e-05 | 0.00014267
1 | 8 | 12 | 0.00011895 | 5.0222e-05 | 9.5191e-05 | 0.00011895 | 0.00012795 | 0.00012422 | 0.00011895 | 5.0222e-05 | 9.5191e-05 | 0.00011895 | 0.00012795 | 0.00012422 | 8 | 12 | 4.9933e-05 | 9.6115e-05 | 6.7224e-05 | 0.00014501
1 | 8 | 13 | 0.00011887 | 7.2502e-05 | 0.00010228 | 0.00011887 | 0.00011901 | 0.00012314 | 0.00011887 | 7.2502e-05 | 0.00010228 | 0.00011887 | 0.00011901 | 0.00012314 | 8 | 13 | 7.2043e-05 | 0.00010236 | 6.5321e-05 | 0.00014836
1 | 8 | 14 | 0.00011839 | 8.766e-05 | 0.0001146 | 0.00011839 | 0.0001159 | 0.00012328 | 0.00011839 | 8.766e-05 | 0.0001146 | 0.00011839 | 0.0001159 | 0.00012328 | 8 | 14 | 8.6412e-05 | 0.00011424 | 6.4691e-05 | 0.00015061
1 | 8 | 15 | 0.00011712 | 0.0001007 | 0.00012004 | 0.00011712 | 0.00011776 | 0.00012146 | 0.00011712 | 0.0001007 | 0.00012004 | 0.00011712 | 0.00011776 | 0.00012146 | 8 | 15 | 9.9476e-05 | 0.00011951 | 6.4261e-05 | 0.00015038
1 | 8 | 16 | 0.00011543 | 0.00013518 | 0.0001423 | 0.00011543 | 0.00012174 | 0.00012052 | 0.00011543 | 0.00013518 | 0.0001423 | 0.00011543 | 0.00012174 | 0.00012052 | 8 | 16 | 0.00013475 | 0.00014213 | 6.5686e-05 | 0.00014874
1 | 8 | 17 | 0.00011623 | 0.00016898 | 0.0001598 | 0.00011623 | 0.00013566 | 0.00012365 | 0.00011623 | 0.00016898 | 0.0001598 | 0.00011623 | 0.00013566 | 0.00012365 | 8 | 17 | 0.00016941 | 0.00016002 | 6.8314e-05 | 0.00014308
1 | 8 | 18 | 0.00012849 | 0.00021257 | 0.0001864 | 0.00012849 | 0.00013988 | 0.00012841 | 0.00012849 | 0.00021257 | 0.0001864 | 0.00012849 | 0.00013988 | 0.00012841 | 8 | 18 | 0.00021451 | 0.00018759 | 7.1835e-05 | 0.00013922
1 | 8 | 19 | 0.00013087 | 0.00024415 | 0.00020354 | 0.00013087 | 0.00015011 | 0.0001283 | 0.00013087 | 0.00024415 | 0.00020354 | 0.00013087 | 0.00015011 | 0.0001283 | 8 | 19 | 0.0002472 | 0.00020514 | 7.9914e-05 | 0.0001376
1 | 8 | 20 | 0.00012764 | 0.00025123 | 0.00019874 | 0.00012764 | 0.0001515 | 0.00012542 | 0.00012764 | 0.00025123 | 0.00019874 | 0.00012764 | 0.0001515 | 0.00012542 | 8 | 20 | 0.00025423 | 0.0001999 | 7.9121e-05 | 0.00013436
1 | 8 | 21 | 0.0001235 | 0.00024445 | 0.00018308 | 0.0001235 | 0.00015342 | 0.00012037 | 0.0001235 | 0.00024445 | 0.00018308 | 0.0001235 | 0.00015342 | 0.00012037 | 8 | 21 | 0.00024674 | 0.00018308 | 7.7003e-05 | 0.00012521
1 | 8 | 22 | 0.00011633 | 0.00023206 | 0.00016977 | 0.00011633 | 0.00016073 | 0.00011032 | 0.00011633 | 0.00023206 | 0.00016977 | 0.00011633 | 0.00016073 | 0.00011032 | 8 | 22 | 0.00023316 | 0.00016891 | 7.8158e-05 | 0.00011133
1 | 8 | 23 | 0.00010609 | 0.00021552 | 0.0001537 | 0.00010609 | 0.00016963 | 0.00010061 | 0.00010609 | 0.00021552 | 0.0001537 | 0.00010609 | 0.00016963 | 0.00010061 | 8 | 23 | 0.00021635 | 0.00015284 | 8.0333e-05 | 0.00010087
1 | 8 | 24 | 9.6868e-05 | 0.00018052 | 0.00012466 | 9.6868e-05 | 0.00017719 | 9.2987e-05 | 9.6868e-05 | 0.00018052 | 0.00012466 | 9.6868e-05 | 0.00017719 | 9.2987e-05 | 8 | 24 | 0.00018058 | 0.00012331 | 8.1983e-05 | 9.5133e-05
1 | 9 | 1 | 8.9873e-05 | 0.00013825 | 8.7285e-05 | 8.9873e-05 | 0.00018459 | 8.9811e-05 | 8.9873e-05 | 0.00013825 | 8.7285e-05 | 8.9873e-05 | 0.00018459 | 8.9811e-05 | 9 | 1 | 0.00013813 | 8.639e-05 | 8.4009e-05 | 8.9699e-05
1 | 9 | 2 | 8.6378e-05 | 0.00010307 | 6.6412e-05 | 8.6378e-05 | 0.00018964 | 8.7511e-05 | 8.6378e-05 | 0.00010307 | 6.6412e-05 | 8.6378e-05 | 0.00018964 | 8.7511e-05 | 9 | 2 | 0.00010242 | 6.4577e-05 | 8.5116e-05 | 8.951e-05
1 | 9 | 3 | 8.4905e-05 | 7.1086e-05 | 4.7779e-05 | 8.4905e-05 | 0.00019368 | 8.5813e-05 | 8.4905e-05 | 7.1086e-05 | 4.7779e-05 | 8.4905e-05 | 0.00019368 | 8.5813e-05 | 9 | 3 | 6.9826e-05 | 4.6103e-05 | 8.6519e-05 | 8.9416e-05
1 | 9 | 4 | 8.4975e-05 | 4.7828e-05 | 3.3129e-05 | 8.4975e-05 | 0.00019675 | 8.6691e-05 | 8.4975e-05 | 4.7828e-05 | 3.3129e-05 | 8.4975e-05 | 0.00019675 | 8.6691e-05 | 9 | 4 | 4.6474e-05 | 3.1569e-05 | 8.7692e-05 | 9.3971e-05
1 | 9 | 5 | 8.7476e-05 | 2.9833e-05 | 2.2439e-05 | 8.7476e-05 | 0.00019881 | 9.0737e-05 | 8.7476e-05 | 2.9833e-05 | 2.2439e-05 | 8.7476e-05 | 0.00019881 | 9.0737e-05 | 9 | 5 | 2.8617e-05 | 2.1418e-05 | 9.1513e-05 | 0.00010451
1 | 9 | 6 | 9.5524e-05 | 1.7982e-05 | 2.1912e-05 | 9.5524e-05 | 0.00020515 | 0.00010088 | 9.5524e-05 | 1.7982e-05 | 2.1912e-05 | 9.5524e-05 | 0.00020515 | 0.00010088 | 9 | 6 | 1.6942e-05 | 2.1685e-05 | 9.3221e-05 | 0.00011412
1 | 9 | 7 | 0.00010827 | 1.0474e-05 | 3.9359e-05 | 0.00010827 | 0.00022309 | 0.00011047 | 0.00010827 | 1.0474e-05 | 3.9359e-05 | 0.00010827 | 0.00022309 | 0.00011047 | 9 | 7 | 1.0091e-05 | 4.0975e-05 | 9.2707e-05 | 0.00012461
1 | 9 | 8 | 0.000114 | 1.5064e-05 | 8.3741e-05 | 0.000114 | 0.00022288 | 0.00011788 | 0.000114 | 1.5064e-05 | 8.3741e-05 | 0.000114 | 0.00022288 | 0.00011788 | 9 | 8 | 1.4915e-05 | 8.8106e-05 | 9.0155e-05 | 0.00013228
1 | 9 | 9 | 0.00011569 | 3.029e-05 | 0.00013245 | 0.00011569 | 0.00020471 | 0.00012158 | 0.00011569 | 3.029e-05 | 0.00013245 | 0.00011569 | 0.00020471 | 0.00012158 | 9 | 9 | 3.0871e-05 | 0.00014026 | 8.6999e-05 | 0.00013851
1 | 9 | 10 | 0.00011692 | 3.402e-05 | 0.00013119 | 0.00011692 | 0.00017613 | 0.00012349 | 0.00011692 | 3.402e-05 | 0.00013119 | 0.00011692 | 0.00017613 | 0.00012349 | 9 | 10 | 3.3977e-05 | 0.00013781 | 8.1411e-05 | 0.00014076
1 | 9 | 11 | 0.00011898 | 4.0383e-05 | 0.00010869 | 0.00011898 | 0.00014831 | 0.00012387 | 0.00011898 | 4.0383e-05 | 0.00010869 | 0.00011898 | 0.00014831 | 0.00012387 | 9 | 11 | 4.0073e-05 | 0.00011224 | 7.7496e-05 | 0.00014243
1 | 9 | 12 | 0.00011953 | 5.0222e-05 | 9.5191e-05 | 0.00011953 | 0.00012795 | 0.00012422 | 0.00011953 | 5.0222e-05 | 9.5191e-05 | 0.00011953 | 0.00012795 | 0.00012422 | 9 | 12 | 4.9721e-05 | 9.6792e-05 | 7.1996e-05 | 0.00014419
1 | 9 | 13 | 0.00011965 | 7.2502e-05 | 0.00010228 | 0.00011965 | 0.00011901 | 0.00012314 | 0.00011965 | 7.2502e-05 | 0.00010228 | 0.00011965 | 0.00011901 | 0.00012314 | 9 | 13 | 7.1706e-05 | 0.00010242 | 7.1359e-05 | 0.00014861
1 | 9 | 14 | 0.00011964 | 8.766e-05 | 0.0001146 | 0.00011964 | 0.0001159 | 0.00012328 | 0.00011964 | 8.766e-05 | 0.0001146 | 0.00011964 | 0.0001159 | 0.00012328 | 9 | 14 | 8.5497e-05 | 0.00011398 | 7.1279e-05 | 0.00015096
1 | 9 | 15 | 0.00011833 | 0.0001007 | 0.00012004 | 0.00011833 | 0.00011776 | 0.00012146 | 0.00011833 | 0.0001007 | 0.00012004 | 0.00011833 | 0.00011776 | 0.00012146 | 9 | 15 | 9.8578e-05 | 0.00011913 | 7.1931e-05 | 0.00015121
1 | 9 | 16 | 0.00011624 | 0.00013518 | 0.0001423 | 0.00011624 | 0.00012174 | 0.00012052 | 0.00011624 | 0.00013518 | 0.0001423 | 0.00011624 | 0.00012174 | 0.00012052 | 9 | 16 | 0.00013443 | 0.00014201 | 7.3274e-05 | 0.00014903
1 | 9 | 17 | 0.00011678 | 0.00016898 | 0.0001598 | 0.00011678 | 0.00013566 | 0.00012365 | 0.00011678 | 0.00016898 | 0.0001598 | 0.00011678 | 0.00013566 | 0.00012365 | 9 | 17 | 0.00016973 | 0.00016019 | 7.3066e-05 | 0.00014295
1 | 9 | 18 | 0.00012887 | 0.00021257 | 0.0001864 | 0.00012887 | 0.00013988 | 0.00012841 | 0.00012887 | 0.00021257 | 0.0001864 | 0.00012887 | 0.00013988 | 0.00012841 | 9 | 18 | 0.00021594 | 0.00018846 | 7.5119e-05 | 0.00014161
1 | 9 | 19 | 0.00013123 | 0.00024415 | 0.00020354 | 0.00013123 | 0.00015011 | 0.0001283 | 0.00013123 | 0.00024415 | 0.00020354 | 0.00013123 | 0.00015011 | 0.0001283 | 9 | 19 | 0.00024944 | 0.00020631 | 8.2231e-05 | 0.00014088
1 | 9 | 20 | 0.00012821 | 0.00025123 | 0.00019874 | 0.00012821 | 0.0001515 | 0.00012542 | 0.00012821 | 0.00025123 | 0.00019874 | 0.00012821 | 0.0001515 | 0.00012542 | 9 | 20 | 0.00025643 | 0.00020076 | 8.1285e-05 | 0.00013387
1 | 9 | 21 | 0.00012362 | 0.00024445 | 0.00018308 | 0.00012362 | 0.00015342 | 0.00012037 | 0.00012362 | 0.00024445 | 0.00018308 | 0.00012362 | 0.00015342 | 0.00012037 | 9 | 21 | 0.00024842 | 0.00018308 | 7.9064e-05 | 0.00012353
1 | 9 | 22 | 0.000116 | 0.00023206 | 0.00016977 | 0.000116 | 0.00016073 | 0.00011032 | 0.000116 | 0.00023206 | 0.00016977 | 0.000116 | 0.00016073 | 0.00011032 | 9 | 22 | 0.00023397 | 0.00016829 | 7.9876e-05 | 0.0001084
1 | 9 | 23 | 0.00010618 | 0.00021552 | 0.0001537 | 0.00010618 | 0.00016963 | 0.00010061 | 0.00010618 | 0.00021552 | 0.0001537 | 0.00010618 | 0.00016963 | 0.00010061 | 9 | 23 | 0.00021696 | 0.0001522 | 8.1703e-05 | 9.8284e-05
1 | 9 | 24 | 9.6427e-05 | 0.00018052 | 0.00012466 | 9.6427e-05 | 0.00017719 | 9.2987e-05 | 9.6427e-05 | 0.00018052 | 0.00012466 | 9.6427e-05 | 0.00017719 | 9.2987e-05 | 9 | 24 | 0.00018062 | 0.00012231 | 8.2935e-05 | 9.4073e-05
1 | 10 | 1 | 9.0302e-05 | 0.00013825 | 8.7285e-05 | 9.0302e-05 | 0.00018459 | 8.9811e-05 | 9.0302e-05 | 0.00013825 | 8.7285e-05 | 9.0302e-05 | 0.00018459 | 8.9811e-05 | 10 | 1 | 0.00013825 | 8.7285e-05 | 9.6776e-05 | 8.584e-05
1 | 10 | 2 | 8.664e-05 | 0.00010307 | 6.6412e-05 | 8.664e-05 | 0.00018964 | 8.7511e-05 | 8.664e-05 | 0.00010307 | 6.6412e-05 | 8.664e-05 | 0.00018964 | 8.7511e-05 | 10 | 2 | 0.00010307 | 6.6412e-05 | 0.00010082 | 8.5044e-05
1 | 10 | 3 | 8.5054e-05 | 7.1086e-05 | 4.7779e-05 | 8.5054e-05 | 0.00019368 | 8.5813e-05 | 8.5054e-05 | 7.1086e-05 | 4.7779e-05 | 8.5054e-05 | 0.00019368 | 8.5813e-05 | 10 | 3 | 7.1086e-05 | 4.7779e-05 | 0.00010448 | 8.5212e-05
1 | 10 | 4 | 8.4905e-05 | 4.7828e-05 | 3.3129e-05 | 8.4905e-05 | 0.00019675 | 8.6691e-05 | 8.4905e-05 | 4.7828e-05 | 3.3129e-05 | 8.4905e-05 | 0.00019675 | 8.6691e-05 | 10 | 4 | 4.7828e-05 | 3.3129e-05 | 0.00010774 | 8.9108e-05
1 | 10 | 5 | 8.7784e-05 | 2.9833e-05 | 2.2439e-05 | 8.7784e-05 | 0.00019881 | 9.0737e-05 | 8.7784e-05 | 2.9833e-05 | 2.2439e-05 | 8.7784e-05 | 0.00019881 | 9.0737e-05 | 10 | 5 | 2.9833e-05 | 2.2439e-05 | 0.00011245 | 9.7355e-05
1 | 10 | 6 | 9.5441e-05 | 1.7982e-05 | 2.1912e-05 | 9.5441e-05 | 0.00020515 | 0.00010088 | 9.5441e-05 | 1.7982e-05 | 2.1912e-05 | 9.5441e-05 | 0.00020515 | 0.00010088 | 10 | 6 | 1.7982e-05 | 2.1912e-05 | 0.00011889 | 0.00010907
1 | 10 | 7 | 0.00010853 | 1.0474e-05 | 3.9359e-05 | 0.00010853 | 0.00022309 | 0.00011047 | 0.00010853 | 1.0474e-05 | 3.9359e-05 | 0.00010853 | 0.00022309 | 0.00011047 | 10 | 7 | 1.0474e-05 | 3.9359e-05 | 0.00012576 | 0.0001169
1 | 10 | 8 | 0.00011722 | 1.5064e-05 | 8.3741e-05 | 0.00011722 | 0.00022288 | 0.00011788 | 0.00011722 | 1.5064e-05 | 8.3741e-05 | 0.00011722 | 0.00022288 | 0.00011788 | 10 | 8 | 1.5064e-05 | 8.3741e-05 | 0.00012534 | 0.0001234
1 | 10 | 9 | 0.00011829 | 3.029e-05 | 0.00013245 | 0.00011829 | 0.00020471 | 0.00012158 | 0.00011829 | 3.029e-05 | 0.00013245 | 0.00011829 | 0.00020471 | 0.00012158 | 10 | 9 | 3.029e-05 | 0.00013245 | 0.00011447 | 0.0001285
1 | 10 | 10 | 0.00011978 | 3.402e-05 | 0.00013119 | 0.00011978 | 0.00017613 | 0.00012349 | 0.00011978 | 3.402e-05 | 0.00013119 | 0.00011978 | 0.00017613 | 0.00012349 | 10 | 10 | 3.402e-05 | 0.00013119 | 9.8876e-05 | 0.00013089
1 | 10 | 11 | 0.00012008 | 4.0383e-05 | 0.00010869 | 0.00012008 | 0.00014831 | 0.00012387 | 0.00012008 | 4.0383e-05 | 0.00010869 | 0.00012008 | 0.00014831 | 0.00012387 | 10 | 11 | 4.0383e-05 | 0.00010869 | 8.8181e-05 | 0.00013178
1 | 10 | 12 | 0.00011989 | 5.0222e-05 | 9.5191e-05 | 0.00011989 | 0.00012795 | 0.00012422 | 0.00011989 | 5.0222e-05 | 9.5191e-05 | 0.00011989 | 0.00012795 | 0.00012422 | 10 | 12 | 5.0222e-05 | 9.5191e-05 | 8.2118e-05 | 0.00013195
1 | 10 | 13 | 0.00011888 | 7.2502e-05 | 0.00010228 | 0.00011888 | 0.00011901 | 0.00012314 | 0.00011888 | 7.2502e-05 | 0.00010228 | 0.00011888 | 0.00011901 | 0.00012314 | 10 | 13 | 7.2502e-05 | 0.00010228 | 7.8891e-05 | 0.00013275
1 | 10 | 14 | 0.00011735 | 8.766e-05 | 0.0001146 | 0.00011735 | 0.0001159 | 0.00012328 | 0.00011735 | 8.766e-05 | 0.0001146 | 0.00011735 | 0.0001159 | 0.00012328 | 10 | 14 | 8.766e-05 | 0.0001146 | 7.7789e-05 | 0.00013241
1 | 10 | 15 | 0.00011677 | 0.0001007 | 0.00012004 | 0.00011677 | 0.00011776 | 0.00012146 | 0.00011677 | 0.0001007 | 0.00012004 | 0.00011677 | 0.00011776 | 0.00012146 | 10 | 15 | 0.0001007 | 0.00012004 | 7.7211e-05 | 0.00013182
1 | 10 | 16 | 0.00011568 | 0.00013518 | 0.0001423 | 0.00011568 | 0.00012174 | 0.00012052 | 0.00011568 | 0.00013518 | 0.0001423 | 0.00011568 | 0.00012174 | 0.00012052 | 10 | 16 | 0.00013518 | 0.0001423 | 7.8895e-05 | 0.00012924
1 | 10 | 17 | 0.00011767 | 0.00016898 | 0.0001598 | 0.00011767 | 0.00013566 | 0.00012365 | 0.00011767 | 0.00016898 | 0.0001598 | 0.00011767 | 0.00013566 | 0.00012365 | 10 | 17 | 0.00016898 | 0.0001598 | 8.2807e-05 | 0.0001273
1 | 10 | 18 | 0.00013038 | 0.00021257 | 0.0001864 | 0.00013038 | 0.00013988 | 0.00012841 | 0.00013038 | 0.00021257 | 0.0001864 | 0.00013038 | 0.00013988 | 0.00012841 | 10 | 18 | 0.00021257 | 0.0001864 | 8.7038e-05 | 0.00013203
1 | 10 | 19 | 0.00013343 | 0.00024415 | 0.00020354 | 0.00013343 | 0.00015011 | 0.0001283 | 0.00013343 | 0.00024415 | 0.00020354 | 0.00013343 | 0.00015011 | 0.0001283 | 10 | 19 | 0.00024415 | 0.00020354 | 9.3821e-05 | 0.00012829
1 | 10 | 20 | 0.00013091 | 0.00025123 | 0.00019874 | 0.00013091 | 0.0001515 | 0.00012542 | 0.00013091 | 0.00025123 | 0.00019874 | 0.00013091 | 0.0001515 | 0.00012542 | 10 | 20 | 0.00025123 | 0.00019874 | 9.2493e-05 | 0.00012393
1 | 10 | 21 | 0.00012603 | 0.00024445 | 0.00018308 | 0.00012603 | 0.00015342 | 0.00012037 | 0.00012603 | 0.00024445 | 0.00018308 | 0.00012603 | 0.00015342 | 0.00012037 | 10 | 21 | 0.00024445 | 0.00018308 | 8.9217e-05 | 0.00011477
1 | 10 | 22 | 0.00011878 | 0.00023206 | 0.00016977 | 0.00011878 | 0.00016073 | 0.00011032 | 0.00011878 | 0.00023206 | 0.00016977 | 0.00011878 | 0.00016073 | 0.00011032 | 10 | 22 | 0.00023206 | 0.00016977 | 9.0278e-05 | 0.00010287
1 | 10 | 23 | 0.00010876 | 0.00021552 | 0.0001537 | 0.00010876 | 0.00016963 | 0.00010061 | 0.00010876 | 0.00021552 | 0.0001537 | 0.00010876 | 0.00016963 | 0.00010061 | 10 | 23 | 0.00021552 | 0.0001537 | 9.2727e-05 | 9.3146e-05
1 | 10 | 24 | 9.8949e-05 | 0.00018052 | 0.00012466 | 9.8949e-05 | 0.00017719 | 9.2987e-05 | 9.8949e-05 | 0.00018052 | 0.00012466 | 9.8949e-05 | 0.00017719 | 9.2987e-05 | 10 | 24 | 0.00018052 | 0.00012466 | 9.5038e-05 | 8.7962e-05
1 | 11 | 1 | 9.2952e-05 | 0.00013825 | 8.7285e-05 | 9.2952e-05 | 0.00018459 | 8.9811e-05 | 9.2952e-05 | 0.00013825 | 8.7285e-05 | 9.2952e-05 | 0.00018459 | 8.9811e-05 | 11 | 1 | 0.00013864 | 9.0174e-05 | 0.0001642 | 8.025e-05
1 | 11 | 2 | 8.9657e-05 | 0.00010307 | 6.6412e-05 | 8.9657e-05 | 0.00018964 | 8.7511e-05 | 8.9657e-05 | 0.00010307 | 6.6412e-05 | 8.9657e-05 | 0.00018964 | 8.7511e-05 | 11 | 2 | 0.00010319 | 6.6765e-05 | 0.00017266 | 7.8155e-05
1 | 11 | 3 | 8.798e-05 | 7.1086e-05 | 4.7779e-05 | 8.798e-05 | 0.00019368 | 8.5813e-05 | 8.798e-05 | 7.1086e-05 | 4.7779e-05 | 8.798e-05 | 0.00019368 | 8.5813e-05 | 11 | 3 | 7.1329e-05 | 4.8101e-05 | 0.00018168 | 7.6942e-05
1 | 11 | 4 | 8.7888e-05 | 4.7828e-05 | 3.3129e-05 | 8.7888e-05 | 0.00019675 | 8.6691e-05 | 8.7888e-05 | 4.7828e-05 | 3.3129e-05 | 8.7888e-05 | 0.00019675 | 8.6691e-05 | 11 | 4 | 4.8089e-05 | 3.3429e-05 | 0.00018942 | 7.772e-05
1 | 11 | 5 | 9.0872e-05 | 2.9833e-05 | 2.2439e-05 | 9.0872e-05 | 0.00019881 | 9.0737e-05 | 9.0872e-05 | 2.9833e-05 | 2.2439e-05 | 9.0872e-05 | 0.00019881 | 9.0737e-05 | 11 | 5 | 3.0067e-05 | 2.2636e-05 | 0.00019539 | 8.324e-05
1 | 11 | 6 | 9.8707e-05 | 1.7982e-05 | 2.1912e-05 | 9.8707e-05 | 0.00020515 | 0.00010088 | 9.8707e-05 | 1.7982e-05 | 2.1912e-05 | 9.8707e-05 | 0.00020515 | 0.00010088 | 11 | 6 | 1.8182e-05 | 2.1956e-05 | 0.00020372 | 9.3785e-05
1 | 11 | 7 | 0.0001107 | 1.0474e-05 | 3.9359e-05 | 0.0001107 | 0.00022309 | 0.00011047 | 0.0001107 | 1.0474e-05 | 3.9359e-05 | 0.0001107 | 0.00022309 | 0.00011047 | 11 | 7 | 1.0548e-05 | 3.9048e-05 | 0.00020064 | 0.00010319
1 | 11 | 8 | 0.00011913 | 1.5064e-05 | 8.3741e-05 | 0.00011913 | 0.00022288 | 0.00011788 | 0.00011913 | 1.5064e-05 | 8.3741e-05 | 0.00011913 | 0.00022288 | 0.00011788 | 11 | 8 | 1.5093e-05 | 8.2902e-05 | 0.00018504 | 0.00011289
1 | 11 | 9 | 0.00011995 | 3.029e-05 | 0.00013245 | 0.00011995 | 0.00020471 | 0.00012158 | 0.00011995 | 3.029e-05 | 0.00013245 | 0.00011995 | 0.00020471 | 0.00012158 | 11 | 9 | 3.0178e-05 | 0.00013095 | 0.00015981 | 0.00011818
1 | 11 | 10 | 0.00012096 | 3.402e-05 | 0.00013119 | 0.00012096 | 0.00017613 | 0.00012349 | 0.00012096 | 3.402e-05 | 0.00013119 | 0.00012096 | 0.00017613 | 0.00012349 | 11 | 10 | 3.4029e-05 | 0.00012991 | 0.00013536 | 0.0001209
1 | 11 | 11 | 0.00012193 | 4.0383e-05 | 0.00010869 | 0.00012193 | 0.00014831 | 0.00012387 | 0.00012193 | 4.0383e-05 | 0.00010869 | 0.00012193 | 0.00014831 | 0.00012387 | 11 | 11 | 4.0443e-05 | 0.00010801 | 0.00011682 | 0.00012227
1 | 11 | 12 | 0.00012118 | 5.0222e-05 | 9.5191e-05 | 0.00012118 | 0.00012795 | 0.00012422 | 0.00012118 | 5.0222e-05 | 9.5191e-05 | 0.00012118 | 0.00012795 | 0.00012422 | 11 | 12 | 5.0318e-05 | 9.4884e-05 | 0.00010772 | 0.00012324
1 | 11 | 13 | 0.00011978 | 7.2502e-05 | 0.00010228 | 0.00011978 | 0.00011901 | 0.00012314 | 0.00011978 | 7.2502e-05 | 0.00010228 | 0.00011978 | 0.00011901 | 0.00012314 | 11 | 13 | 7.2655e-05 | 0.00010225 | 0.00010265 | 0.00012247
1 | 11 | 14 | 0.00011896 | 8.766e-05 | 0.0001146 | 0.00011896 | 0.0001159 | 0.00012328 | 0.00011896 | 8.766e-05 | 0.0001146 | 0.00011896 | 0.0001159 | 0.00012328 | 11 | 14 | 8.8075e-05 | 0.00011472 | 0.00010049 | 0.00012273
1 | 11 | 15 | 0.0001172 | 0.0001007 | 0.00012004 | 0.0001172 | 0.00011776 | 0.00012146 | 0.0001172 | 0.0001007 | 0.00012004 | 0.0001172 | 0.00011776 | 0.00012146 | 11 | 15 | 0.00010111 | 0.00012021 | 0.00010022 | 0.00012188
1 | 11 | 16 | 0.00011671 | 0.00013518 | 0.0001423 | 0.00011671 | 0.00012174 | 0.00012052 | 0.00011671 | 0.00013518 | 0.0001423 | 0.00011671 | 0.00012174 | 0.00012052 | 11 | 16 | 0.00013533 | 0.00014235 | 0.00010515 | 0.00011902
1 | 11 | 17 | 0.0001198 | 0.00016898 | 0.0001598 | 0.0001198 | 0.00013566 | 0.00012365 | 0.0001198 | 0.00016898 | 0.0001598 | 0.0001198 | 0.00013566 | 0.00012365 | 11 | 17 | 0.00016883 | 0.00015972 | 0.00011557 | 0.00012207
1 | 11 | 18 | 0.00013192 | 0.00021257 | 0.0001864 | 0.00013192 | 0.00013988 | 0.00012841 | 0.00013192 | 0.00021257 | 0.0001864 | 0.00013192 | 0.00013988 | 0.00012841 | 11 | 18 | 0.00021192 | 0.000186 | 0.00012334 | 0.00012301
1 | 11 | 19 | 0.00013593 | 0.00024415 | 0.00020354 | 0.00013593 | 0.00015011 | 0.0001283 | 0.00013593 | 0.00024415 | 0.00020354 | 0.00013593 | 0.00015011 | 0.0001283 | 11 | 19 | 0.00024313 | 0.00020301 | 0.00013369 | 0.00012108
1 | 11 | 20 | 0.00013396 | 0.00025123 | 0.00019874 | 0.00013396 | 0.0001515 | 0.00012542 | 0.00013396 | 0.00025123 | 0.00019874 | 0.00013396 | 0.0001515 | 0.00012542 | 11 | 20 | 0.00025023 | 0.00019836 | 0.00013742 | 0.00011763
1 | 11 | 21 | 0.00013031 | 0.00024445 | 0.00018308 | 0.00013031 | 0.00015342 | 0.00012037 | 0.00013031 | 0.00024445 | 0.00018308 | 0.00013031 | 0.00015342 | 0.00012037 | 11 | 21 | 0.00024368 | 0.00018308 | 0.00013927 | 0.00011207
1 | 11 | 22 | 0.0001228 | 0.00023206 | 0.00016977 | 0.0001228 | 0.00016073 | 0.00011032 | 0.0001228 | 0.00023206 | 0.00016977 | 0.0001228 | 0.00016073 | 0.00011032 | 11 | 22 | 0.00023169 | 0.00017005 | 0.00014516 | 0.00010327
1 | 11 | 23 | 0.00011382 | 0.00021552 | 0.0001537 | 0.00011382 | 0.00016963 | 0.00010061 | 0.00011382 | 0.00021552 | 0.0001537 | 0.00011382 | 0.00016963 | 0.00010061 | 11 | 23 | 0.00021525 | 0.00015398 | 0.00015242 | 9.2238e-05
1 | 11 | 24 | 0.00010392 | 0.00018052 | 0.00012466 | 0.00010392 | 0.00017719 | 9.2987e-05 | 0.00010392 | 0.00018052 | 0.00012466 | 0.00010392 | 0.00017719 | 9.2987e-05 | 11 | 24 | 0.0001805 | 0.00012511 | 0.00016014 | 8.541e-05
1 | 12 | 1 | 9.7584e-05 | 0.00013825 | 8.7285e-05 | 9.7584e-05 | 0.00018459 | 8.9811e-05 | 9.7584e-05 | 0.00013825 | 8.7285e-05 | 9.7584e-05 | 0.00018459 | 8.9811e-05 | 12 | 1 | 0.00013809 | 8.6065e-05 | 0.00016597 | 8.7967e-05
1 | 12 | 2 | 9.4126e-05 | 0.00010307 | 6.6412e-05 | 9.4126e-05 | 0.00018964 | 8.7511e-05 | 9.4126e-05 | 0.00010307 | 6.6412e-05 | 9.4126e-05 | 0.00018964 | 8.7511e-05 | 12 | 2 | 0.00010232 | 6.4294e-05 | 0.00017137 | 8.5566e-05
1 | 12 | 3 | 9.2183e-05 | 7.1086e-05 | 4.7779e-05 | 9.2183e-05 | 0.00019368 | 8.5813e-05 | 9.2183e-05 | 7.1086e-05 | 4.7779e-05 | 9.2183e-05 | 0.00019368 | 8.5813e-05 | 12 | 3 | 6.9632e-05 | 4.5845e-05 | 0.00017602 | 8.5267e-05
1 | 12 | 4 | 9.2158e-05 | 4.7828e-05 | 3.3129e-05 | 9.2158e-05 | 0.00019675 | 8.6691e-05 | 9.2158e-05 | 4.7828e-05 | 3.3129e-05 | 9.2158e-05 | 0.00019675 | 8.6691e-05 | 12 | 4 | 4.6265e-05 | 3.1329e-05 | 0.00018261 | 8.6226e-05
1 | 12 | 5 | 9.5137e-05 | 2.9833e-05 | 2.2439e-05 | 9.5137e-05 | 0.00019881 | 9.0737e-05 | 9.5137e-05 | 2.9833e-05 | 2.2439e-05 | 9.5137e-05 | 0.00019881 | 9.0737e-05 | 12 | 5 | 2.843e-05 | 2.126e-05 | 0.00018495 | 8.92e-05
1 | 12 | 6 | 0.00010326 | 1.7982e-05 | 2.1912e-05 | 0.00010326 | 0.00020515 | 0.00010088 | 0.00010326 | 1.7982e-05 | 2.1912e-05 | 0.00010326 | 0.00020515 | 0.00010088 | 12 | 6 | 1.6782e-05 | 2.165e-05 | 0.00019046 | 9.9324e-05
1 | 12 | 7 | 0.00011617 | 1.0474e-05 | 3.9359e-05 | 0.00011617 | 0.00022309 | 0.00011047 | 0.00011617 | 1.0474e-05 | 3.9359e-05 | 0.00011617 | 0.00022309 | 0.00011047 | 12 | 7 | 1.0032e-05 | 4.1223e-05 | 0.00021041 | 0.00010675
1 | 12 | 8 | 0.00012501 | 1.5064e-05 | 8.3741e-05 | 0.00012501 | 0.00022288 | 0.00011788 | 0.00012501 | 1.5064e-05 | 8.3741e-05 | 0.00012501 | 0.00022288 | 0.00011788 | 12 | 8 | 1.4892e-05 | 8.8777e-05 | 0.00021045 | 0.00011327
1 | 12 | 9 | 0.00012589 | 3.029e-05 | 0.00013245 | 0.00012589 | 0.00020471 | 0.00012158 | 0.00012589 | 3.029e-05 | 0.00013245 | 0.00012589 | 0.00020471 | 0.00012158 | 12 | 9 | 3.0961e-05 | 0.00014147 | 0.00019155 | 0.00011817
1 | 12 | 10 | 0.00012477 | 3.402e-05 | 0.00013119 | 0.00012477 | 0.00017613 | 0.00012349 | 0.00012477 | 3.402e-05 | 0.00013119 | 0.00012477 | 0.00017613 | 0.00012349 | 12 | 10 | 3.397e-05 | 0.00013883 | 0.0001622 | 0.00012101
1 | 12 | 11 | 0.00012464 | 4.0383e-05 | 0.00010869 | 0.00012464 | 0.00014831 | 0.00012387 | 0.00012464 | 4.0383e-05 | 0.00010869 | 0.00012464 | 0.00014831 | 0.00012387 | 12 | 11 | 4.0025e-05 | 0.00011278 | 0.00013373 | 0.00012246
1 | 12 | 12 | 0.00012298 | 5.0222e-05 | 9.5191e-05 | 0.00012298 | 0.00012795 | 0.00012422 | 0.00012298 | 5.0222e-05 | 9.5191e-05 | 0.00012298 | 0.00012795 | 0.00012422 | 12 | 12 | 4.9644e-05 | 9.7038e-05 | 0.00011685 | 0.00012409
1 | 12 | 13 | 0.00012131 | 7.2502e-05 | 0.00010228 | 0.00012131 | 0.00011901 | 0.00012314 | 0.00012131 | 7.2502e-05 | 0.00010228 | 0.00012131 | 0.00011901 | 0.00012314 | 12 | 13 | 7.1583e-05 | 0.00010244 | 0.00010753 | 0.00012336
1 | 12 | 14 | 0.00011992 | 8.766e-05 | 0.0001146 | 0.00011992 | 0.0001159 | 0.00012328 | 0.00011992 | 8.766e-05 | 0.0001146 | 0.00011992 | 0.0001159 | 0.00012328 | 12 | 14 | 8.5165e-05 | 0.00011388 | 0.00010603 | 0.00012326
1 | 12 | 15 | 0.00011779 | 0.0001007 | 0.00012004 | 0.00011779 | 0.00011776 | 0.00012146 | 0.00011779 | 0.0001007 | 0.00012004 | 0.00011779 | 0.00011776 | 0.00012146 | 12 | 15 | 9.8251e-05 | 0.00011899 | 0.00010677 | 0.00012166
1 | 12 | 16 | 0.00011677 | 0.00013518 | 0.0001423 | 0.00011677 | 0.00012174 | 0.00012052 | 0.00011677 | 0.00013518 | 0.0001423 | 0.00011677 | 0.00012174 | 0.00012052 | 12 | 16 | 0.00013432 | 0.00014197 | 0.00011236 | 0.00011951
1 | 12 | 17 | 0.00011892 | 0.00016898 | 0.0001598 | 0.00011892 | 0.00013566 | 0.00012365 | 0.00011892 | 0.00016898 | 0.0001598 | 0.00011892 | 0.00013566 | 0.00012365 | 12 | 17 | 0.00016985 | 0.00016025 | 0.00012504 | 0.00012617
1 | 12 | 18 | 0.00013157 | 0.00021257 | 0.0001864 | 0.00013157 | 0.00013988 | 0.00012841 | 0.00013157 | 0.00021257 | 0.0001864 | 0.00013157 | 0.00013988 | 0.00012841 | 12 | 18 | 0.00021645 | 0.00018877 | 0.00012984 | 0.00012852
1 | 12 | 19 | 0.00013692 | 0.00024415 | 0.00020354 | 0.00013692 | 0.00015011 | 0.0001283 | 0.00013692 | 0.00024415 | 0.00020354 | 0.00013692 | 0.00015011 | 0.0001283 | 12 | 19 | 0.00025025 | 0.00020674 | 0.00013892 | 0.00012771
1 | 12 | 20 | 0.00013483 | 0.00025123 | 0.00019874 | 0.00013483 | 0.0001515 | 0.00012542 | 0.00013483 | 0.00025123 | 0.00019874 | 0.00013483 | 0.0001515 | 0.00012542 | 12 | 20 | 0.00025723 | 0.00020107 | 0.00013736 | 0.00012552
1 | 12 | 21 | 0.00013154 | 0.00024445 | 0.00018308 | 0.00013154 | 0.00015342 | 0.00012037 | 0.00013154 | 0.00024445 | 0.00018308 | 0.00013154 | 0.00015342 | 0.00012037 | 12 | 21 | 0.00024903 | 0.00018308 | 0.00013816 | 0.00012029
1 | 12 | 22 | 0.00012527 | 0.00023206 | 0.00016977 | 0.00012527 | 0.00016073 | 0.00011032 | 0.00012527 | 0.00023206 | 0.00016977 | 0.00012527 | 0.00016073 | 0.00011032 | 12 | 22 | 0.00023427 | 0.00016806 | 0.00014409 | 0.00011175
1 | 12 | 23 | 0.00011775 | 0.00021552 | 0.0001537 | 0.00011775 | 0.00016963 | 0.00010061 | 0.00011775 | 0.00021552 | 0.0001537 | 0.00011775 | 0.00016963 | 0.00010061 | 12 | 23 | 0.00021718 | 0.00015198 | 0.00015237 | 0.00010021
1 | 12 | 24 | 0.00010976 | 0.00018052 | 0.00012466 | 0.00010976 | 0.00017719 | 9.2987e-05 | 0.00010976 | 0.00018052 | 0.00012466 | 0.00010976 | 0.00017719 | 9.2987e-05 | 12 | 24 | 0.00018064 | 0.00012195 | 0.00015834 | 9.3538e-05
1 | 13 | 1 | 0.00010224 | 0.00013825 | 8.7285e-05 | 0.00010224 | 0.00018459 | 8.9811e-05 | 0.00010224 | 0.00013825 | 8.7285e-05 | 0.00010224 | 0.00018459 | 8.9811e-05
1 | 13 | 2 | 9.8091e-05 | 0.00010307 | 6.6412e-05 | 9.8091e-05 | 0.00018964 | 8.7511e-05 | 9.8091e-05 | 0.00010307 | 6.6412e-05 | 9.8091e-05 | 0.00018964 | 8.7511e-05
1 | 13 | 3 | 9.6256e-05 | 7.1086e-05 | 4.7779e-05 | 9.6256e-05 | 0.00019368 | 8.5813e-05 | 9.6256e-05 | 7.1086e-05 | 4.7779e-05 | 9.6256e-05 | 0.00019368 | 8.5813e-05
1 | 13 | 4 | 9.5857e-05 | 4.7828e-05 | 3.3129e-05 | 9.5857e-05 | 0.00019675 | 8.6691e-05 | 9.5857e-05 | 4.7828e-05 | 3.3129e-05 | 9.5857e-05 | 0.00019675 | 8.6691e-05
1 | 13 | 5 | 9.6002e-05 | 2.9833e-05 | 2.2439e-05 | 9.6002e-05 | 0.00019881 | 9.0737e-05 | 9.6002e-05 | 2.9833e-05 | 2.2439e-05 | 9.6002e-05 | 0.00019881 | 9.0737e-05
1 | 13 | 6 | 9.9673e-05 | 1.7982e-05 | 2.1912e-05 | 9.9673e-05 | 0.00020515 | 0.00010088 | 9.9673e-05 | 1.7982e-05 | 2.1912e-05 | 9.9673e-05 | 0.00020515 | 0.00010088
1 | 13 | 7 | 0.00010458 | 1.0474e-05 | 3.9359e-05 | 0.00010458 | 0.00022309 | 0.00011047 | 0.00010458 | 1.0474e-05 | 3.9359e-05 | 0.00010458 | 0.00022309 | 0.00011047
1 | 13 | 8 | 0.0001072 | 1.5064e-05 | 8.3741e-05 | 0.0001072 | 0.00022288 | 0.00011788 | 0.0001072 | 1.5064e-05 | 8.3741e-05 | 0.0001072 | 0.00022288 | 0.00011788
1 | 13 | 9 | 0.00011294 | 3.029e-05 | 0.00013245 | 0.00011294 | 0.00020471 | 0.00012158 | 0.00011294 | 3.029e-05 | 0.00013245 | 0.00011294 | 0.00020471 | 0.00012158
1 | 13 | 10 | 0.00011661 | 3.402e-05 | 0.00013119 | 0.00011661 | 0.00017613 | 0.00012349 | 0.00011661 | 3.402e-05 | 0.00013119 | 0.00011661 | 0.00017613 | 0.00012349
1 | 13 | 11 | 0.00011748 | 4.0383e-05 | 0.00010869 | 0.00011748 | 0.00014831 | 0.00012387 | 0.00011748 | 4.0383e-05 | 0.00010869 | 0.00011748 | 0.00014831 | 0.00012387
1 | 13 | 12 | 0.00011521 | 5.0222e-05 | 9.5191e-05 | 0.00011521 | 0.00012795 | 0.00012422 | 0.00011521 | 5.0222e-05 | 9.5191e-05 | 0.00011521 | 0.00012795 | 0.00012422
1 | 13 | 13 | 0.00011256 | 7.2502e-05 | 0.00010228 | 0.00011256 | 0.00011901 | 0.00012314 | 0.00011256 | 7.2502e-05 | 0.00010228 | 0.00011256 | 0.00011901 | 0.00012314
1 | 13 | 14 | 0.00010889 | 8.766e-05 | 0.0001146 | 0.00010889 | 0.0001159 | 0.00012328 | 0.00010889 | 8.766e-05 | 0.0001146 | 0.00010889 | 0.0001159 | 0.00012328
1 | 13 | 15 | 0.00010637 | 0.0001007 | 0.00012004 | 0.00010637 | 0.00011776 | 0.00012146 | 0.00010637 | 0.0001007 | 0.00012004 | 0.00010637 | 0.00011776 | 0.00012146
1 | 13 | 16 | 0.00010567 | 0.00013518 | 0.0001423 | 0.00010567 | 0.00012174 | 0.00012052 | 0.00010567 | 0.00013518 | 0.0001423 | 0.00010567 | 0.00012174 | 0.00012052
1 | 13 | 17 | 0.00010946 | 0.00016898 | 0.0001598 | 0.00010946 | 0.00013566 | 0.00012365 | 0.00010946 | 0.00016898 | 0.0001598 | 0.00010946 | 0.00013566 | 0.00012365
1 | 13 | 18 | 0.00012502 | 0.00021257 | 0.0001864 | 0.00012502 | 0.00013988 | 0.00012841 | 0.00012502 | 0.00021257 | 0.0001864 | 0.00012502 | 0.00013988 | 0.00012841
1 | 13 | 19 | 0.00013 | 0.00024415 | 0.00020354 | 0.00013 | 0.00015011 | 0.0001283 | 0.00013 | 0.00024415 | 0.00020354 | 0.00013 | 0.00015011 | 0.0001283
1 | 13 | 20 | 0.0001288 | 0.00025123 | 0.00019874 | 0.0001288 | 0.0001515 | 0.00012542 | 0.0001288 | 0.00025123 | 0.00019874 | 0.0001288 | 0.0001515 | 0.00012542
1 | 13 | 21 | 0.000126 | 0.00024445 | 0.00018308 | 0.000126 | 0.00015342 | 0.00012037 | 0.000126 | 0.00024445 | 0.00018308 | 0.000126 | 0.00015342 | 0.00012037
1 | 13 | 22 | 0.00012179 | 0.00023206 | 0.00016977 | 0.00012179 | 0.00016073 | 0.00011032 | 0.00012179 | 0.00023206 | 0.00016977 | 0.00012179 | 0.00016073 | 0.00011032
1 | 13 | 23 | 0.00011566 | 0.00021552 | 0.0001537 | 0.00011566 | 0.00016963 | 0.00010061 | 0.00011566 | 0.00021552 | 0.0001537 | 0.00011566 | 0.00016963 | 0.00010061
1 | 13 | 24 | 0.00010769 | 0.00018052 | 0.00012466 | 0.00010769 | 0.00017719 | 9.2987e-05 | 0.00010769 | 0.00018052 | 0.00012466 | 0.00010769 | 0.00017719 | 9.2987e-05
1 | 14 | 1 | 0.00010188 | 0.00013825 | 8.7285e-05 | 0.00010188 | 0.00018459 | 8.9811e-05 | 0.00010188 | 0.00013825 | 8.7285e-05 | 0.00010188 | 0.00018459 | 8.9811e-05
1 | 14 | 2 | 9.7267e-05 | 0.00010307 | 6.6412e-05 | 9.7267e-05 | 0.00018964 | 8.7511e-05 | 9.7267e-05 | 0.00010307 | 6.6412e-05 | 9.7267e-05 | 0.00018964 | 8.7511e-05
1 | 14 | 3 | 9.5337e-05 | 7.1086e-05 | 4.7779e-05 | 9.5337e-05 | 0.00019368 | 8.5813e-05 | 9.5337e-05 | 7.1086e-05 | 4.7779e-05 | 9.5337e-05 | 0.00019368 | 8.5813e-05
1 | 14 | 4 | 9.3988e-05 | 4.7828e-05 | 3.3129e-05 | 9.3988e-05 | 0.00019675 | 8.6691e-05 | 9.3988e-05 | 4.7828e-05 | 3.3129e-05 | 9.3988e-05 | 0.00019675 | 8.6691e-05
1 | 14 | 5 | 9.4396e-05 | 2.9833e-05 | 2.2439e-05 | 9.4396e-05 | 0.00019881 | 9.0737e-05 | 9.4396e-05 | 2.9833e-05 | 2.2439e-05 | 9.4396e-05 | 0.00019881 | 9.0737e-05
1 | 14 | 6 | 9.7251e-05 | 1.7982e-05 | 2.1912e-05 | 9.7251e-05 | 0.00020515 | 0.00010088 | 9.7251e-05 | 1.7982e-05 | 2.1912e-05 | 9.7251e-05 | 0.00020515 | 0.00010088
1 | 14 | 7 | 0.00010179 | 1.0474e-05 | 3.9359e-05 | 0.00010179 | 0.00022309 | 0.00011047 | 0.00010179 | 1.0474e-05 | 3.9359e-05 | 0.00010179 | 0.00022309 | 0.00011047
1 | 14 | 8 | 0.00010445 | 1.5064e-05 | 8.3741e-05 | 0.00010445 | 0.00022288 | 0.00011788 | 0.00010445 | 1.5064e-05 | 8.3741e-05 | 0.00010445 | 0.00022288 | 0.00011788
1 | 14 | 9 | 0.00010873 | 3.029e-05 | 0.00013245 | 0.00010873 | 0.00020471 | 0.00012158 | 0.00010873 | 3.029e-05 | 0.00013245 | 0.00010873 | 0.00020471 | 0.00012158
1 | 14 | 10 | 0.00011162 | 3.402e-05 | 0.00013119 | 0.00011162 | 0.00017613 | 0.00012349 | 0.00011162 | 3.402e-05 | 0.00013119 | 0.00011162 | 0.00017613 | 0.00012349
1 | 14 | 11 | 0.00011189 | 4.0383e-05 | 0.00010869 | 0.00011189 | 0.00014831 | 0.00012387 | 0.00011189 | 4.0383e-05 | 0.00010869 | 0.00011189 | 0.00014831 | 0.00012387
1 | 14 | 12 | 0.00010889 | 5.0222e-05 | 9.5191e-05 | 0.00010889 | 0.00012795 | 0.00012422 | 0.00010889 | 5.0222e-05 | 9.5191e-05 | 0.00010889 | 0.00012795 | 0.00012422
1 | 14 | 13 | 0.00010631 | 7.2502e-05 | 0.00010228 | 0.00010631 | 0.00011901 | 0.00012314 | 0.00010631 | 7.2502e-05 | 0.00010228 | 0.00010631 | 0.00011901 | 0.00012314
1 | 14 | 14 | 0.00010396 | 8.766e-05 | 0.0001146 | 0.00010396 | 0.0001159 | 0.00012328 | 0.00010396 | 8.766e-05 | 0.0001146 | 0.00010396 | 0.0001159 | 0.00012328
1 | 14 | 15 | 0.00010232 | 0.0001007 | 0.00012004 | 0.00010232 | 0.00011776 | 0.00012146 | 0.00010232 | 0.0001007 | 0.00012004 | 0.00010232 | 0.00011776 | 0.00012146
1 | 14 | 16 | 0.00010213 | 0.00013518 | 0.0001423 | 0.00010213 | 0.00012174 | 0.00012052 | 0.00010213 | 0.00013518 | 0.0001423 | 0.00010213 | 0.00012174 | 0.00012052
1 | 14 | 17 | 0.00010689 | 0.00016898 | 0.0001598 | 0.00010689 | 0.00013566 | 0.00012365 | 0.00010689 | 0.00016898 | 0.0001598 | 0.00010689 | 0.00013566 | 0.00012365
1 | 14 | 18 | 0.00012219 | 0.00021257 | 0.0001864 | 0.00012219 | 0.00013988 | 0.00012841 | 0.00012219 | 0.00021257 | 0.0001864 | 0.00012219 | 0.00013988 | 0.00012841
1 | 14 | 19 | 0.00012898 | 0.00024415 | 0.00020354 | 0.00012898 | 0.00015011 | 0.0001283 | 0.00012898 | 0.00024415 | 0.00020354 | 0.00012898 | 0.00015011 | 0.0001283
1 | 14 | 20 | 0.00012728 | 0.00025123 | 0.00019874 | 0.00012728 | 0.0001515 | 0.00012542 | 0.00012728 | 0.00025123 | 0.00019874 | 0.00012728 | 0.0001515 | 0.00012542
1 | 14 | 21 | 0.0001251 | 0.00024445 | 0.00018308 | 0.0001251 | 0.00015342 | 0.00012037 | 0.0001251 | 0.00024445 | 0.00018308 | 0.0001251 | 0.00015342 | 0.00012037
1 | 14 | 22 | 0.00011925 | 0.00023206 | 0.00016977 | 0.00011925 | 0.00016073 | 0.00011032 | 0.00011925 | 0.00023206 | 0.00016977 | 0.00011925 | 0.00016073 | 0.00011032
1 | 14 | 23 | 0.0001132 | 0.00021552 | 0.0001537 | 0.0001132 | 0.00016963 | 0.00010061 | 0.0001132 | 0.00021552 | 0.0001537 | 0.0001132 | 0.00016963 | 0.00010061
1 | 14 | 24 | 0.00010452 | 0.00018052 | 0.00012466 | 0.00010452 | 0.00017719 | 9.2987e-05 | 0.00010452 | 0.00018052 | 0.00012466 | 0.00010452 | 0.00017719 | 9.2987e-05
1 | 15 | 1 | 9.8553e-05 | 0.00013825 | 8.7285e-05 | 9.8553e-05 | 0.00018459 | 8.9811e-05 | 9.8553e-05 | 0.00013825 | 8.7285e-05 | 9.8553e-05 | 0.00018459 | 8.9811e-05
1 | 15 | 2 | 9.527e-05 | 0.00010307 | 6.6412e-05 | 9.527e-05 | 0.00018964 | 8.7511e-05 | 9.527e-05 | 0.00010307 | 6.6412e-05 | 9.527e-05 | 0.00018964 | 8.7511e-05
1 | 15 | 3 | 9.4126e-05 | 7.1086e-05 | 4.7779e-05 | 9.4126e-05 | 0.00019368 | 8.5813e-05 | 9.4126e-05 | 7.1086e-05 | 4.7779e-05 | 9.4126e-05 | 0.00019368 | 8.5813e-05
1 | 15 | 4 | 9.4222e-05 | 4.7828e-05 | 3.3129e-05 | 9.4222e-05 | 0.00019675 | 8.6691e-05 | 9.4222e-05 | 4.7828e-05 | 3.3129e-05 | 9.4222e-05 | 0.00019675 | 8.6691e-05
1 | 15 | 5 | 9.7143e-05 | 2.9833e-05 | 2.2439e-05 | 9.7143e-05 | 0.00019881 | 9.0737e-05 | 9.7143e-05 | 2.9833e-05 | 2.2439e-05 | 9.7143e-05 | 0.00019881 | 9.0737e-05
1 | 15 | 6 | 0.00010351 | 1.7982e-05 | 2.1912e-05 | 0.00010351 | 0.00020515 | 0.00010088 | 0.00010351 | 1.7982e-05 | 2.1912e-05 | 0.00010351 | 0.00020515 | 0.00010088
1 | 15 | 7 | 0.00011327 | 1.0474e-05 | 3.9359e-05 | 0.00011327 | 0.00022309 | 0.00011047 | 0.00011327 | 1.0474e-05 | 3.9359e-05 | 0.00011327 | 0.00022309 | 0.00011047
1 | 15 | 8 | 0.00012047 | 1.5064e-05 | 8.3741e-05 | 0.00012047 | 0.00022288 | 0.00011788 | 0.00012047 | 1.5064e-05 | 8.3741e-05 | 0.00012047 | 0.00022288 | 0.00011788
1 | 15 | 9 | 0.00012541 | 3.029e-05 | 0.00013245 | 0.00012541 | 0.00020471 | 0.00012158 | 0.00012541 | 3.029e-05 | 0.00013245 | 0.00012541 | 0.00020471 | 0.00012158
1 | 15 | 10 | 0.00012798 | 3.402e-05 | 0.00013119 | 0.00012798 | 0.00017613 | 0.00012349 | 0.00012798 | 3.402e-05 | 0.00013119 | 0.00012798 | 0.00017613 | 0.00012349
1 | 15 | 11 | 0.00012849 | 4.0383e-05 | 0.00010869 | 0.00012849 | 0.00014831 | 0.00012387 | 0.00012849 | 4.0383e-05 | 0.00010869 | 0.00012849 | 0.00014831 | 0.00012387
1 | 15 | 12 | 0.00012678 | 5.0222e-05 | 9.5191e-05 | 0.00012678 | 0.00012795 | 0.00012422 | 0.00012678 | 5.0222e-05 | 9.5191e-05 | 0.00012678 | 0.00012795 | 0.00012422
1 | 15 | 13 | 0.0001242 | 7.2502e-05 | 0.00010228 | 0.0001242 | 0.00011901 | 0.00012314 | 0.0001242 | 7.2502e-05 | 0.00010228 | 0.0001242 | 0.00011901 | 0.00012314
1 | 15 | 14 | 0.00012046 | 8.766e-05 | 0.0001146 | 0.00012046 | 0.0001159 | 0.00012328 | 0.00012046 | 8.766e-05 | 0.0001146 | 0.00012046 | 0.0001159 | 0.00012328
1 | 15 | 15 | 0.00011871 | 0.0001007 | 0.00012004 | 0.00011871 | 0.00011776 | 0.00012146 | 0.00011871 | 0.0001007 | 0.00012004 | 0.00011871 | 0.00011776 | 0.00012146
1 | 15 | 16 | 0.00011696 | 0.00013518 | 0.0001423 | 0.00011696 | 0.00012174 | 0.00012052 | 0.00011696 | 0.00013518 | 0.0001423 | 0.00011696 | 0.00012174 | 0.00012052
1 | 15 | 17 | 0.00011972 | 0.00016898 | 0.0001598 | 0.00011972 | 0.00013566 | 0.00012365 | 0.00011972 | 0.00016898 | 0.0001598 | 0.00011972 | 0.00013566 | 0.00012365
1 | 15 | 18 | 0.00013439 | 0.00021257 | 0.0001864 | 0.00013439 | 0.00013988 | 0.00012841 | 0.00013439 | 0.00021257 | 0.0001864 | 0.00013439 | 0.00013988 | 0.00012841
1 | 15 | 19 | 0.00014132 | 0.00024415 | 0.00020354 | 0.00014132 | 0.00015011 | 0.0001283 | 0.00014132 | 0.00024415 | 0.00020354 | 0.00014132 | 0.00015011 | 0.0001283
1 | 15 | 20 | 0.00013979 | 0.00025123 | 0.00019874 | 0.00013979 | 0.0001515 | 0.00012542 | 0.00013979 | 0.00025123 | 0.00019874 | 0.00013979 | 0.0001515 | 0.00012542
1 | 15 | 21 | 0.00013626 | 0.00024445 | 0.00018308 | 0.00013626 | 0.00015342 | 0.00012037 | 0.00013626 | 0.00024445 | 0.00018308 | 0.00013626 | 0.00015342 | 0.00012037
1 | 15 | 22 | 0.00012809 | 0.00023206 | 0.00016977 | 0.00012809 | 0.00016073 | 0.00011032 | 0.00012809 | 0.00023206 | 0.00016977 | 0.00012809 | 0.00016073 | 0.00011032
1 | 15 | 23 | 0.00011749 | 0.00021552 | 0.0001537 | 0.00011749 | 0.00016963 | 0.00010061 | 0.00011749 | 0.00021552 | 0.0001537 | 0.00011749 | 0.00016963 | 0.00010061
1 | 15 | 24 | 0.00010733 | 0.00018052 | 0.00012466 | 0.00010733 | 0.00017719 | 9.2987e-05 | 0.00010733 | 0.00018052 | 0.00012466 | 0.00010733 | 0.00017719 | 9.2987e-05
1 | 16 | 1 | 0.00010107 | 0.00013825 | 8.7285e-05 | 0.00010107 | 0.00018459 | 8.9811e-05 | 0.00010107 | 0.00013825 | 8.7285e-05 | 0.00010107 | 0.00018459 | 8.9811e-05
1 | 16 | 2 | 9.7492e-05 | 0.00010307 | 6.6412e-05 | 9.7492e-05 | 0.00018964 | 8.7511e-05 | 9.7492e-05 | 0.00010307 | 6.6412e-05 | 9.7492e-05 | 0.00018964 | 8.7511e-05
1 | 16 | 3 | 9.6319e-05 | 7.1086e-05 | 4.7779e-05 | 9.6319e-05 | 0.00019368 | 8.5813e-05 | 9.6319e-05 | 7.1086e-05 | 4.7779e-05 | 9.6319e-05 | 0.00019368 | 8.5813e-05
1 | 16 | 4 | 9.6473e-05 | 4.7828e-05 | 3.3129e-05 | 9.6473e-05 | 0.00019675 | 8.6691e-05 | 9.6473e-05 | 4.7828e-05 | 3.3129e-05 | 9.6473e-05 | 0.00019675 | 8.6691e-05
1 | 16 | 5 | 9.9444e-05 | 2.9833e-05 | 2.2439e-05 | 9.9444e-05 | 0.00019881 | 9.0737e-05 | 9.9444e-05 | 2.9833e-05 | 2.2439e-05 | 9.9444e-05 | 0.00019881 | 9.0737e-05
1 | 16 | 6 | 0.00010776 | 1.7982e-05 | 2.1912e-05 | 0.00010776 | 0.00020515 | 0.00010088 | 0.00010776 | 1.7982e-05 | 2.1912e-05 | 0.00010776 | 0.00020515 | 0.00010088
1 | 16 | 7 | 0.00012233 | 1.0474e-05 | 3.9359e-05 | 0.00012233 | 0.00022309 | 0.00011047 | 0.00012233 | 1.0474e-05 | 3.9359e-05 | 0.00012233 | 0.00022309 | 0.00011047
1 | 16 | 8 | 0.00012977 | 1.5064e-05 | 8.3741e-05 | 0.00012977 | 0.00022288 | 0.00011788 | 0.00012977 | 1.5064e-05 | 8.3741e-05 | 0.00012977 | 0.00022288 | 0.00011788
1 | 16 | 9 | 0.00013093 | 3.029e-05 | 0.00013245 | 0.00013093 | 0.00020471 | 0.00012158 | 0.00013093 | 3.029e-05 | 0.00013245 | 0.00013093 | 0.00020471 | 0.00012158
1 | 16 | 10 | 0.0001294 | 3.402e-05 | 0.00013119 | 0.0001294 | 0.00017613 | 0.00012349 | 0.0001294 | 3.402e-05 | 0.00013119 | 0.0001294 | 0.00017613 | 0.00012349
1 | 16 | 11 | 0.00012868 | 4.0383e-05 | 0.00010869 | 0.00012868 | 0.00014831 | 0.00012387 | 0.00012868 | 4.0383e-05 | 0.00010869 | 0.00012868 | 0.00014831 | 0.00012387
1 | 16 | 12 | 0.00012662 | 5.0222e-05 | 9.5191e-05 | 0.00012662 | 0.00012795 | 0.00012422 | 0.00012662 | 5.0222e-05 | 9.5191e-05 | 0.00012662 | 0.00012795 | 0.00012422
1 | 16 | 13 | 0.00012402 | 7.2502e-05 | 0.00010228 | 0.00012402 | 0.00011901 | 0.00012314 | 0.00012402 | 7.2502e-05 | 0.00010228 | 0.00012402 | 0.00011901 | 0.00012314
1 | 16 | 14 | 0.00012303 | 8.766e-05 | 0.0001146 | 0.00012303 | 0.0001159 | 0.00012328 | 0.00012303 | 8.766e-05 | 0.0001146 | 0.00012303 | 0.0001159 | 0.00012328
1 | 16 | 15 | 0.00012084 | 0.0001007 | 0.00012004 | 0.00012084 | 0.00011776 | 0.00012146 | 0.00012084 | 0.0001007 | 0.00012004 | 0.00012084 | 0.00011776 | 0.00012146
1 | 16 | 16 | 0.00011938 | 0.00013518 | 0.0001423 | 0.00011938 | 0.00012174 | 0.00012052 | 0.00011938 | 0.00013518 | 0.0001423 | 0.00011938 | 0.00012174 | 0.00012052
1 | 16 | 17 | 0.00012243 | 0.00016898 | 0.0001598 | 0.00012243 | 0.00013566 | 0.00012365 | 0.00012243 | 0.00016898 | 0.0001598 | 0.00012243 | 0.00013566 | 0.00012365
1 | 16 | 18 | 0.00013558 | 0.00021257 | 0.0001864 | 0.00013558 | 0.00013988 | 0.00012841 | 0.00013558 | 0.00021257 | 0.0001864 | 0.00013558 | 0.00013988 | 0.00012841
1 | 16 | 19 | 0.00014117 | 0.00024415 | 0.00020354 | 0.00014117 | 0.00015011 | 0.0001283 | 0.00014117 | 0.00024415 | 0.00020354 | 0.00014117 | 0.00015011 | 0.0001283
1 | 16 | 20 | 0.00013984 | 0.00025123 | 0.00019874 | 0.00013984 | 0.0001515 | 0.00012542 | 0.00013984 | 0.00025123 | 0.00019874 | 0.00013984 | 0.0001515 | 0.00012542
1 | 16 | 21 | 0.00013595 | 0.00024445 | 0.00018308 | 0.00013595 | 0.00015342 | 0.00012037 | 0.00013595 | 0.00024445 | 0.00018308 | 0.00013595 | 0.00015342 | 0.00012037
1 | 16 | 22 | 0.00012727 | 0.00023206 | 0.00016977 | 0.00012727 | 0.00016073 | 0.00011032 | 0.00012727 | 0.00023206 | 0.00016977 | 0.00012727 | 0.00016073 | 0.00011032
1 | 16 | 23 | 0.00011632 | 0.00021552 | 0.0001537 | 0.00011632 | 0.00016963 | 0.00010061 | 0.00011632 | 0.00021552 | 0.0001537 | 0.00011632 | 0.00016963 | 0.00010061
1 | 16 | 24 | 0.00010648 | 0.00018052 | 0.00012466 | 0.00010648 | 0.00017719 | 9.2987e-05 | 0.00010648 | 0.00018052 | 0.00012466 | 0.00010648 | 0.00017719 | 9.2987e-05
1 | 17 | 1 | 0.00010013 | 0.00013825 | 8.7285e-05 | 0.00010013 | 0.00018459 | 8.9811e-05 | 0.00010013 | 0.00013825 | 8.7285e-05 | 0.00010013 | 0.00018459 | 8.9811e-05
1 | 17 | 2 | 9.6161e-05 | 0.00010307 | 6.6412e-05 | 9.6161e-05 | 0.00018964 | 8.7511e-05 | 9.6161e-05 | 0.00010307 | 6.6412e-05 | 9.6161e-05 | 0.00018964 | 8.7511e-05
1 | 17 | 3 | 9.46e-05 | 7.1086e-05 | 4.7779e-05 | 9.46e-05 | 0.00019368 | 8.5813e-05 | 9.46e-05 | 7.1086e-05 | 4.7779e-05 | 9.46e-05 | 0.00019368 | 8.5813e-05
1 | 17 | 4 | 9.4717e-05 | 4.7828e-05 | 3.3129e-05 | 9.4717e-05 | 0.00019675 | 8.6691e-05 | 9.4717e-05 | 4.7828e-05 | 3.3129e-05 | 9.4717e-05 | 0.00019675 | 8.6691e-05
1 | 17 | 5 | 9.7584e-05 | 2.9833e-05 | 2.2439e-05 | 9.7584e-05 | 0.00019881 | 9.0737e-05 | 9.7584e-05 | 2.9833e-05 | 2.2439e-05 | 9.7584e-05 | 0.00019881 | 9.0737e-05
1 | 17 | 6 | 0.00010529 | 1.7982e-05 | 2.1912e-05 | 0.00010529 | 0.00020515 | 0.00010088 | 0.00010529 | 1.7982e-05 | 2.1912e-05 | 0.00010529 | 0.00020515 | 0.00010088
1 | 17 | 7 | 0.00011891 | 1.0474e-05 | 3.9359e-05 | 0.00011891 | 0.00022309 | 0.00011047 | 0.00011891 | 1.0474e-05 | 3.9359e-05 | 0.00011891 | 0.00022309 | 0.00011047
1 | 17 | 8 | 0.00012599 | 1.5064e-05 | 8.3741e-05 | 0.00012599 | 0.00022288 | 0.00011788 | 0.00012599 | 1.5064e-05 | 8.3741e-05 | 0.00012599 | 0.00022288 | 0.00011788
1 | 17 | 9 | 0.00012471 | 3.029e-05 | 0.00013245 | 0.00012471 | 0.00020471 | 0.00012158 | 0.00012471 | 3.029e-05 | 0.00013245 | 0.00012471 | 0.00020471 | 0.00012158
1 | 17 | 10 | 0.00012432 | 3.402e-05 | 0.00013119 | 0.00012432 | 0.00017613 | 0.00012349 | 0.00012432 | 3.402e-05 | 0.00013119 | 0.00012432 | 0.00017613 | 0.00012349
1 | 17 | 11 | 0.00012374 | 4.0383e-05 | 0.00010869 | 0.00012374 | 0.00014831 | 0.00012387 | 0.00012374 | 4.0383e-05 | 0.00010869 | 0.00012374 | 0.00014831 | 0.00012387
1 | 17 | 12 | 0.00012192 | 5.0222e-05 | 9.5191e-05 | 0.00012192 | 0.00012795 | 0.00012422 | 0.00012192 | 5.0222e-05 | 9.5191e-05 | 0.00012192 | 0.00012795 | 0.00012422
1 | 17 | 13 | 0.00011896 | 7.2502e-05 | 0.00010228 | 0.00011896 | 0.00011901 | 0.00012314 | 0.00011896 | 7.2502e-05 | 0.00010228 | 0.00011896 | 0.00011901 | 0.00012314
1 | 17 | 14 | 0.00011943 | 8.766e-05 | 0.0001146 | 0.00011943 | 0.0001159 | 0.00012328 | 0.00011943 | 8.766e-05 | 0.0001146 | 0.00011943 | 0.0001159 | 0.00012328
1 | 17 | 15 | 0.0001178 | 0.0001007 | 0.00012004 | 0.0001178 | 0.00011776 | 0.00012146 | 0.0001178 | 0.0001007 | 0.00012004 | 0.0001178 | 0.00011776 | 0.00012146
1 | 17 | 16 | 0.00011649 | 0.00013518 | 0.0001423 | 0.00011649 | 0.00012174 | 0.00012052 | 0.00011649 | 0.00013518 | 0.0001423 | 0.00011649 | 0.00012174 | 0.00012052
1 | 17 | 17 | 0.00011866 | 0.00016898 | 0.0001598 | 0.00011866 | 0.00013566 | 0.00012365 | 0.00011866 | 0.00016898 | 0.0001598 | 0.00011866 | 0.00013566 | 0.00012365
1 | 17 | 18 | 0.00013188 | 0.00021257 | 0.0001864 | 0.00013188 | 0.00013988 | 0.00012841 | 0.00013188 | 0.00021257 | 0.0001864 | 0.00013188 | 0.00013988 | 0.00012841
1 | 17 | 19 | 0.00013709 | 0.00024415 | 0.00020354 | 0.00013709 | 0.00015011 | 0.0001283 | 0.00013709 | 0.00024415 | 0.00020354 | 0.00013709 | 0.00015011 | 0.0001283
1 | 17 | 20 | 0.00013508 | 0.00025123 | 0.00019874 | 0.00013508 | 0.0001515 | 0.00012542 | 0.00013508 | 0.00025123 | 0.00019874 | 0.00013508 | 0.0001515 | 0.00012542
1 | 17 | 21 | 0.00013192 | 0.00024445 | 0.00018308 | 0.00013192 | 0.00015342 | 0.00012037 | 0.00013192 | 0.00024445 | 0.00018308 | 0.00013192 | 0.00015342 | 0.00012037
1 | 17 | 22 | 0.00012363 | 0.00023206 | 0.00016977 | 0.00012363 | 0.00016073 | 0.00011032 | 0.00012363 | 0.00023206 | 0.00016977 | 0.00012363 | 0.00016073 | 0.00011032
1 | 17 | 23 | 0.00011452 | 0.00021552 | 0.0001537 | 0.00011452 | 0.00016963 | 0.00010061 | 0.00011452 | 0.00021552 | 0.0001537 | 0.00011452 | 0.00016963 | 0.00010061
1 | 17 | 24 | 0.00010556 | 0.00018052 | 0.00012466 | 0.00010556 | 0.00017719 | 9.2987e-05 | 0.00010556 | 0.00018052 | 0.00012466 | 0.00010556 | 0.00017719 | 9.2987e-05
1 | 18 | 1 | 9.8333e-05 | 0.00013825 | 8.7285e-05 | 9.8333e-05 | 0.00018459 | 8.9811e-05 | 9.8333e-05 | 0.00013825 | 8.7285e-05 | 9.8333e-05 | 0.00018459 | 8.9811e-05
1 | 18 | 2 | 9.4392e-05 | 0.00010307 | 6.6412e-05 | 9.4392e-05 | 0.00018964 | 8.7511e-05 | 9.4392e-05 | 0.00010307 | 6.6412e-05 | 9.4392e-05 | 0.00018964 | 8.7511e-05
1 | 18 | 3 | 9.2748e-05 | 7.1086e-05 | 4.7779e-05 | 9.2748e-05 | 0.00019368 | 8.5813e-05 | 9.2748e-05 | 7.1086e-05 | 4.7779e-05 | 9.2748e-05 | 0.00019368 | 8.5813e-05
1 | 18 | 4 | 9.217e-05 | 4.7828e-05 | 3.3129e-05 | 9.217e-05 | 0.00019675 | 8.6691e-05 | 9.217e-05 | 4.7828e-05 | 3.3129e-05 | 9.217e-05 | 0.00019675 | 8.6691e-05
1 | 18 | 5 | 9.4633e-05 | 2.9833e-05 | 2.2439e-05 | 9.4633e-05 | 0.00019881 | 9.0737e-05 | 9.4633e-05 | 2.9833e-05 | 2.2439e-05 | 9.4633e-05 | 0.00019881 | 9.0737e-05
1 | 18 | 6 | 0.00010244 | 1.7982e-05 | 2.1912e-05 | 0.00010244 | 0.00020515 | 0.00010088 | 0.00010244 | 1.7982e-05 | 2.1912e-05 | 0.00010244 | 0.00020515 | 0.00010088
1 | 18 | 7 | 0.0001179 | 1.0474e-05 | 3.9359e-05 | 0.0001179 | 0.00022309 | 0.00011047 | 0.0001179 | 1.0474e-05 | 3.9359e-05 | 0.0001179 | 0.00022309 | 0.00011047
1 | 18 | 8 | 0.00012493 | 1.5064e-05 | 8.3741e-05 | 0.00012493 | 0.00022288 | 0.00011788 | 0.00012493 | 1.5064e-05 | 8.3741e-05 | 0.00012493 | 0.00022288 | 0.00011788
1 | 18 | 9 | 0.00012479 | 3.029e-05 | 0.00013245 | 0.00012479 | 0.00020471 | 0.00012158 | 0.00012479 | 3.029e-05 | 0.00013245 | 0.00012479 | 0.00020471 | 0.00012158
1 | 18 | 10 | 0.00012458 | 3.402e-05 | 0.00013119 | 0.00012458 | 0.00017613 | 0.00012349 | 0.00012458 | 3.402e-05 | 0.00013119 | 0.00012458 | 0.00017613 | 0.00012349
1 | 18 | 11 | 0.00012352 | 4.0383e-05 | 0.00010869 | 0.00012352 | 0.00014831 | 0.00012387 | 0.00012352 | 4.0383e-05 | 0.00010869 | 0.00012352 | 0.00014831 | 0.00012387
1 | 18 | 12 | 0.00012102 | 5.0222e-05 | 9.5191e-05 | 0.00012102 | 0.00012795 | 0.00012422 | 0.00012102 | 5.0222e-05 | 9.5191e-05 | 0.00012102 | 0.00012795 | 0.00012422
1 | 18 | 13 | 0.00011901 | 7.2502e-05 | 0.00010228 | 0.00011901 | 0.00011901 | 0.00012314 | 0.00011901 | 7.2502e-05 | 0.00010228 | 0.00011901 | 0.00011901 | 0.00012314
1 | 18 | 14 | 0.00011747 | 8.766e-05 | 0.0001146 | 0.00011747 | 0.0001159 | 0.00012328 | 0.00011747 | 8.766e-05 | 0.0001146 | 0.00011747 | 0.0001159 | 0.00012328
1 | 18 | 15 | 0.00011555 | 0.0001007 | 0.00012004 | 0.00011555 | 0.00011776 | 0.00012146 | 0.00011555 | 0.0001007 | 0.00012004 | 0.00011555 | 0.00011776 | 0.00012146
1 | 18 | 16 | 0.00011405 | 0.00013518 | 0.0001423 | 0.00011405 | 0.00012174 | 0.00012052 | 0.00011405 | 0.00013518 | 0.0001423 | 0.00011405 | 0.00012174 | 0.00012052
1 | 18 | 17 | 0.00011596 | 0.00016898 | 0.0001598 | 0.00011596 | 0.00013566 | 0.00012365 | 0.00011596 | 0.00016898 | 0.0001598 | 0.00011596 | 0.00013566 | 0.00012365
1 | 18 | 18 | 0.00012709 | 0.00021257 | 0.0001864 | 0.00012709 | 0.00013988 | 0.00012841 | 0.00012709 | 0.00021257 | 0.0001864 | 0.00012709 | 0.00013988 | 0.00012841
1 | 18 | 19 | 0.00013346 | 0.00024415 | 0.00020354 | 0.00013346 | 0.00015011 | 0.0001283 | 0.00013346 | 0.00024415 | 0.00020354 | 0.00013346 | 0.00015011 | 0.0001283
1 | 18 | 20 | 0.00013173 | 0.00025123 | 0.00019874 | 0.00013173 | 0.0001515 | 0.00012542 | 0.00013173 | 0.00025123 | 0.00019874 | 0.00013173 | 0.0001515 | 0.00012542
1 | 18 | 21 | 0.00012727 | 0.00024445 | 0.00018308 | 0.00012727 | 0.00015342 | 0.00012037 | 0.00012727 | 0.00024445 | 0.00018308 | 0.00012727 | 0.00015342 | 0.00012037
1 | 18 | 22 | 0.00011997 | 0.00023206 | 0.00016977 | 0.00011997 | 0.00016073 | 0.00011032 | 0.00011997 | 0.00023206 | 0.00016977 | 0.00011997 | 0.00016073 | 0.00011032
1 | 18 | 23 | 0.00011055 | 0.00021552 | 0.0001537 | 0.00011055 | 0.00016963 | 0.00010061 | 0.00011055 | 0.00021552 | 0.0001537 | 0.00011055 | 0.00016963 | 0.00010061
1 | 18 | 24 | 0.00010019 | 0.00018052 | 0.00012466 | 0.00010019 | 0.00017719 | 9.2987e-05 | 0.00010019 | 0.00018052 | 0.00012466 | 0.00010019 | 0.00017719 | 9.2987e-05
1 | 19 | 1 | 9.3714e-05 | 0.00013825 | 8.7285e-05 | 9.3714e-05 | 0.00018459 | 8.9811e-05 | 9.3714e-05 | 0.00013825 | 8.7285e-05 | 9.3714e-05 | 0.00018459 | 8.9811e-05
1 | 19 | 2 | 9.041e-05 | 0.00010307 | 6.6412e-05 | 9.041e-05 | 0.00018964 | 8.7511e-05 | 9.041e-05 | 0.00010307 | 6.6412e-05 | 9.041e-05 | 0.00018964 | 8.7511e-05
1 | 19 | 3 | 8.8745e-05 | 7.1086e-05 | 4.7779e-05 | 8.8745e-05 | 0.00019368 | 8.5813e-05 | 8.8745e-05 | 7.1086e-05 | 4.7779e-05 | 8.8745e-05 | 0.00019368 | 8.5813e-05
1 | 19 | 4 | 8.9507e-05 | 4.7828e-05 | 3.3129e-05 | 8.9507e-05 | 0.00019675 | 8.6691e-05 | 8.9507e-05 | 4.7828e-05 | 3.3129e-05 | 8.9507e-05 | 0.00019675 | 8.6691e-05
1 | 19 | 5 | 9.2262e-05 | 2.9833e-05 | 2.2439e-05 | 9.2262e-05 | 0.00019881 | 9.0737e-05 | 9.2262e-05 | 2.9833e-05 | 2.2439e-05 | 9.2262e-05 | 0.00019881 | 9.0737e-05
1 | 19 | 6 | 0.00010029 | 1.7982e-05 | 2.1912e-05 | 0.00010029 | 0.00020515 | 0.00010088 | 0.00010029 | 1.7982e-05 | 2.1912e-05 | 0.00010029 | 0.00020515 | 0.00010088
1 | 19 | 7 | 0.0001136 | 1.0474e-05 | 3.9359e-05 | 0.0001136 | 0.00022309 | 0.00011047 | 0.0001136 | 1.0474e-05 | 3.9359e-05 | 0.0001136 | 0.00022309 | 0.00011047
1 | 19 | 8 | 0.00012115 | 1.5064e-05 | 8.3741e-05 | 0.00012115 | 0.00022288 | 0.00011788 | 0.00012115 | 1.5064e-05 | 8.3741e-05 | 0.00012115 | 0.00022288 | 0.00011788
1 | 19 | 9 | 0.00012148 | 3.029e-05 | 0.00013245 | 0.00012148 | 0.00020471 | 0.00012158 | 0.00012148 | 3.029e-05 | 0.00013245 | 0.00012148 | 0.00020471 | 0.00012158
1 | 19 | 10 | 0.00012185 | 3.402e-05 | 0.00013119 | 0.00012185 | 0.00017613 | 0.00012349 | 0.00012185 | 3.402e-05 | 0.00013119 | 0.00012185 | 0.00017613 | 0.00012349
1 | 19 | 11 | 0.00012264 | 4.0383e-05 | 0.00010869 | 0.00012264 | 0.00014831 | 0.00012387 | 0.00012264 | 4.0383e-05 | 0.00010869 | 0.00012264 | 0.00014831 | 0.00012387
1 | 19 | 12 | 0.00012044 | 5.0222e-05 | 9.5191e-05 | 0.00012044 | 0.00012795 | 0.00012422 | 0.00012044 | 5.0222e-05 | 9.5191e-05 | 0.00012044 | 0.00012795 | 0.00012422
1 | 19 | 13 | 0.00011855 | 7.2502e-05 | 0.00010228 | 0.00011855 | 0.00011901 | 0.00012314 | 0.00011855 | 7.2502e-05 | 0.00010228 | 0.00011855 | 0.00011901 | 0.00012314
1 | 19 | 14 | 0.00011809 | 8.766e-05 | 0.0001146 | 0.00011809 | 0.0001159 | 0.00012328 | 0.00011809 | 8.766e-05 | 0.0001146 | 0.00011809 | 0.0001159 | 0.00012328
1 | 19 | 15 | 0.00011546 | 0.0001007 | 0.00012004 | 0.00011546 | 0.00011776 | 0.00012146 | 0.00011546 | 0.0001007 | 0.00012004 | 0.00011546 | 0.00011776 | 0.00012146
1 | 19 | 16 | 0.00011293 | 0.00013518 | 0.0001423 | 0.00011293 | 0.00012174 | 0.00012052 | 0.00011293 | 0.00013518 | 0.0001423 | 0.00011293 | 0.00012174 | 0.00012052
1 | 19 | 17 | 0.00011362 | 0.00016898 | 0.0001598 | 0.00011362 | 0.00013566 | 0.00012365 | 0.00011362 | 0.00016898 | 0.0001598 | 0.00011362 | 0.00013566 | 0.00012365
1 | 19 | 18 | 0.00012441 | 0.00021257 | 0.0001864 | 0.00012441 | 0.00013988 | 0.00012841 | 0.00012441 | 0.00021257 | 0.0001864 | 0.00012441 | 0.00013988 | 0.00012841
1 | 19 | 19 | 0.00012918 | 0.00024415 | 0.00020354 | 0.00012918 | 0.00015011 | 0.0001283 | 0.00012918 | 0.00024415 | 0.00020354 | 0.00012918 | 0.00015011 | 0.0001283
1 | 19 | 20 | 0.00012575 | 0.00025123 | 0.00019874 | 0.00012575 | 0.0001515 | 0.00012542 | 0.00012575 | 0.00025123 | 0.00019874 | 0.00012575 | 0.0001515 | 0.00012542
1 | 19 | 21 | 0.00012312 | 0.00024445 | 0.00018308 | 0.00012312 | 0.00015342 | 0.00012037 | 0.00012312 | 0.00024445 | 0.00018308 | 0.00012312 | 0.00015342 | 0.00012037
1 | 19 | 22 | 0.0001172 | 0.00023206 | 0.00016977 | 0.0001172 | 0.00016073 | 0.00011032 | 0.0001172 | 0.00023206 | 0.00016977 | 0.0001172 | 0.00016073 | 0.00011032
1 | 19 | 23 | 0.00010933 | 0.00021552 | 0.0001537 | 0.00010933 | 0.00016963 | 0.00010061 | 0.00010933 | 0.00021552 | 0.0001537 | 0.00010933 | 0.00016963 | 0.00010061
1 | 19 | 24 | 0.00010094 | 0.00018052 | 0.00012466 | 0.00010094 | 0.00017719 | 9.2987e-05 | 0.00010094 | 0.00018052 | 0.00012466 | 0.00010094 | 0.00017719 | 9.2987e-05
1 | 20 | 1 | 9.3814e-05 | 0.00013825 | 8.7285e-05 | 9.3814e-05 | 0.00018459 | 8.9811e-05 | 9.3814e-05 | 0.00013825 | 8.7285e-05 | 9.3814e-05 | 0.00018459 | 8.9811e-05
1 | 20 | 2 | 9.0019e-05 | 0.00010307 | 6.6412e-05 | 9.0019e-05 | 0.00018964 | 8.7511e-05 | 9.0019e-05 | 0.00010307 | 6.6412e-05 | 9.0019e-05 | 0.00018964 | 8.7511e-05
1 | 20 | 3 | 8.7921e-05 | 7.1086e-05 | 4.7779e-05 | 8.7921e-05 | 0.00019368 | 8.5813e-05 | 8.7921e-05 | 7.1086e-05 | 4.7779e-05 | 8.7921e-05 | 0.00019368 | 8.5813e-05
1 | 20 | 4 | 8.7418e-05 | 4.7828e-05 | 3.3129e-05 | 8.7418e-05 | 0.00019675 | 8.6691e-05 | 8.7418e-05 | 4.7828e-05 | 3.3129e-05 | 8.7418e-05 | 0.00019675 | 8.6691e-05
1 | 20 | 5 | 8.8329e-05 | 2.9833e-05 | 2.2439e-05 | 8.8329e-05 | 0.00019881 | 9.0737e-05 | 8.8329e-05 | 2.9833e-05 | 2.2439e-05 | 8.8329e-05 | 0.00019881 | 9.0737e-05
1 | 20 | 6 | 9.1088e-05 | 1.7982e-05 | 2.1912e-05 | 9.1088e-05 | 0.00020515 | 0.00010088 | 9.1088e-05 | 1.7982e-05 | 2.1912e-05 | 9.1088e-05 | 0.00020515 | 0.00010088
1 | 20 | 7 | 9.5886e-05 | 1.0474e-05 | 3.9359e-05 | 9.5886e-05 | 0.00022309 | 0.00011047 | 9.5886e-05 | 1.0474e-05 | 3.9359e-05 | 9.5886e-05 | 0.00022309 | 0.00011047
1 | 20 | 8 | 9.9065e-05 | 1.5064e-05 | 8.3741e-05 | 9.9065e-05 | 0.00022288 | 0.00011788 | 9.9065e-05 | 1.5064e-05 | 8.3741e-05 | 9.9065e-05 | 0.00022288 | 0.00011788
1 | 20 | 9 | 0.00010413 | 3.029e-05 | 0.00013245 | 0.00010413 | 0.00020471 | 0.00012158 | 0.00010413 | 3.029e-05 | 0.00013245 | 0.00010413 | 0.00020471 | 0.00012158
1 | 20 | 10 | 0.00010708 | 3.402e-05 | 0.00013119 | 0.00010708 | 0.00017613 | 0.00012349 | 0.00010708 | 3.402e-05 | 0.00013119 | 0.00010708 | 0.00017613 | 0.00012349
1 | 20 | 11 | 0.00010805 | 4.0383e-05 | 0.00010869 | 0.00010805 | 0.00014831 | 0.00012387 | 0.00010805 | 4.0383e-05 | 0.00010869 | 0.00010805 | 0.00014831 | 0.00012387
1 | 20 | 12 | 0.00010692 | 5.0222e-05 | 9.5191e-05 | 0.00010692 | 0.00012795 | 0.00012422 | 0.00010692 | 5.0222e-05 | 9.5191e-05 | 0.00010692 | 0.00012795 | 0.00012422
1 | 20 | 13 | 0.00010457 | 7.2502e-05 | 0.00010228 | 0.00010457 | 0.00011901 | 0.00012314 | 0.00010457 | 7.2502e-05 | 0.00010228 | 0.00010457 | 0.00011901 | 0.00012314
1 | 20 | 14 | 0.00010195 | 8.766e-05 | 0.0001146 | 0.00010195 | 0.0001159 | 0.00012328 | 0.00010195 | 8.766e-05 | 0.0001146 | 0.00010195 | 0.0001159 | 0.00012328
1 | 20 | 15 | 0.00010006 | 0.0001007 | 0.00012004 | 0.00010006 | 0.00011776 | 0.00012146 | 0.00010006 | 0.0001007 | 0.00012004 | 0.00010006 | 0.00011776 | 0.00012146
1 | 20 | 16 | 9.9169e-05 | 0.00013518 | 0.0001423 | 9.9169e-05 | 0.00012174 | 0.00012052 | 9.9169e-05 | 0.00013518 | 0.0001423 | 9.9169e-05 | 0.00012174 | 0.00012052
1 | 20 | 17 | 0.00010144 | 0.00016898 | 0.0001598 | 0.00010144 | 0.00013566 | 0.00012365 | 0.00010144 | 0.00016898 | 0.0001598 | 0.00010144 | 0.00013566 | 0.00012365
1 | 20 | 18 | 0.00011424 | 0.00021257 | 0.0001864 | 0.00011424 | 0.00013988 | 0.00012841 | 0.00011424 | 0.00021257 | 0.0001864 | 0.00011424 | 0.00013988 | 0.00012841
1 | 20 | 19 | 0.00011945 | 0.00024415 | 0.00020354 | 0.00011945 | 0.00015011 | 0.0001283 | 0.00011945 | 0.00024415 | 0.00020354 | 0.00011945 | 0.00015011 | 0.0001283
1 | 20 | 20 | 0.0001177 | 0.00025123 | 0.00019874 | 0.0001177 | 0.0001515 | 0.00012542 | 0.0001177 | 0.00025123 | 0.00019874 | 0.0001177 | 0.0001515 | 0.00012542
1 | 20 | 21 | 0.00011494 | 0.00024445 | 0.00018308 | 0.00011494 | 0.00015342 | 0.00012037 | 0.00011494 | 0.00024445 | 0.00018308 | 0.00011494 | 0.00015342 | 0.00012037
1 | 20 | 22 | 0.00010935 | 0.00023206 | 0.00016977 | 0.00010935 | 0.00016073 | 0.00011032 | 0.00010935 | 0.00023206 | 0.00016977 | 0.00010935 | 0.00016073 | 0.00011032
1 | 20 | 23 | 0.00010332 | 0.00021552 | 0.0001537 | 0.00010332 | 0.00016963 | 0.00010061 | 0.00010332 | 0.00021552 | 0.0001537 | 0.00010332 | 0.00016963 | 0.00010061
1 | 20 | 24 | 9.6098e-05 | 0.00018052 | 0.00012466 | 9.6098e-05 | 0.00017719 | 9.2987e-05 | 9.6098e-05 | 0.00018052 | 0.00012466 | 9.6098e-05 | 0.00017719 | 9.2987e-05
1 | 21 | 1 | 9.0838e-05 | 0.00013825 | 8.7285e-05 | 9.0838e-05 | 0.00018459 | 8.9811e-05 | 9.0838e-05 | 0.00013825 | 8.7285e-05 | 9.0838e-05 | 0.00018459 | 8.9811e-05
1 | 21 | 2 | 8.7048e-05 | 0.00010307 | 6.6412e-05 | 8.7048e-05 | 0.00018964 | 8.7511e-05 | 8.7048e-05 | 0.00010307 | 6.6412e-05 | 8.7048e-05 | 0.00018964 | 8.7511e-05
1 | 21 | 3 | 8.505e-05 | 7.1086e-05 | 4.7779e-05 | 8.505e-05 | 0.00019368 | 8.5813e-05 | 8.505e-05 | 7.1086e-05 | 4.7779e-05 | 8.505e-05 | 0.00019368 | 8.5813e-05
1 | 21 | 4 | 8.4376e-05 | 4.7828e-05 | 3.3129e-05 | 8.4376e-05 | 0.00019675 | 8.6691e-05 | 8.4376e-05 | 4.7828e-05 | 3.3129e-05 | 8.4376e-05 | 0.00019675 | 8.6691e-05
1 | 21 | 5 | 8.5466e-05 | 2.9833e-05 | 2.2439e-05 | 8.5466e-05 | 0.00019881 | 9.0737e-05 | 8.5466e-05 | 2.9833e-05 | 2.2439e-05 | 8.5466e-05 | 0.00019881 | 9.0737e-05
1 | 21 | 6 | 8.7347e-05 | 1.7982e-05 | 2.1912e-05 | 8.7347e-05 | 0.00020515 | 0.00010088 | 8.7347e-05 | 1.7982e-05 | 2.1912e-05 | 8.7347e-05 | 0.00020515 | 0.00010088
1 | 21 | 7 | 8.9611e-05 | 1.0474e-05 | 3.9359e-05 | 8.9611e-05 | 0.00022309 | 0.00011047 | 8.9611e-05 | 1.0474e-05 | 3.9359e-05 | 8.9611e-05 | 0.00022309 | 0.00011047
1 | 21 | 8 | 9.1683e-05 | 1.5064e-05 | 8.3741e-05 | 9.1683e-05 | 0.00022288 | 0.00011788 | 9.1683e-05 | 1.5064e-05 | 8.3741e-05 | 9.1683e-05 | 0.00022288 | 0.00011788
1 | 21 | 9 | 9.6015e-05 | 3.029e-05 | 0.00013245 | 9.6015e-05 | 0.00020471 | 0.00012158 | 9.6015e-05 | 3.029e-05 | 0.00013245 | 9.6015e-05 | 0.00020471 | 0.00012158
1 | 21 | 10 | 9.8799e-05 | 3.402e-05 | 0.00013119 | 9.8799e-05 | 0.00017613 | 0.00012349 | 9.8799e-05 | 3.402e-05 | 0.00013119 | 9.8799e-05 | 0.00017613 | 0.00012349
1 | 21 | 11 | 9.9922e-05 | 4.0383e-05 | 0.00010869 | 9.9922e-05 | 0.00014831 | 0.00012387 | 9.9922e-05 | 4.0383e-05 | 0.00010869 | 9.9922e-05 | 0.00014831 | 0.00012387
1 | 21 | 12 | 9.9793e-05 | 5.0222e-05 | 9.5191e-05 | 9.9793e-05 | 0.00012795 | 0.00012422 | 9.9793e-05 | 5.0222e-05 | 9.5191e-05 | 9.9793e-05 | 0.00012795 | 0.00012422
1 | 21 | 13 | 9.9057e-05 | 7.2502e-05 | 0.00010228 | 9.9057e-05 | 0.00011901 | 0.00012314 | 9.9057e-05 | 7.2502e-05 | 0.00010228 | 9.9057e-05 | 0.00011901 | 0.00012314
1 | 21 | 14 | 9.7904e-05 | 8.766e-05 | 0.0001146 | 9.7904e-05 | 0.0001159 | 0.00012328 | 9.7904e-05 | 8.766e-05 | 0.0001146 | 9.7904e-05 | 0.0001159 | 0.00012328
1 | 21 | 15 | 9.6889e-05 | 0.0001007 | 0.00012004 | 9.6889e-05 | 0.00011776 | 0.00012146 | 9.6889e-05 | 0.0001007 | 0.00012004 | 9.6889e-05 | 0.00011776 | 0.00012146
1 | 21 | 16 | 9.688e-05 | 0.00013518 | 0.0001423 | 9.688e-05 | 0.00012174 | 0.00012052 | 9.688e-05 | 0.00013518 | 0.0001423 | 9.688e-05 | 0.00012174 | 0.00012052
1 | 21 | 17 | 9.9648e-05 | 0.00016898 | 0.0001598 | 9.9648e-05 | 0.00013566 | 0.00012365 | 9.9648e-05 | 0.00016898 | 0.0001598 | 9.9648e-05 | 0.00013566 | 0.00012365
1 | 21 | 18 | 0.00011346 | 0.00021257 | 0.0001864 | 0.00011346 | 0.00013988 | 0.00012841 | 0.00011346 | 0.00021257 | 0.0001864 | 0.00011346 | 0.00013988 | 0.00012841
1 | 21 | 19 | 0.00012112 | 0.00024415 | 0.00020354 | 0.00012112 | 0.00015011 | 0.0001283 | 0.00012112 | 0.00024415 | 0.00020354 | 0.00012112 | 0.00015011 | 0.0001283
1 | 21 | 20 | 0.0001196 | 0.00025123 | 0.00019874 | 0.0001196 | 0.0001515 | 0.00012542 | 0.0001196 | 0.00025123 | 0.00019874 | 0.0001196 | 0.0001515 | 0.00012542
1 | 21 | 21 | 0.0001178 | 0.00024445 | 0.00018308 | 0.0001178 | 0.00015342 | 0.00012037 | 0.0001178 | 0.00024445 | 0.00018308 | 0.0001178 | 0.00015342 | 0.00012037
1 | 21 | 22 | 0.00011091 | 0.00023206 | 0.00016977 | 0.00011091 | 0.00016073 | 0.00011032 | 0.00011091 | 0.00023206 | 0.00016977 | 0.00011091 | 0.00016073 | 0.00011032
1 | 21 | 23 | 0.00010204 | 0.00021552 | 0.0001537 | 0.00010204 | 0.00016963 | 0.00010061 | 0.00010204 | 0.00021552 | 0.0001537 | 0.00010204 | 0.00016963 | 0.00010061
1 | 21 | 24 | 9.3772e-05 | 0.00018052 | 0.00012466 | 9.3772e-05 | 0.00017719 | 9.2987e-05 | 9.3772e-05 | 0.00018052 | 0.00012466 | 9.3772e-05 | 0.00017719 | 9.2987e-05
1 | 22 | 1 | 8.9211e-05 | 0.00013825 | 8.7285e-05 | 8.9211e-05 | 0.00018459 | 8.9811e-05 | 8.9211e-05 | 0.00013825 | 8.7285e-05 | 8.9211e-05 | 0.00018459 | 8.9811e-05
1 | 22 | 2 | 8.582e-05 | 0.00010307 | 6.6412e-05 | 8.582e-05 | 0.00018964 | 8.7511e-05 | 8.582e-05 | 0.00010307 | 6.6412e-05 | 8.582e-05 | 0.00018964 | 8.7511e-05
1 | 22 | 3 | 8.4959e-05 | 7.1086e-05 | 4.7779e-05 | 8.4959e-05 | 0.00019368 | 8.5813e-05 | 8.4959e-05 | 7.1086e-05 | 4.7779e-05 | 8.4959e-05 | 0.00019368 | 8.5813e-05
1 | 22 | 4 | 8.5516e-05 | 4.7828e-05 | 3.3129e-05 | 8.5516e-05 | 0.00019675 | 8.6691e-05 | 8.5516e-05 | 4.7828e-05 | 3.3129e-05 | 8.5516e-05 | 0.00019675 | 8.6691e-05
1 | 22 | 5 | 8.9145e-05 | 2.9833e-05 | 2.2439e-05 | 8.9145e-05 | 0.00019881 | 9.0737e-05 | 8.9145e-05 | 2.9833e-05 | 2.2439e-05 | 8.9145e-05 | 0.00019881 | 9.0737e-05
1 | 22 | 6 | 9.7064e-05 | 1.7982e-05 | 2.1912e-05 | 9.7064e-05 | 0.00020515 | 0.00010088 | 9.7064e-05 | 1.7982e-05 | 2.1912e-05 | 9.7064e-05 | 0.00020515 | 0.00010088
1 | 22 | 7 | 0.00011204 | 1.0474e-05 | 3.9359e-05 | 0.00011204 | 0.00022309 | 0.00011047 | 0.00011204 | 1.0474e-05 | 3.9359e-05 | 0.00011204 | 0.00022309 | 0.00011047
1 | 22 | 8 | 0.00011971 | 1.5064e-05 | 8.3741e-05 | 0.00011971 | 0.00022288 | 0.00011788 | 0.00011971 | 1.5064e-05 | 8.3741e-05 | 0.00011971 | 0.00022288 | 0.00011788
1 | 22 | 9 | 0.00012047 | 3.029e-05 | 0.00013245 | 0.00012047 | 0.00020471 | 0.00012158 | 0.00012047 | 3.029e-05 | 0.00013245 | 0.00012047 | 0.00020471 | 0.00012158
1 | 22 | 10 | 0.00012074 | 3.402e-05 | 0.00013119 | 0.00012074 | 0.00017613 | 0.00012349 | 0.00012074 | 3.402e-05 | 0.00013119 | 0.00012074 | 0.00017613 | 0.00012349
1 | 22 | 11 | 0.00012079 | 4.0383e-05 | 0.00010869 | 0.00012079 | 0.00014831 | 0.00012387 | 0.00012079 | 4.0383e-05 | 0.00010869 | 0.00012079 | 0.00014831 | 0.00012387
1 | 22 | 12 | 0.00011933 | 5.0222e-05 | 9.5191e-05 | 0.00011933 | 0.00012795 | 0.00012422 | 0.00011933 | 5.0222e-05 | 9.5191e-05 | 0.00011933 | 0.00012795 | 0.00012422
1 | 22 | 13 | 0.00011811 | 7.2502e-05 | 0.00010228 | 0.00011811 | 0.00011901 | 0.00012314 | 0.00011811 | 7.2502e-05 | 0.00010228 | 0.00011811 | 0.00011901 | 0.00012314
1 | 22 | 14 | 0.00011702 | 8.766e-05 | 0.0001146 | 0.00011702 | 0.0001159 | 0.00012328 | 0.00011702 | 8.766e-05 | 0.0001146 | 0.00011702 | 0.0001159 | 0.00012328
1 | 22 | 15 | 0.00011502 | 0.0001007 | 0.00012004 | 0.00011502 | 0.00011776 | 0.00012146 | 0.00011502 | 0.0001007 | 0.00012004 | 0.00011502 | 0.00011776 | 0.00012146
1 | 22 | 16 | 0.00011324 | 0.00013518 | 0.0001423 | 0.00011324 | 0.00012174 | 0.00012052 | 0.00011324 | 0.00013518 | 0.0001423 | 0.00011324 | 0.00012174 | 0.00012052
1 | 22 | 17 | 0.00011398 | 0.00016898 | 0.0001598 | 0.00011398 | 0.00013566 | 0.00012365 | 0.00011398 | 0.00016898 | 0.0001598 | 0.00011398 | 0.00013566 | 0.00012365
1 | 22 | 18 | 0.00012547 | 0.00021257 | 0.0001864 | 0.00012547 | 0.00013988 | 0.00012841 | 0.00012547 | 0.00021257 | 0.0001864 | 0.00012547 | 0.00013988 | 0.00012841
1 | 22 | 19 | 0.00013248 | 0.00024415 | 0.00020354 | 0.00013248 | 0.00015011 | 0.0001283 | 0.00013248 | 0.00024415 | 0.00020354 | 0.00013248 | 0.00015011 | 0.0001283
1 | 22 | 20 | 0.00013067 | 0.00025123 | 0.00019874 | 0.00013067 | 0.0001515 | 0.00012542 | 0.00013067 | 0.00025123 | 0.00019874 | 0.00013067 | 0.0001515 | 0.00012542
1 | 22 | 21 | 0.00012688 | 0.00024445 | 0.00018308 | 0.00012688 | 0.00015342 | 0.00012037 | 0.00012688 | 0.00024445 | 0.00018308 | 0.00012688 | 0.00015342 | 0.00012037
1 | 22 | 22 | 0.00011933 | 0.00023206 | 0.00016977 | 0.00011933 | 0.00016073 | 0.00011032 | 0.00011933 | 0.00023206 | 0.00016977 | 0.00011933 | 0.00016073 | 0.00011032
1 | 22 | 23 | 0.00010911 | 0.00021552 | 0.0001537 | 0.00010911 | 0.00016963 | 0.00010061 | 0.00010911 | 0.00021552 | 0.0001537 | 0.00010911 | 0.00016963 | 0.00010061
1 | 22 | 24 | 9.9623e-05 | 0.00018052 | 0.00012466 | 9.9623e-05 | 0.00017719 | 9.2987e-05 | 9.9623e-05 | 0.00018052 | 0.00012466 | 9.9623e-05 | 0.00017719 | 9.2987e-05
1 | 23 | 1 | 9.3418e-05 | 0.00013825 | 8.7285e-05 | 9.3418e-05 | 0.00018459 | 8.9811e-05 | 9.3418e-05 | 0.00013825 | 8.7285e-05 | 9.3418e-05 | 0.00018459 | 8.9811e-05
1 | 23 | 2 | 9.0435e-05 | 0.00010307 | 6.6412e-05 | 9.0435e-05 | 0.00018964 | 8.7511e-05 | 9.0435e-05 | 0.00010307 | 6.6412e-05 | 9.0435e-05 | 0.00018964 | 8.7511e-05
1 | 23 | 3 | 8.9166e-05 | 7.1086e-05 | 4.7779e-05 | 8.9166e-05 | 0.00019368 | 8.5813e-05 | 8.9166e-05 | 7.1086e-05 | 4.7779e-05 | 8.9166e-05 | 0.00019368 | 8.5813e-05
1 | 23 | 4 | 8.9211e-05 | 4.7828e-05 | 3.3129e-05 | 8.9211e-05 | 0.00019675 | 8.6691e-05 | 8.9211e-05 | 4.7828e-05 | 3.3129e-05 | 8.9211e-05 | 0.00019675 | 8.6691e-05
1 | 23 | 5 | 9.2207e-05 | 2.9833e-05 | 2.2439e-05 | 9.2207e-05 | 0.00019881 | 9.0737e-05 | 9.2207e-05 | 2.9833e-05 | 2.2439e-05 | 9.2207e-05 | 0.00019881 | 9.0737e-05
1 | 23 | 6 | 0.00010028 | 1.7982e-05 | 2.1912e-05 | 0.00010028 | 0.00020515 | 0.00010088 | 0.00010028 | 1.7982e-05 | 2.1912e-05 | 0.00010028 | 0.00020515 | 0.00010088
1 | 23 | 7 | 0.00011499 | 1.0474e-05 | 3.9359e-05 | 0.00011499 | 0.00022309 | 0.00011047 | 0.00011499 | 1.0474e-05 | 3.9359e-05 | 0.00011499 | 0.00022309 | 0.00011047
1 | 23 | 8 | 0.00012181 | 1.5064e-05 | 8.3741e-05 | 0.00012181 | 0.00022288 | 0.00011788 | 0.00012181 | 1.5064e-05 | 8.3741e-05 | 0.00012181 | 0.00022288 | 0.00011788
1 | 23 | 9 | 0.00012145 | 3.029e-05 | 0.00013245 | 0.00012145 | 0.00020471 | 0.00012158 | 0.00012145 | 3.029e-05 | 0.00013245 | 0.00012145 | 0.00020471 | 0.00012158
1 | 23 | 10 | 0.0001212 | 3.402e-05 | 0.00013119 | 0.0001212 | 0.00017613 | 0.00012349 | 0.0001212 | 3.402e-05 | 0.00013119 | 0.0001212 | 0.00017613 | 0.00012349
1 | 23 | 11 | 0.00012085 | 4.0383e-05 | 0.00010869 | 0.00012085 | 0.00014831 | 0.00012387 | 0.00012085 | 4.0383e-05 | 0.00010869 | 0.00012085 | 0.00014831 | 0.00012387
1 | 23 | 12 | 0.00011979 | 5.0222e-05 | 9.5191e-05 | 0.00011979 | 0.00012795 | 0.00012422 | 0.00011979 | 5.0222e-05 | 9.5191e-05 | 0.00011979 | 0.00012795 | 0.00012422
1 | 23 | 13 | 0.00011732 | 7.2502e-05 | 0.00010228 | 0.00011732 | 0.00011901 | 0.00012314 | 0.00011732 | 7.2502e-05 | 0.00010228 | 0.00011732 | 0.00011901 | 0.00012314
1 | 23 | 14 | 0.00011596 | 8.766e-05 | 0.0001146 | 0.00011596 | 0.0001159 | 0.00012328 | 0.00011596 | 8.766e-05 | 0.0001146 | 0.00011596 | 0.0001159 | 0.00012328
1 | 23 | 15 | 0.00011433 | 0.0001007 | 0.00012004 | 0.00011433 | 0.00011776 | 0.00012146 | 0.00011433 | 0.0001007 | 0.00012004 | 0.00011433 | 0.00011776 | 0.00012146
1 | 23 | 16 | 0.00011355 | 0.00013518 | 0.0001423 | 0.00011355 | 0.00012174 | 0.00012052 | 0.00011355 | 0.00013518 | 0.0001423 | 0.00011355 | 0.00012174 | 0.00012052
1 | 23 | 17 | 0.00011412 | 0.00016898 | 0.0001598 | 0.00011412 | 0.00013566 | 0.00012365 | 0.00011412 | 0.00016898 | 0.0001598 | 0.00011412 | 0.00013566 | 0.00012365
1 | 23 | 18 | 0.00012543 | 0.00021257 | 0.0001864 | 0.00012543 | 0.00013988 | 0.00012841 | 0.00012543 | 0.00021257 | 0.0001864 | 0.00012543 | 0.00013988 | 0.00012841
1 | 23 | 19 | 0.00013257 | 0.00024415 | 0.00020354 | 0.00013257 | 0.00015011 | 0.0001283 | 0.00013257 | 0.00024415 | 0.00020354 | 0.00013257 | 0.00015011 | 0.0001283
1 | 23 | 20 | 0.00013049 | 0.00025123 | 0.00019874 | 0.00013049 | 0.0001515 | 0.00012542 | 0.00013049 | 0.00025123 | 0.00019874 | 0.00013049 | 0.0001515 | 0.00012542
1 | 23 | 21 | 0.00012704 | 0.00024445 | 0.00018308 | 0.00012704 | 0.00015342 | 0.00012037 | 0.00012704 | 0.00024445 | 0.00018308 | 0.00012704 | 0.00015342 | 0.00012037
1 | 23 | 22 | 0.00011988 | 0.00023206 | 0.00016977 | 0.00011988 | 0.00016073 | 0.00011032 | 0.00011988 | 0.00023206 | 0.00016977 | 0.00011988 | 0.00016073 | 0.00011032
1 | 23 | 23 | 0.00010985 | 0.00021552 | 0.0001537 | 0.00010985 | 0.00016963 | 0.00010061 | 0.00010985 | 0.00021552 | 0.0001537 | 0.00010985 | 0.00016963 | 0.00010061
1 | 23 | 24 | 0.00010068 | 0.00018052 | 0.00012466 | 0.00010068 | 0.00017719 | 9.2987e-05 | 0.00010068 | 0.00018052 | 0.00012466 | 0.00010068 | 0.00017719 | 9.2987e-05
1 | 24 | 1 | 9.4646e-05 | 0.00013825 | 8.7285e-05 | 9.4646e-05 | 0.00018459 | 8.9811e-05 | 9.4646e-05 | 0.00013825 | 8.7285e-05 | 9.4646e-05 | 0.00018459 | 8.9811e-05
1 | 24 | 2 | 9.17e-05 | 0.00010307 | 6.6412e-05 | 9.17e-05 | 0.00018964 | 8.7511e-05 | 9.17e-05 | 0.00010307 | 6.6412e-05 | 9.17e-05 | 0.00018964 | 8.7511e-05
1 | 24 | 3 | 9.0189e-05 | 7.1086e-05 | 4.7779e-05 | 9.0189e-05 | 0.00019368 | 8.5813e-05 | 9.0189e-05 | 7.1086e-05 | 4.7779e-05 | 9.0189e-05 | 0.00019368 | 8.5813e-05
1 | 24 | 4 | 9.0372e-05 | 4.7828e-05 | 3.3129e-05 | 9.0372e-05 | 0.00019675 | 8.6691e-05 | 9.0372e-05 | 4.7828e-05 | 3.3129e-05 | 9.0372e-05 | 0.00019675 | 8.6691e-05
1 | 24 | 5 | 9.3527e-05 | 2.9833e-05 | 2.2439e-05 | 9.3527e-05 | 0.00019881 | 9.0737e-05 | 9.3527e-05 | 2.9833e-05 | 2.2439e-05 | 9.3527e-05 | 0.00019881 | 9.0737e-05
1 | 24 | 6 | 0.00010232 | 1.7982e-05 | 2.1912e-05 | 0.00010232 | 0.00020515 | 0.00010088 | 0.00010232 | 1.7982e-05 | 2.1912e-05 | 0.00010232 | 0.00020515 | 0.00010088
1 | 24 | 7 | 0.00011603 | 1.0474e-05 | 3.9359e-05 | 0.00011603 | 0.00022309 | 0.00011047 | 0.00011603 | 1.0474e-05 | 3.9359e-05 | 0.00011603 | 0.00022309 | 0.00011047
1 | 24 | 8 | 0.0001234 | 1.5064e-05 | 8.3741e-05 | 0.0001234 | 0.00022288 | 0.00011788 | 0.0001234 | 1.5064e-05 | 8.3741e-05 | 0.0001234 | 0.00022288 | 0.00011788
1 | 24 | 9 | 0.00012329 | 3.029e-05 | 0.00013245 | 0.00012329 | 0.00020471 | 0.00012158 | 0.00012329 | 3.029e-05 | 0.00013245 | 0.00012329 | 0.00020471 | 0.00012158
1 | 24 | 10 | 0.00012312 | 3.402e-05 | 0.00013119 | 0.00012312 | 0.00017613 | 0.00012349 | 0.00012312 | 3.402e-05 | 0.00013119 | 0.00012312 | 0.00017613 | 0.00012349
1 | 24 | 11 | 0.00012278 | 4.0383e-05 | 0.00010869 | 0.00012278 | 0.00014831 | 0.00012387 | 0.00012278 | 4.0383e-05 | 0.00010869 | 0.00012278 | 0.00014831 | 0.00012387
1 | 24 | 12 | 0.00012213 | 5.0222e-05 | 9.5191e-05 | 0.00012213 | 0.00012795 | 0.00012422 | 0.00012213 | 5.0222e-05 | 9.5191e-05 | 0.00012213 | 0.00012795 | 0.00012422
1 | 24 | 13 | 0.00012044 | 7.2502e-05 | 0.00010228 | 0.00012044 | 0.00011901 | 0.00012314 | 0.00012044 | 7.2502e-05 | 0.00010228 | 0.00012044 | 0.00011901 | 0.00012314
1 | 24 | 14 | 0.00011995 | 8.766e-05 | 0.0001146 | 0.00011995 | 0.0001159 | 0.00012328 | 0.00011995 | 8.766e-05 | 0.0001146 | 0.00011995 | 0.0001159 | 0.00012328
1 | 24 | 15 | 0.00011882 | 0.0001007 | 0.00012004 | 0.00011882 | 0.00011776 | 0.00012146 | 0.00011882 | 0.0001007 | 0.00012004 | 0.00011882 | 0.00011776 | 0.00012146
1 | 24 | 16 | 0.00011694 | 0.00013518 | 0.0001423 | 0.00011694 | 0.00012174 | 0.00012052 | 0.00011694 | 0.00013518 | 0.0001423 | 0.00011694 | 0.00012174 | 0.00012052
1 | 24 | 17 | 0.00011707 | 0.00016898 | 0.0001598 | 0.00011707 | 0.00013566 | 0.00012365 | 0.00011707 | 0.00016898 | 0.0001598 | 0.00011707 | 0.00013566 | 0.00012365
1 | 24 | 18 | 0.00012626 | 0.00021257 | 0.0001864 | 0.00012626 | 0.00013988 | 0.00012841 | 0.00012626 | 0.00021257 | 0.0001864 | 0.00012626 | 0.00013988 | 0.00012841
1 | 24 | 19 | 0.0001332 | 0.00024415 | 0.00020354 | 0.0001332 | 0.00015011 | 0.0001283 | 0.0001332 | 0.00024415 | 0.00020354 | 0.0001332 | 0.00015011 | 0.0001283
1 | 24 | 20 | 0.00013101 | 0.00025123 | 0.00019874 | 0.00013101 | 0.0001515 | 0.00012542 | 0.00013101 | 0.00025123 | 0.00019874 | 0.00013101 | 0.0001515 | 0.00012542
1 | 24 | 21 | 0.00012794 | 0.00024445 | 0.00018308 | 0.00012794 | 0.00015342 | 0.00012037 | 0.00012794 | 0.00024445 | 0.00018308 | 0.00012794 | 0.00015342 | 0.00012037
1 | 24 | 22 | 0.00012073 | 0.00023206 | 0.00016977 | 0.00012073 | 0.00016073 | 0.00011032 | 0.00012073 | 0.00023206 | 0.00016977 | 0.00012073 | 0.00016073 | 0.00011032
1 | 24 | 23 | 0.0001105 | 0.00021552 | 0.0001537 | 0.0001105 | 0.00016963 | 0.00010061 | 0.0001105 | 0.00021552 | 0.0001537 | 0.0001105 | 0.00016963 | 0.00010061
1 | 24 | 24 | 0.00010036 | 0.00018052 | 0.00012466 | 0.00010036 | 0.00017719 | 9.2987e-05 | 0.00010036 | 0.00018052 | 0.00012466 | 0.00010036 | 0.00017719 | 9.2987e-05
1 | 25 | 1 | 9.3522e-05 | 0.00013825 | 8.7285e-05 | 9.3522e-05 | 0.00018459 | 8.9811e-05 | 9.3522e-05 | 0.00013825 | 8.7285e-05 | 9.3522e-05 | 0.00018459 | 8.9811e-05
1 | 25 | 2 | 9.0235e-05 | 0.00010307 | 6.6412e-05 | 9.0235e-05 | 0.00018964 | 8.7511e-05 | 9.0235e-05 | 0.00010307 | 6.6412e-05 | 9.0235e-05 | 0.00018964 | 8.7511e-05
1 | 25 | 3 | 8.8583e-05 | 7.1086e-05 | 4.7779e-05 | 8.8583e-05 | 0.00019368 | 8.5813e-05 | 8.8583e-05 | 7.1086e-05 | 4.7779e-05 | 8.8583e-05 | 0.00019368 | 8.5813e-05
1 | 25 | 4 | 8.8621e-05 | 4.7828e-05 | 3.3129e-05 | 8.8621e-05 | 0.00019675 | 8.6691e-05 | 8.8621e-05 | 4.7828e-05 | 3.3129e-05 | 8.8621e-05 | 0.00019675 | 8.6691e-05
1 | 25 | 5 | 9.1558e-05 | 2.9833e-05 | 2.2439e-05 | 9.1558e-05 | 0.00019881 | 9.0737e-05 | 9.1558e-05 | 2.9833e-05 | 2.2439e-05 | 9.1558e-05 | 0.00019881 | 9.0737e-05
1 | 25 | 6 | 9.9777e-05 | 1.7982e-05 | 2.1912e-05 | 9.9777e-05 | 0.00020515 | 0.00010088 | 9.9777e-05 | 1.7982e-05 | 2.1912e-05 | 9.9777e-05 | 0.00020515 | 0.00010088
1 | 25 | 7 | 0.00011402 | 1.0474e-05 | 3.9359e-05 | 0.00011402 | 0.00022309 | 0.00011047 | 0.00011402 | 1.0474e-05 | 3.9359e-05 | 0.00011402 | 0.00022309 | 0.00011047
1 | 25 | 8 | 0.00012138 | 1.5064e-05 | 8.3741e-05 | 0.00012138 | 0.00022288 | 0.00011788 | 0.00012138 | 1.5064e-05 | 8.3741e-05 | 0.00012138 | 0.00022288 | 0.00011788
1 | 25 | 9 | 0.00012283 | 3.029e-05 | 0.00013245 | 0.00012283 | 0.00020471 | 0.00012158 | 0.00012283 | 3.029e-05 | 0.00013245 | 0.00012283 | 0.00020471 | 0.00012158
1 | 25 | 10 | 0.00012324 | 3.402e-05 | 0.00013119 | 0.00012324 | 0.00017613 | 0.00012349 | 0.00012324 | 3.402e-05 | 0.00013119 | 0.00012324 | 0.00017613 | 0.00012349
1 | 25 | 11 | 0.00012362 | 4.0383e-05 | 0.00010869 | 0.00012362 | 0.00014831 | 0.00012387 | 0.00012362 | 4.0383e-05 | 0.00010869 | 0.00012362 | 0.00014831 | 0.00012387
1 | 25 | 12 | 0.00012203 | 5.0222e-05 | 9.5191e-05 | 0.00012203 | 0.00012795 | 0.00012422 | 0.00012203 | 5.0222e-05 | 9.5191e-05 | 0.00012203 | 0.00012795 | 0.00012422
1 | 25 | 13 | 0.00012006 | 7.2502e-05 | 0.00010228 | 0.00012006 | 0.00011901 | 0.00012314 | 0.00012006 | 7.2502e-05 | 0.00010228 | 0.00012006 | 0.00011901 | 0.00012314
1 | 25 | 14 | 0.0001197 | 8.766e-05 | 0.0001146 | 0.0001197 | 0.0001159 | 0.00012328 | 0.0001197 | 8.766e-05 | 0.0001146 | 0.0001197 | 0.0001159 | 0.00012328
1 | 25 | 15 | 0.00011916 | 0.0001007 | 0.00012004 | 0.00011916 | 0.00011776 | 0.00012146 | 0.00011916 | 0.0001007 | 0.00012004 | 0.00011916 | 0.00011776 | 0.00012146
1 | 25 | 16 | 0.0001171 | 0.00013518 | 0.0001423 | 0.0001171 | 0.00012174 | 0.00012052 | 0.0001171 | 0.00013518 | 0.0001423 | 0.0001171 | 0.00012174 | 0.00012052
1 | 25 | 17 | 0.00011707 | 0.00016898 | 0.0001598 | 0.00011707 | 0.00013566 | 0.00012365 | 0.00011707 | 0.00016898 | 0.0001598 | 0.00011707 | 0.00013566 | 0.00012365
1 | 25 | 18 | 0.00012609 | 0.00021257 | 0.0001864 | 0.00012609 | 0.00013988 | 0.00012841 | 0.00012609 | 0.00021257 | 0.0001864 | 0.00012609 | 0.00013988 | 0.00012841
1 | 25 | 19 | 0.00013265 | 0.00024415 | 0.00020354 | 0.00013265 | 0.00015011 | 0.0001283 | 0.00013265 | 0.00024415 | 0.00020354 | 0.00013265 | 0.00015011 | 0.0001283
1 | 25 | 20 | 0.00012985 | 0.00025123 | 0.00019874 | 0.00012985 | 0.0001515 | 0.00012542 | 0.00012985 | 0.00025123 | 0.00019874 | 0.00012985 | 0.0001515 | 0.00012542
1 | 25 | 21 | 0.00012624 | 0.00024445 | 0.00018308 | 0.00012624 | 0.00015342 | 0.00012037 | 0.00012624 | 0.00024445 | 0.00018308 | 0.00012624 | 0.00015342 | 0.00012037
1 | 25 | 22 | 0.00011898 | 0.00023206 | 0.00016977 | 0.00011898 | 0.00016073 | 0.00011032 | 0.00011898 | 0.00023206 | 0.00016977 | 0.00011898 | 0.00016073 | 0.00011032
1 | 25 | 23 | 0.00010954 | 0.00021552 | 0.0001537 | 0.00010954 | 0.00016963 | 0.00010061 | 0.00010954 | 0.00021552 | 0.0001537 | 0.00010954 | 0.00016963 | 0.00010061
1 | 25 | 24 | 0.00010001 | 0.00018052 | 0.00012466 | 0.00010001 | 0.00017719 | 9.2987e-05 | 0.00010001 | 0.00018052 | 0.00012466 | 0.00010001 | 0.00017719 | 9.2987e-05
1 | 26 | 1 | 9.2736e-05 | 0.00013825 | 8.7285e-05 | 9.2736e-05 | 0.00018459 | 8.9811e-05 | 9.2736e-05 | 0.00013825 | 8.7285e-05 | 9.2736e-05 | 0.00018459 | 8.9811e-05
1 | 26 | 2 | 8.9494e-05 | 0.00010307 | 6.6412e-05 | 8.9494e-05 | 0.00018964 | 8.7511e-05 | 8.9494e-05 | 0.00010307 | 6.6412e-05 | 8.9494e-05 | 0.00018964 | 8.7511e-05
1 | 26 | 3 | 8.7955e-05 | 7.1086e-05 | 4.7779e-05 | 8.7955e-05 | 0.00019368 | 8.5813e-05 | 8.7955e-05 | 7.1086e-05 | 4.7779e-05 | 8.7955e-05 | 0.00019368 | 8.5813e-05
1 | 26 | 4 | 8.7792e-05 | 4.7828e-05 | 3.3129e-05 | 8.7792e-05 | 0.00019675 | 8.6691e-05 | 8.7792e-05 | 4.7828e-05 | 3.3129e-05 | 8.7792e-05 | 0.00019675 | 8.6691e-05
1 | 26 | 5 | 9.056e-05 | 2.9833e-05 | 2.2439e-05 | 9.056e-05 | 0.00019881 | 9.0737e-05 | 9.056e-05 | 2.9833e-05 | 2.2439e-05 | 9.056e-05 | 0.00019881 | 9.0737e-05
1 | 26 | 6 | 9.8483e-05 | 1.7982e-05 | 2.1912e-05 | 9.8483e-05 | 0.00020515 | 0.00010088 | 9.8483e-05 | 1.7982e-05 | 2.1912e-05 | 9.8483e-05 | 0.00020515 | 0.00010088
1 | 26 | 7 | 0.00011187 | 1.0474e-05 | 3.9359e-05 | 0.00011187 | 0.00022309 | 0.00011047 | 0.00011187 | 1.0474e-05 | 3.9359e-05 | 0.00011187 | 0.00022309 | 0.00011047
1 | 26 | 8 | 0.00011951 | 1.5064e-05 | 8.3741e-05 | 0.00011951 | 0.00022288 | 0.00011788 | 0.00011951 | 1.5064e-05 | 8.3741e-05 | 0.00011951 | 0.00022288 | 0.00011788
1 | 26 | 9 | 0.00012102 | 3.029e-05 | 0.00013245 | 0.00012102 | 0.00020471 | 0.00012158 | 0.00012102 | 3.029e-05 | 0.00013245 | 0.00012102 | 0.00020471 | 0.00012158
1 | 26 | 10 | 0.00012193 | 3.402e-05 | 0.00013119 | 0.00012193 | 0.00017613 | 0.00012349 | 0.00012193 | 3.402e-05 | 0.00013119 | 0.00012193 | 0.00017613 | 0.00012349
1 | 26 | 11 | 0.00012211 | 4.0383e-05 | 0.00010869 | 0.00012211 | 0.00014831 | 0.00012387 | 0.00012211 | 4.0383e-05 | 0.00010869 | 0.00012211 | 0.00014831 | 0.00012387
1 | 26 | 12 | 0.00012157 | 5.0222e-05 | 9.5191e-05 | 0.00012157 | 0.00012795 | 0.00012422 | 0.00012157 | 5.0222e-05 | 9.5191e-05 | 0.00012157 | 0.00012795 | 0.00012422
1 | 26 | 13 | 0.0001199 | 7.2502e-05 | 0.00010228 | 0.0001199 | 0.00011901 | 0.00012314 | 0.0001199 | 7.2502e-05 | 0.00010228 | 0.0001199 | 0.00011901 | 0.00012314
1 | 26 | 14 | 0.00011924 | 8.766e-05 | 0.0001146 | 0.00011924 | 0.0001159 | 0.00012328 | 0.00011924 | 8.766e-05 | 0.0001146 | 0.00011924 | 0.0001159 | 0.00012328
1 | 26 | 15 | 0.00011695 | 0.0001007 | 0.00012004 | 0.00011695 | 0.00011776 | 0.00012146 | 0.00011695 | 0.0001007 | 0.00012004 | 0.00011695 | 0.00011776 | 0.00012146
1 | 26 | 16 | 0.00011534 | 0.00013518 | 0.0001423 | 0.00011534 | 0.00012174 | 0.00012052 | 0.00011534 | 0.00013518 | 0.0001423 | 0.00011534 | 0.00012174 | 0.00012052
1 | 26 | 17 | 0.00011607 | 0.00016898 | 0.0001598 | 0.00011607 | 0.00013566 | 0.00012365 | 0.00011607 | 0.00016898 | 0.0001598 | 0.00011607 | 0.00013566 | 0.00012365
1 | 26 | 18 | 0.00012516 | 0.00021257 | 0.0001864 | 0.00012516 | 0.00013988 | 0.00012841 | 0.00012516 | 0.00021257 | 0.0001864 | 0.00012516 | 0.00013988 | 0.00012841
1 | 26 | 19 | 0.00012972 | 0.00024415 | 0.00020354 | 0.00012972 | 0.00015011 | 0.0001283 | 0.00012972 | 0.00024415 | 0.00020354 | 0.00012972 | 0.00015011 | 0.0001283
1 | 26 | 20 | 0.00012614 | 0.00025123 | 0.00019874 | 0.00012614 | 0.0001515 | 0.00012542 | 0.00012614 | 0.00025123 | 0.00019874 | 0.00012614 | 0.0001515 | 0.00012542
1 | 26 | 21 | 0.00012233 | 0.00024445 | 0.00018308 | 0.00012233 | 0.00015342 | 0.00012037 | 0.00012233 | 0.00024445 | 0.00018308 | 0.00012233 | 0.00015342 | 0.00012037
1 | 26 | 22 | 0.00011706 | 0.00023206 | 0.00016977 | 0.00011706 | 0.00016073 | 0.00011032 | 0.00011706 | 0.00023206 | 0.00016977 | 0.00011706 | 0.00016073 | 0.00011032
1 | 26 | 23 | 0.00010912 | 0.00021552 | 0.0001537 | 0.00010912 | 0.00016963 | 0.00010061 | 0.00010912 | 0.00021552 | 0.0001537 | 0.00010912 | 0.00016963 | 0.00010061
1 | 26 | 24 | 0.00010003 | 0.00018052 | 0.00012466 | 0.00010003 | 0.00017719 | 9.2987e-05 | 0.00010003 | 0.00018052 | 0.00012466 | 0.00010003 | 0.00017719 | 9.2987e-05
1 | 27 | 1 | 9.2499e-05 | 0.00013825 | 8.7285e-05 | 9.2499e-05 | 0.00018459 | 8.9811e-05 | 9.2499e-05 | 0.00013825 | 8.7285e-05 | 9.2499e-05 | 0.00018459 | 8.9811e-05
1 | 27 | 2 | 8.8854e-05 | 0.00010307 | 6.6412e-05 | 8.8854e-05 | 0.00018964 | 8.7511e-05 | 8.8854e-05 | 0.00010307 | 6.6412e-05 | 8.8854e-05 | 0.00018964 | 8.7511e-05
1 | 27 | 3 | 8.622e-05 | 7.1086e-05 | 4.7779e-05 | 8.622e-05 | 0.00019368 | 8.5813e-05 | 8.622e-05 | 7.1086e-05 | 4.7779e-05 | 8.622e-05 | 0.00019368 | 8.5813e-05
1 | 27 | 4 | 8.5188e-05 | 4.7828e-05 | 3.3129e-05 | 8.5188e-05 | 0.00019675 | 8.6691e-05 | 8.5188e-05 | 4.7828e-05 | 3.3129e-05 | 8.5188e-05 | 0.00019675 | 8.6691e-05
1 | 27 | 5 | 8.5849e-05 | 2.9833e-05 | 2.2439e-05 | 8.5849e-05 | 0.00019881 | 9.0737e-05 | 8.5849e-05 | 2.9833e-05 | 2.2439e-05 | 8.5849e-05 | 0.00019881 | 9.0737e-05
1 | 27 | 6 | 8.8354e-05 | 1.7982e-05 | 2.1912e-05 | 8.8354e-05 | 0.00020515 | 0.00010088 | 8.8354e-05 | 1.7982e-05 | 2.1912e-05 | 8.8354e-05 | 0.00020515 | 0.00010088
1 | 27 | 7 | 9.3364e-05 | 1.0474e-05 | 3.9359e-05 | 9.3364e-05 | 0.00022309 | 0.00011047 | 9.3364e-05 | 1.0474e-05 | 3.9359e-05 | 9.3364e-05 | 0.00022309 | 0.00011047
1 | 27 | 8 | 9.671e-05 | 1.5064e-05 | 8.3741e-05 | 9.671e-05 | 0.00022288 | 0.00011788 | 9.671e-05 | 1.5064e-05 | 8.3741e-05 | 9.671e-05 | 0.00022288 | 0.00011788
1 | 27 | 9 | 0.00010268 | 3.029e-05 | 0.00013245 | 0.00010268 | 0.00020471 | 0.00012158 | 0.00010268 | 3.029e-05 | 0.00013245 | 0.00010268 | 0.00020471 | 0.00012158
1 | 27 | 10 | 0.00010675 | 3.402e-05 | 0.00013119 | 0.00010675 | 0.00017613 | 0.00012349 | 0.00010675 | 3.402e-05 | 0.00013119 | 0.00010675 | 0.00017613 | 0.00012349
1 | 27 | 11 | 0.00010726 | 4.0383e-05 | 0.00010869 | 0.00010726 | 0.00014831 | 0.00012387 | 0.00010726 | 4.0383e-05 | 0.00010869 | 0.00010726 | 0.00014831 | 0.00012387
1 | 27 | 12 | 0.00010729 | 5.0222e-05 | 9.5191e-05 | 0.00010729 | 0.00012795 | 0.00012422 | 0.00010729 | 5.0222e-05 | 9.5191e-05 | 0.00010729 | 0.00012795 | 0.00012422
1 | 27 | 13 | 0.0001067 | 7.2502e-05 | 0.00010228 | 0.0001067 | 0.00011901 | 0.00012314 | 0.0001067 | 7.2502e-05 | 0.00010228 | 0.0001067 | 0.00011901 | 0.00012314
1 | 27 | 14 | 0.0001043 | 8.766e-05 | 0.0001146 | 0.0001043 | 0.0001159 | 0.00012328 | 0.0001043 | 8.766e-05 | 0.0001146 | 0.0001043 | 0.0001159 | 0.00012328
1 | 27 | 15 | 0.0001028 | 0.0001007 | 0.00012004 | 0.0001028 | 0.00011776 | 0.00012146 | 0.0001028 | 0.0001007 | 0.00012004 | 0.0001028 | 0.00011776 | 0.00012146
1 | 27 | 16 | 0.00010224 | 0.00013518 | 0.0001423 | 0.00010224 | 0.00012174 | 0.00012052 | 0.00010224 | 0.00013518 | 0.0001423 | 0.00010224 | 0.00012174 | 0.00012052
1 | 27 | 17 | 0.00010469 | 0.00016898 | 0.0001598 | 0.00010469 | 0.00013566 | 0.00012365 | 0.00010469 | 0.00016898 | 0.0001598 | 0.00010469 | 0.00013566 | 0.00012365
1 | 27 | 18 | 0.0001151 | 0.00021257 | 0.0001864 | 0.0001151 | 0.00013988 | 0.00012841 | 0.0001151 | 0.00021257 | 0.0001864 | 0.0001151 | 0.00013988 | 0.00012841
1 | 27 | 19 | 0.00012002 | 0.00024415 | 0.00020354 | 0.00012002 | 0.00015011 | 0.0001283 | 0.00012002 | 0.00024415 | 0.00020354 | 0.00012002 | 0.00015011 | 0.0001283
1 | 27 | 20 | 0.00011764 | 0.00025123 | 0.00019874 | 0.00011764 | 0.0001515 | 0.00012542 | 0.00011764 | 0.00025123 | 0.00019874 | 0.00011764 | 0.0001515 | 0.00012542
1 | 27 | 21 | 0.00011491 | 0.00024445 | 0.00018308 | 0.00011491 | 0.00015342 | 0.00012037 | 0.00011491 | 0.00024445 | 0.00018308 | 0.00011491 | 0.00015342 | 0.00012037
1 | 27 | 22 | 0.00011036 | 0.00023206 | 0.00016977 | 0.00011036 | 0.00016073 | 0.00011032 | 0.00011036 | 0.00023206 | 0.00016977 | 0.00011036 | 0.00016073 | 0.00011032
1 | 27 | 23 | 0.00010372 | 0.00021552 | 0.0001537 | 0.00010372 | 0.00016963 | 0.00010061 | 0.00010372 | 0.00021552 | 0.0001537 | 0.00010372 | 0.00016963 | 0.00010061
1 | 27 | 24 | 9.557e-05 | 0.00018052 | 0.00012466 | 9.557e-05 | 0.00017719 | 9.2987e-05 | 9.557e-05 | 0.00018052 | 0.00012466 | 9.557e-05 | 0.00017719 | 9.2987e-05
1 | 28 | 1 | 9.0135e-05 | 0.00013825 | 8.7285e-05 | 9.0135e-05 | 0.00018459 | 8.9811e-05 | 9.0135e-05 | 0.00013825 | 8.7285e-05 | 9.0135e-05 | 0.00018459 | 8.9811e-05
1 | 28 | 2 | 8.6374e-05 | 0.00010307 | 6.6412e-05 | 8.6374e-05 | 0.00018964 | 8.7511e-05 | 8.6374e-05 | 0.00010307 | 6.6412e-05 | 8.6374e-05 | 0.00018964 | 8.7511e-05
1 | 28 | 3 | 8.401e-05 | 7.1086e-05 | 4.7779e-05 | 8.401e-05 | 0.00019368 | 8.5813e-05 | 8.401e-05 | 7.1086e-05 | 4.7779e-05 | 8.401e-05 | 0.00019368 | 8.5813e-05
1 | 28 | 4 | 8.3024e-05 | 4.7828e-05 | 3.3129e-05 | 8.3024e-05 | 0.00019675 | 8.6691e-05 | 8.3024e-05 | 4.7828e-05 | 3.3129e-05 | 8.3024e-05 | 0.00019675 | 8.6691e-05
1 | 28 | 5 | 8.3144e-05 | 2.9833e-05 | 2.2439e-05 | 8.3144e-05 | 0.00019881 | 9.0737e-05 | 8.3144e-05 | 2.9833e-05 | 2.2439e-05 | 8.3144e-05 | 0.00019881 | 9.0737e-05
1 | 28 | 6 | 8.5009e-05 | 1.7982e-05 | 2.1912e-05 | 8.5009e-05 | 0.00020515 | 0.00010088 | 8.5009e-05 | 1.7982e-05 | 2.1912e-05 | 8.5009e-05 | 0.00020515 | 0.00010088
1 | 28 | 7 | 8.8333e-05 | 1.0474e-05 | 3.9359e-05 | 8.8333e-05 | 0.00022309 | 0.00011047 | 8.8333e-05 | 1.0474e-05 | 3.9359e-05 | 8.8333e-05 | 0.00022309 | 0.00011047
1 | 28 | 8 | 9.0547e-05 | 1.5064e-05 | 8.3741e-05 | 9.0547e-05 | 0.00022288 | 0.00011788 | 9.0547e-05 | 1.5064e-05 | 8.3741e-05 | 9.0547e-05 | 0.00022288 | 0.00011788
1 | 28 | 9 | 9.5586e-05 | 3.029e-05 | 0.00013245 | 9.5586e-05 | 0.00020471 | 0.00012158 | 9.5586e-05 | 3.029e-05 | 0.00013245 | 9.5586e-05 | 0.00020471 | 0.00012158
1 | 28 | 10 | 9.949e-05 | 3.402e-05 | 0.00013119 | 9.949e-05 | 0.00017613 | 0.00012349 | 9.949e-05 | 3.402e-05 | 0.00013119 | 9.949e-05 | 0.00017613 | 0.00012349
1 | 28 | 11 | 0.00010033 | 4.0383e-05 | 0.00010869 | 0.00010033 | 0.00014831 | 0.00012387 | 0.00010033 | 4.0383e-05 | 0.00010869 | 0.00010033 | 0.00014831 | 0.00012387
1 | 28 | 12 | 0.00010063 | 5.0222e-05 | 9.5191e-05 | 0.00010063 | 0.00012795 | 0.00012422 | 0.00010063 | 5.0222e-05 | 9.5191e-05 | 0.00010063 | 0.00012795 | 0.00012422
1 | 28 | 13 | 0.00010024 | 7.2502e-05 | 0.00010228 | 0.00010024 | 0.00011901 | 0.00012314 | 0.00010024 | 7.2502e-05 | 0.00010228 | 0.00010024 | 0.00011901 | 0.00012314
1 | 28 | 14 | 9.9386e-05 | 8.766e-05 | 0.0001146 | 9.9386e-05 | 0.0001159 | 0.00012328 | 9.9386e-05 | 8.766e-05 | 0.0001146 | 9.9386e-05 | 0.0001159 | 0.00012328
1 | 28 | 15 | 9.9227e-05 | 0.0001007 | 0.00012004 | 9.9227e-05 | 0.00011776 | 0.00012146 | 9.9227e-05 | 0.0001007 | 0.00012004 | 9.9227e-05 | 0.00011776 | 0.00012146
1 | 28 | 16 | 9.8661e-05 | 0.00013518 | 0.0001423 | 9.8661e-05 | 0.00012174 | 0.00012052 | 9.8661e-05 | 0.00013518 | 0.0001423 | 9.8661e-05 | 0.00012174 | 0.00012052
1 | 28 | 17 | 0.00010146 | 0.00016898 | 0.0001598 | 0.00010146 | 0.00013566 | 0.00012365 | 0.00010146 | 0.00016898 | 0.0001598 | 0.00010146 | 0.00013566 | 0.00012365
1 | 28 | 18 | 0.00011341 | 0.00021257 | 0.0001864 | 0.00011341 | 0.00013988 | 0.00012841 | 0.00011341 | 0.00021257 | 0.0001864 | 0.00011341 | 0.00013988 | 0.00012841
1 | 28 | 19 | 0.0001207 | 0.00024415 | 0.00020354 | 0.0001207 | 0.00015011 | 0.0001283 | 0.0001207 | 0.00024415 | 0.00020354 | 0.0001207 | 0.00015011 | 0.0001283
1 | 28 | 20 | 0.00011954 | 0.00025123 | 0.00019874 | 0.00011954 | 0.0001515 | 0.00012542 | 0.00011954 | 0.00025123 | 0.00019874 | 0.00011954 | 0.0001515 | 0.00012542
1 | 28 | 21 | 0.00011664 | 0.00024445 | 0.00018308 | 0.00011664 | 0.00015342 | 0.00012037 | 0.00011664 | 0.00024445 | 0.00018308 | 0.00011664 | 0.00015342 | 0.00012037
1 | 28 | 22 | 0.00010978 | 0.00023206 | 0.00016977 | 0.00010978 | 0.00016073 | 0.00011032 | 0.00010978 | 0.00023206 | 0.00016977 | 0.00010978 | 0.00016073 | 0.00011032
1 | 28 | 23 | 0.0001012 | 0.00021552 | 0.0001537 | 0.0001012 | 0.00016963 | 0.00010061 | 0.0001012 | 0.00021552 | 0.0001537 | 0.0001012 | 0.00016963 | 0.00010061
1 | 28 | 24 | 9.2312e-05 | 0.00018052 | 0.00012466 | 9.2312e-05 | 0.00017719 | 9.2987e-05 | 9.2312e-05 | 0.00018052 | 0.00012466 | 9.2312e-05 | 0.00017719 | 9.2987e-05
1 | 29 | 1 | 8.5612e-05 | 0.00013825 | 8.7285e-05 | 8.5612e-05 | 0.00018459 | 8.9811e-05 | 8.5612e-05 | 0.00013825 | 8.7285e-05 | 8.5612e-05 | 0.00018459 | 8.9811e-05
1 | 29 | 2 | 8.2699e-05 | 0.00010307 | 6.6412e-05 | 8.2699e-05 | 0.00018964 | 8.7511e-05 | 8.2699e-05 | 0.00010307 | 6.6412e-05 | 8.2699e-05 | 0.00018964 | 8.7511e-05
1 | 29 | 3 | 8.1443e-05 | 7.1086e-05 | 4.7779e-05 | 8.1443e-05 | 0.00019368 | 8.5813e-05 | 8.1443e-05 | 7.1086e-05 | 4.7779e-05 | 8.1443e-05 | 0.00019368 | 8.5813e-05
1 | 29 | 4 | 8.1775e-05 | 4.7828e-05 | 3.3129e-05 | 8.1775e-05 | 0.00019675 | 8.6691e-05 | 8.1775e-05 | 4.7828e-05 | 3.3129e-05 | 8.1775e-05 | 0.00019675 | 8.6691e-05
1 | 29 | 5 | 8.505e-05 | 2.9833e-05 | 2.2439e-05 | 8.505e-05 | 0.00019881 | 9.0737e-05 | 8.505e-05 | 2.9833e-05 | 2.2439e-05 | 8.505e-05 | 0.00019881 | 9.0737e-05
1 | 29 | 6 | 9.3855e-05 | 1.7982e-05 | 2.1912e-05 | 9.3855e-05 | 0.00020515 | 0.00010088 | 9.3855e-05 | 1.7982e-05 | 2.1912e-05 | 9.3855e-05 | 0.00020515 | 0.00010088
1 | 29 | 7 | 0.00010874 | 1.0474e-05 | 3.9359e-05 | 0.00010874 | 0.00022309 | 0.00011047 | 0.00010874 | 1.0474e-05 | 3.9359e-05 | 0.00010874 | 0.00022309 | 0.00011047
1 | 29 | 8 | 0.00011563 | 1.5064e-05 | 8.3741e-05 | 0.00011563 | 0.00022288 | 0.00011788 | 0.00011563 | 1.5064e-05 | 8.3741e-05 | 0.00011563 | 0.00022288 | 0.00011788
1 | 29 | 9 | 0.00011618 | 3.029e-05 | 0.00013245 | 0.00011618 | 0.00020471 | 0.00012158 | 0.00011618 | 3.029e-05 | 0.00013245 | 0.00011618 | 0.00020471 | 0.00012158
1 | 29 | 10 | 0.00011797 | 3.402e-05 | 0.00013119 | 0.00011797 | 0.00017613 | 0.00012349 | 0.00011797 | 3.402e-05 | 0.00013119 | 0.00011797 | 0.00017613 | 0.00012349
1 | 29 | 11 | 0.00011854 | 4.0383e-05 | 0.00010869 | 0.00011854 | 0.00014831 | 0.00012387 | 0.00011854 | 4.0383e-05 | 0.00010869 | 0.00011854 | 0.00014831 | 0.00012387
1 | 29 | 12 | 0.00011755 | 5.0222e-05 | 9.5191e-05 | 0.00011755 | 0.00012795 | 0.00012422 | 0.00011755 | 5.0222e-05 | 9.5191e-05 | 0.00011755 | 0.00012795 | 0.00012422
1 | 29 | 13 | 0.00011699 | 7.2502e-05 | 0.00010228 | 0.00011699 | 0.00011901 | 0.00012314 | 0.00011699 | 7.2502e-05 | 0.00010228 | 0.00011699 | 0.00011901 | 0.00012314
1 | 29 | 14 | 0.00011581 | 8.766e-05 | 0.0001146 | 0.00011581 | 0.0001159 | 0.00012328 | 0.00011581 | 8.766e-05 | 0.0001146 | 0.00011581 | 0.0001159 | 0.00012328
1 | 29 | 15 | 0.00011498 | 0.0001007 | 0.00012004 | 0.00011498 | 0.00011776 | 0.00012146 | 0.00011498 | 0.0001007 | 0.00012004 | 0.00011498 | 0.00011776 | 0.00012146
1 | 29 | 16 | 0.0001139 | 0.00013518 | 0.0001423 | 0.0001139 | 0.00012174 | 0.00012052 | 0.0001139 | 0.00013518 | 0.0001423 | 0.0001139 | 0.00012174 | 0.00012052
1 | 29 | 17 | 0.00011512 | 0.00016898 | 0.0001598 | 0.00011512 | 0.00013566 | 0.00012365 | 0.00011512 | 0.00016898 | 0.0001598 | 0.00011512 | 0.00013566 | 0.00012365
1 | 29 | 18 | 0.00012465 | 0.00021257 | 0.0001864 | 0.00012465 | 0.00013988 | 0.00012841 | 0.00012465 | 0.00021257 | 0.0001864 | 0.00012465 | 0.00013988 | 0.00012841
1 | 29 | 19 | 0.00013092 | 0.00024415 | 0.00020354 | 0.00013092 | 0.00015011 | 0.0001283 | 0.00013092 | 0.00024415 | 0.00020354 | 0.00013092 | 0.00015011 | 0.0001283
1 | 29 | 20 | 0.00012872 | 0.00025123 | 0.00019874 | 0.00012872 | 0.0001515 | 0.00012542 | 0.00012872 | 0.00025123 | 0.00019874 | 0.00012872 | 0.0001515 | 0.00012542
1 | 29 | 21 | 0.00012444 | 0.00024445 | 0.00018308 | 0.00012444 | 0.00015342 | 0.00012037 | 0.00012444 | 0.00024445 | 0.00018308 | 0.00012444 | 0.00015342 | 0.00012037
1 | 29 | 22 | 0.0001161 | 0.00023206 | 0.00016977 | 0.0001161 | 0.00016073 | 0.00011032 | 0.0001161 | 0.00023206 | 0.00016977 | 0.0001161 | 0.00016073 | 0.00011032
1 | 29 | 23 | 0.00010527 | 0.00021552 | 0.0001537 | 0.00010527 | 0.00016963 | 0.00010061 | 0.00010527 | 0.00021552 | 0.0001537 | 0.00010527 | 0.00016963 | 0.00010061
1 | 29 | 24 | 9.5266e-05 | 0.00018052 | 0.00012466 | 9.5266e-05 | 0.00017719 | 9.2987e-05 | 9.5266e-05 | 0.00018052 | 0.00012466 | 9.5266e-05 | 0.00017719 | 9.2987e-05
1 | 30 | 1 | 8.8666e-05 | 0.00013825 | 8.7285e-05 | 8.8666e-05 | 0.00018459 | 8.9811e-05 | 8.8666e-05 | 0.00013825 | 8.7285e-05 | 8.8666e-05 | 0.00018459 | 8.9811e-05
1 | 30 | 2 | 8.5783e-05 | 0.00010307 | 6.6412e-05 | 8.5783e-05 | 0.00018964 | 8.7511e-05 | 8.5783e-05 | 0.00010307 | 6.6412e-05 | 8.5783e-05 | 0.00018964 | 8.7511e-05
1 | 30 | 3 | 8.396e-05 | 7.1086e-05 | 4.7779e-05 | 8.396e-05 | 0.00019368 | 8.5813e-05 | 8.396e-05 | 7.1086e-05 | 4.7779e-05 | 8.396e-05 | 0.00019368 | 8.5813e-05
1 | 30 | 4 | 8.3835e-05 | 4.7828e-05 | 3.3129e-05 | 8.3835e-05 | 0.00019675 | 8.6691e-05 | 8.3835e-05 | 4.7828e-05 | 3.3129e-05 | 8.3835e-05 | 0.00019675 | 8.6691e-05
1 | 30 | 5 | 8.6432e-05 | 2.9833e-05 | 2.2439e-05 | 8.6432e-05 | 0.00019881 | 9.0737e-05 | 8.6432e-05 | 2.9833e-05 | 2.2439e-05 | 8.6432e-05 | 0.00019881 | 9.0737e-05
1 | 30 | 6 | 9.4259e-05 | 1.7982e-05 | 2.1912e-05 | 9.4259e-05 | 0.00020515 | 0.00010088 | 9.4259e-05 | 1.7982e-05 | 2.1912e-05 | 9.4259e-05 | 0.00020515 | 0.00010088
1 | 30 | 7 | 0.00010792 | 1.0474e-05 | 3.9359e-05 | 0.00010792 | 0.00022309 | 0.00011047 | 0.00010792 | 1.0474e-05 | 3.9359e-05 | 0.00010792 | 0.00022309 | 0.00011047
1 | 30 | 8 | 0.00011502 | 1.5064e-05 | 8.3741e-05 | 0.00011502 | 0.00022288 | 0.00011788 | 0.00011502 | 1.5064e-05 | 8.3741e-05 | 0.00011502 | 0.00022288 | 0.00011788
1 | 30 | 9 | 0.00011753 | 3.029e-05 | 0.00013245 | 0.00011753 | 0.00020471 | 0.00012158 | 0.00011753 | 3.029e-05 | 0.00013245 | 0.00011753 | 0.00020471 | 0.00012158
1 | 30 | 10 | 0.00011913 | 3.402e-05 | 0.00013119 | 0.00011913 | 0.00017613 | 0.00012349 | 0.00011913 | 3.402e-05 | 0.00013119 | 0.00011913 | 0.00017613 | 0.00012349
1 | 30 | 11 | 0.00012042 | 4.0383e-05 | 0.00010869 | 0.00012042 | 0.00014831 | 0.00012387 | 0.00012042 | 4.0383e-05 | 0.00010869 | 0.00012042 | 0.00014831 | 0.00012387
1 | 30 | 12 | 0.0001198 | 5.0222e-05 | 9.5191e-05 | 0.0001198 | 0.00012795 | 0.00012422 | 0.0001198 | 5.0222e-05 | 9.5191e-05 | 0.0001198 | 0.00012795 | 0.00012422
1 | 30 | 13 | 0.00011885 | 7.2502e-05 | 0.00010228 | 0.00011885 | 0.00011901 | 0.00012314 | 0.00011885 | 7.2502e-05 | 0.00010228 | 0.00011885 | 0.00011901 | 0.00012314
1 | 30 | 14 | 0.00011831 | 8.766e-05 | 0.0001146 | 0.00011831 | 0.0001159 | 0.00012328 | 0.00011831 | 8.766e-05 | 0.0001146 | 0.00011831 | 0.0001159 | 0.00012328
1 | 30 | 15 | 0.00011678 | 0.0001007 | 0.00012004 | 0.00011678 | 0.00011776 | 0.00012146 | 0.00011678 | 0.0001007 | 0.00012004 | 0.00011678 | 0.00011776 | 0.00012146
1 | 30 | 16 | 0.0001158 | 0.00013518 | 0.0001423 | 0.0001158 | 0.00012174 | 0.00012052 | 0.0001158 | 0.00013518 | 0.0001423 | 0.0001158 | 0.00012174 | 0.00012052
1 | 30 | 17 | 0.00011724 | 0.00016898 | 0.0001598 | 0.00011724 | 0.00013566 | 0.00012365 | 0.00011724 | 0.00016898 | 0.0001598 | 0.00011724 | 0.00013566 | 0.00012365
1 | 30 | 18 | 0.00012619 | 0.00021257 | 0.0001864 | 0.00012619 | 0.00013988 | 0.00012841 | 0.00012619 | 0.00021257 | 0.0001864 | 0.00012619 | 0.00013988 | 0.00012841
1 | 30 | 19 | 0.00013164 | 0.00024415 | 0.00020354 | 0.00013164 | 0.00015011 | 0.0001283 | 0.00013164 | 0.00024415 | 0.00020354 | 0.00013164 | 0.00015011 | 0.0001283
1 | 30 | 20 | 0.00012966 | 0.00025123 | 0.00019874 | 0.00012966 | 0.0001515 | 0.00012542 | 0.00012966 | 0.00025123 | 0.00019874 | 0.00012966 | 0.0001515 | 0.00012542
1 | 30 | 21 | 0.00012563 | 0.00024445 | 0.00018308 | 0.00012563 | 0.00015342 | 0.00012037 | 0.00012563 | 0.00024445 | 0.00018308 | 0.00012563 | 0.00015342 | 0.00012037
1 | 30 | 22 | 0.00011813 | 0.00023206 | 0.00016977 | 0.00011813 | 0.00016073 | 0.00011032 | 0.00011813 | 0.00023206 | 0.00016977 | 0.00011813 | 0.00016073 | 0.00011032
1 | 30 | 23 | 0.00010742 | 0.00021552 | 0.0001537 | 0.00010742 | 0.00016963 | 0.00010061 | 0.00010742 | 0.00021552 | 0.0001537 | 0.00010742 | 0.00016963 | 0.00010061
1 | 30 | 24 | 9.7575e-05 | 0.00018052 | 0.00012466 | 9.7575e-05 | 0.00017719 | 9.2987e-05 | 9.7575e-05 | 0.00018052 | 0.00012466 | 9.7575e-05 | 0.00017719 | 9.2987e-05
1 | 31 | 1 | 9.0751e-05 | 0.00013825 | 8.7285e-05 | 9.0751e-05 | 0.00018459 | 8.9811e-05 | 9.0751e-05 | 0.00013825 | 8.7285e-05 | 9.0751e-05 | 0.00018459 | 8.9811e-05
1 | 31 | 2 | 8.7343e-05 | 0.00010307 | 6.6412e-05 | 8.7343e-05 | 0.00018964 | 8.7511e-05 | 8.7343e-05 | 0.00010307 | 6.6412e-05 | 8.7343e-05 | 0.00018964 | 8.7511e-05
1 | 31 | 3 | 8.5654e-05 | 7.1086e-05 | 4.7779e-05 | 8.5654e-05 | 0.00019368 | 8.5813e-05 | 8.5654e-05 | 7.1086e-05 | 4.7779e-05 | 8.5654e-05 | 0.00019368 | 8.5813e-05
1 | 31 | 4 | 8.5537e-05 | 4.7828e-05 | 3.3129e-05 | 8.5537e-05 | 0.00019675 | 8.6691e-05 | 8.5537e-05 | 4.7828e-05 | 3.3129e-05 | 8.5537e-05 | 0.00019675 | 8.6691e-05
1 | 31 | 5 | 8.8246e-05 | 2.9833e-05 | 2.2439e-05 | 8.8246e-05 | 0.00019881 | 9.0737e-05 | 8.8246e-05 | 2.9833e-05 | 2.2439e-05 | 8.8246e-05 | 0.00019881 | 9.0737e-05
1 | 31 | 6 | 9.6639e-05 | 1.7982e-05 | 2.1912e-05 | 9.6639e-05 | 0.00020515 | 0.00010088 | 9.6639e-05 | 1.7982e-05 | 2.1912e-05 | 9.6639e-05 | 0.00020515 | 0.00010088
1 | 31 | 7 | 0.00010998 | 1.0474e-05 | 3.9359e-05 | 0.00010998 | 0.00022309 | 0.00011047 | 0.00010998 | 1.0474e-05 | 3.9359e-05 | 0.00010998 | 0.00022309 | 0.00011047
1 | 31 | 8 | 0.00011721 | 1.5064e-05 | 8.3741e-05 | 0.00011721 | 0.00022288 | 0.00011788 | 0.00011721 | 1.5064e-05 | 8.3741e-05 | 0.00011721 | 0.00022288 | 0.00011788
1 | 31 | 9 | 0.00011789 | 3.029e-05 | 0.00013245 | 0.00011789 | 0.00020471 | 0.00012158 | 0.00011789 | 3.029e-05 | 0.00013245 | 0.00011789 | 0.00020471 | 0.00012158
1 | 31 | 10 | 0.0001195 | 3.402e-05 | 0.00013119 | 0.0001195 | 0.00017613 | 0.00012349 | 0.0001195 | 3.402e-05 | 0.00013119 | 0.0001195 | 0.00017613 | 0.00012349
1 | 31 | 11 | 0.00011963 | 4.0383e-05 | 0.00010869 | 0.00011963 | 0.00014831 | 0.00012387 | 0.00011963 | 4.0383e-05 | 0.00010869 | 0.00011963 | 0.00014831 | 0.00012387
1 | 31 | 12 | 0.00011929 | 5.0222e-05 | 9.5191e-05 | 0.00011929 | 0.00012795 | 0.00012422 | 0.00011929 | 5.0222e-05 | 9.5191e-05 | 0.00011929 | 0.00012795 | 0.00012422
1 | 31 | 13 | 0.00011773 | 7.2502e-05 | 0.00010228 | 0.00011773 | 0.00011901 | 0.00012314 | 0.00011773 | 7.2502e-05 | 0.00010228 | 0.00011773 | 0.00011901 | 0.00012314
1 | 31 | 14 | 0.00011674 | 8.766e-05 | 0.0001146 | 0.00011674 | 0.0001159 | 0.00012328 | 0.00011674 | 8.766e-05 | 0.0001146 | 0.00011674 | 0.0001159 | 0.00012328
1 | 31 | 15 | 0.00011528 | 0.0001007 | 0.00012004 | 0.00011528 | 0.00011776 | 0.00012146 | 0.00011528 | 0.0001007 | 0.00012004 | 0.00011528 | 0.00011776 | 0.00012146
1 | 31 | 16 | 0.00011429 | 0.00013518 | 0.0001423 | 0.00011429 | 0.00012174 | 0.00012052 | 0.00011429 | 0.00013518 | 0.0001423 | 0.00011429 | 0.00012174 | 0.00012052
1 | 31 | 17 | 0.00011451 | 0.00016898 | 0.0001598 | 0.00011451 | 0.00013566 | 0.00012365 | 0.00011451 | 0.00016898 | 0.0001598 | 0.00011451 | 0.00013566 | 0.00012365
1 | 31 | 18 | 0.0001251 | 0.00021257 | 0.0001864 | 0.0001251 | 0.00013988 | 0.00012841 | 0.0001251 | 0.00021257 | 0.0001864 | 0.0001251 | 0.00013988 | 0.00012841
1 | 31 | 19 | 0.00013227 | 0.00024415 | 0.00020354 | 0.00013227 | 0.00015011 | 0.0001283 | 0.00013227 | 0.00024415 | 0.00020354 | 0.00013227 | 0.00015011 | 0.0001283
1 | 31 | 20 | 0.00012948 | 0.00025123 | 0.00019874 | 0.00012948 | 0.0001515 | 0.00012542 | 0.00012948 | 0.00025123 | 0.00019874 | 0.00012948 | 0.0001515 | 0.00012542
1 | 31 | 21 | 0.0001262 | 0.00024445 | 0.00018308 | 0.0001262 | 0.00015342 | 0.00012037 | 0.0001262 | 0.00024445 | 0.00018308 | 0.0001262 | 0.00015342 | 0.00012037
1 | 31 | 22 | 0.00011916 | 0.00023206 | 0.00016977 | 0.00011916 | 0.00016073 | 0.00011032 | 0.00011916 | 0.00023206 | 0.00016977 | 0.00011916 | 0.00016073 | 0.00011032
1 | 31 | 23 | 0.00010869 | 0.00021552 | 0.0001537 | 0.00010869 | 0.00016963 | 0.00010061 | 0.00010869 | 0.00021552 | 0.0001537 | 0.00010869 | 0.00016963 | 0.00010061
1 | 31 | 24 | 9.8395e-05 | 0.00018052 | 0.00012466 | 9.8395e-05 | 0.00017719 | 9.2987e-05 | 9.8395e-05 | 0.00018052 | 0.00012466 | 9.8395e-05 | 0.00017719 | 9.2987e-05
2 | 1 | 1 | 9.1446e-05 | 0.00013823 | 8.7111e-05 | 9.1446e-05 | 0.0001626 | 8.6628e-05 | 9.1446e-05 | 0.00013823 | 8.7111e-05 | 9.1446e-05 | 0.0001626 | 8.6628e-05
2 | 1 | 2 | 8.7738e-05 | 0.00010264 | 6.5202e-05 | 8.7738e-05 | 0.00017038 | 8.4471e-05 | 8.7738e-05 | 0.00010264 | 6.5202e-05 | 8.7738e-05 | 0.00017038 | 8.4471e-05
2 | 1 | 3 | 8.582e-05 | 7.0255e-05 | 4.6674e-05 | 8.582e-05 | 0.00017859 | 8.3535e-05 | 8.582e-05 | 7.0255e-05 | 4.6674e-05 | 8.582e-05 | 0.00017859 | 8.3535e-05
2 | 1 | 4 | 8.562e-05 | 4.6935e-05 | 3.21e-05 | 8.562e-05 | 0.00018095 | 8.4454e-05 | 8.562e-05 | 4.6935e-05 | 3.21e-05 | 8.562e-05 | 0.00018095 | 8.4454e-05
2 | 1 | 5 | 8.8367e-05 | 2.9031e-05 | 2.1766e-05 | 8.8367e-05 | 0.00018601 | 8.9474e-05 | 8.8367e-05 | 2.9031e-05 | 2.1766e-05 | 8.8367e-05 | 0.00018601 | 8.9474e-05
2 | 1 | 6 | 9.6315e-05 | 1.7296e-05 | 2.1762e-05 | 9.6315e-05 | 0.00019142 | 9.9442e-05 | 9.6315e-05 | 1.7296e-05 | 2.1762e-05 | 9.6315e-05 | 0.00019142 | 9.9442e-05
2 | 1 | 7 | 0.00010975 | 1.0222e-05 | 4.0424e-05 | 0.00010975 | 0.00019862 | 0.00010804 | 0.00010975 | 1.0222e-05 | 4.0424e-05 | 0.00010975 | 0.00019862 | 0.00010804
2 | 1 | 8 | 0.00011645 | 1.4966e-05 | 8.6619e-05 | 0.00011645 | 0.00019461 | 0.00011531 | 0.00011645 | 1.4966e-05 | 8.6619e-05 | 0.00011645 | 0.00019461 | 0.00011531
2 | 1 | 9 | 0.00011858 | 3.0673e-05 | 0.0001376 | 0.00011858 | 0.00017929 | 0.00011912 | 0.00011858 | 3.0673e-05 | 0.0001376 | 0.00011858 | 0.00017929 | 0.00011912
2 | 1 | 10 | 0.00011999 | 3.3991e-05 | 0.00013555 | 0.00011999 | 0.00015321 | 0.00012095 | 0.00011999 | 3.3991e-05 | 0.00013555 | 0.00011999 | 0.00015321 | 0.00012095
2 | 1 | 11 | 0.00012068 | 4.0179e-05 | 0.00011103 | 0.00012068 | 0.0001293 | 0.00012156 | 0.00012068 | 4.0179e-05 | 0.00011103 | 0.00012068 | 0.0001293 | 0.00012156
2 | 1 | 12 | 0.00012015 | 4.9892e-05 | 9.6247e-05 | 0.00012015 | 0.0001154 | 0.0001212 | 0.00012015 | 4.9892e-05 | 9.6247e-05 | 0.00012015 | 0.0001154 | 0.0001212
2 | 1 | 13 | 0.00011869 | 7.1977e-05 | 0.00010237 | 0.00011869 | 0.0001095 | 0.00012037 | 0.00011869 | 7.1977e-05 | 0.00010237 | 0.00011869 | 0.0001095 | 0.00012037
2 | 1 | 14 | 0.00011806 | 8.6234e-05 | 0.00011419 | 0.00011806 | 0.0001062 | 0.00012023 | 0.00011806 | 8.6234e-05 | 0.00011419 | 0.00011806 | 0.0001062 | 0.00012023
2 | 1 | 15 | 0.00011611 | 9.9301e-05 | 0.00011944 | 0.00011611 | 0.00010487 | 0.00011899 | 0.00011611 | 9.9301e-05 | 0.00011944 | 0.00011611 | 0.00010487 | 0.00011899
2 | 1 | 16 | 0.00011573 | 0.00013469 | 0.00014211 | 0.00011573 | 0.00010711 | 0.00011642 | 0.00011573 | 0.00013469 | 0.00014211 | 0.00011573 | 0.00010711 | 0.00011642
2 | 1 | 17 | 0.00011799 | 0.00016948 | 0.00016005 | 0.00011799 | 0.00011686 | 0.00011552 | 0.00011799 | 0.00016948 | 0.00016005 | 0.00011799 | 0.00011686 | 0.00011552
2 | 1 | 18 | 0.00012564 | 0.00021479 | 0.00018776 | 0.00012564 | 0.00012326 | 0.00012263 | 0.00012564 | 0.00021479 | 0.00018776 | 0.00012564 | 0.00012326 | 0.00012263
2 | 1 | 19 | 0.00013188 | 0.00024763 | 0.00020537 | 0.00013188 | 0.00012921 | 0.00012365 | 0.00013188 | 0.00024763 | 0.00020537 | 0.00013188 | 0.00012921 | 0.00012365
2 | 1 | 20 | 0.00013032 | 0.00025465 | 0.00020007 | 0.00013032 | 0.00012788 | 0.00012463 | 0.00013032 | 0.00025465 | 0.00020007 | 0.00013032 | 0.00012788 | 0.00012463
2 | 1 | 21 | 0.00012658 | 0.00024707 | 0.00018308 | 0.00012658 | 0.00012803 | 0.00011847 | 0.00012658 | 0.00024707 | 0.00018308 | 0.00012658 | 0.00012803 | 0.00011847
2 | 1 | 22 | 0.00011903 | 0.00023332 | 0.00016879 | 0.00011903 | 0.00013368 | 0.00011041 | 0.00011903 | 0.00023332 | 0.00016879 | 0.00011903 | 0.00013368 | 0.00011041
2 | 1 | 23 | 0.00010881 | 0.00021647 | 0.00015271 | 0.00010881 | 0.00014305 | 9.8398e-05 | 0.00010881 | 0.00021647 | 0.00015271 | 0.00010881 | 0.00014305 | 9.8398e-05
2 | 1 | 24 | 9.8695e-05 | 0.00018059 | 0.00012311 | 9.8695e-05 | 0.00015312 | 9.13e-05 | 9.8695e-05 | 0.00018059 | 0.00012311 | 9.8695e-05 | 0.00015312 | 9.13e-05
2 | 2 | 1 | 9.1375e-05 | 0.00013823 | 8.7111e-05 | 9.1375e-05 | 0.0001626 | 8.6628e-05 | 9.1375e-05 | 0.00013823 | 8.7111e-05 | 9.1375e-05 | 0.0001626 | 8.6628e-05
2 | 2 | 2 | 8.7805e-05 | 0.00010264 | 6.5202e-05 | 8.7805e-05 | 0.00017038 | 8.4471e-05 | 8.7805e-05 | 0.00010264 | 6.5202e-05 | 8.7805e-05 | 0.00017038 | 8.4471e-05
2 | 2 | 3 | 8.5783e-05 | 7.0255e-05 | 4.6674e-05 | 8.5783e-05 | 0.00017859 | 8.3535e-05 | 8.5783e-05 | 7.0255e-05 | 4.6674e-05 | 8.5783e-05 | 0.00017859 | 8.3535e-05
2 | 2 | 4 | 8.5687e-05 | 4.6935e-05 | 3.21e-05 | 8.5687e-05 | 0.00018095 | 8.4454e-05 | 8.5687e-05 | 4.6935e-05 | 3.21e-05 | 8.5687e-05 | 0.00018095 | 8.4454e-05
2 | 2 | 5 | 8.8566e-05 | 2.9031e-05 | 2.1766e-05 | 8.8566e-05 | 0.00018601 | 8.9474e-05 | 8.8566e-05 | 2.9031e-05 | 2.1766e-05 | 8.8566e-05 | 0.00018601 | 8.9474e-05
2 | 2 | 6 | 9.6647e-05 | 1.7296e-05 | 2.1762e-05 | 9.6647e-05 | 0.00019142 | 9.9442e-05 | 9.6647e-05 | 1.7296e-05 | 2.1762e-05 | 9.6647e-05 | 0.00019142 | 9.9442e-05
2 | 2 | 7 | 0.00010909 | 1.0222e-05 | 4.0424e-05 | 0.00010909 | 0.00019862 | 0.00010804 | 0.00010909 | 1.0222e-05 | 4.0424e-05 | 0.00010909 | 0.00019862 | 0.00010804
2 | 2 | 8 | 0.00011645 | 1.4966e-05 | 8.6619e-05 | 0.00011645 | 0.00019461 | 0.00011531 | 0.00011645 | 1.4966e-05 | 8.6619e-05 | 0.00011645 | 0.00019461 | 0.00011531
2 | 2 | 9 | 0.00011833 | 3.0673e-05 | 0.0001376 | 0.00011833 | 0.00017929 | 0.00011912 | 0.00011833 | 3.0673e-05 | 0.0001376 | 0.00011833 | 0.00017929 | 0.00011912
2 | 2 | 10 | 0.00011894 | 3.3991e-05 | 0.00013555 | 0.00011894 | 0.00015321 | 0.00012095 | 0.00011894 | 3.3991e-05 | 0.00013555 | 0.00011894 | 0.00015321 | 0.00012095
2 | 2 | 11 | 0.00011894 | 4.0179e-05 | 0.00011103 | 0.00011894 | 0.0001293 | 0.00012156 | 0.00011894 | 4.0179e-05 | 0.00011103 | 0.00011894 | 0.0001293 | 0.00012156
2 | 2 | 12 | 0.0001181 | 4.9892e-05 | 9.6247e-05 | 0.0001181 | 0.0001154 | 0.0001212 | 0.0001181 | 4.9892e-05 | 9.6247e-05 | 0.0001181 | 0.0001154 | 0.0001212
2 | 2 | 13 | 0.00011581 | 7.1977e-05 | 0.00010237 | 0.00011581 | 0.0001095 | 0.00012037 | 0.00011581 | 7.1977e-05 | 0.00010237 | 0.00011581 | 0.0001095 | 0.00012037
2 | 2 | 14 | 0.0001147 | 8.6234e-05 | 0.00011419 | 0.0001147 | 0.0001062 | 0.00012023 | 0.0001147 | 8.6234e-05 | 0.00011419 | 0.0001147 | 0.0001062 | 0.00012023
2 | 2 | 15 | 0.00011221 | 9.9301e-05 | 0.00011944 | 0.00011221 | 0.00010487 | 0.00011899 | 0.00011221 | 9.9301e-05 | 0.00011944 | 0.00011221 | 0.00010487 | 0.00011899
2 | 2 | 16 | 0.00011045 | 0.00013469 | 0.00014211 | 0.00011045 | 0.00010711 | 0.00011642 | 0.00011045 | 0.00013469 | 0.00014211 | 0.00011045 | 0.00010711 | 0.00011642
2 | 2 | 17 | 0.00011076 | 0.00016948 | 0.00016005 | 0.00011076 | 0.00011686 | 0.00011552 | 0.00011076 | 0.00016948 | 0.00016005 | 0.00011076 | 0.00011686 | 0.00011552
2 | 2 | 18 | 0.00011951 | 0.00021479 | 0.00018776 | 0.00011951 | 0.00012326 | 0.00012263 | 0.00011951 | 0.00021479 | 0.00018776 | 0.00011951 | 0.00012326 | 0.00012263
2 | 2 | 19 | 0.00012618 | 0.00024763 | 0.00020537 | 0.00012618 | 0.00012921 | 0.00012365 | 0.00012618 | 0.00024763 | 0.00020537 | 0.00012618 | 0.00012921 | 0.00012365
2 | 2 | 20 | 0.00012314 | 0.00025465 | 0.00020007 | 0.00012314 | 0.00012788 | 0.00012463 | 0.00012314 | 0.00025465 | 0.00020007 | 0.00012314 | 0.00012788 | 0.00012463
2 | 2 | 21 | 0.00011955 | 0.00024707 | 0.00018308 | 0.00011955 | 0.00012803 | 0.00011847 | 0.00011955 | 0.00024707 | 0.00018308 | 0.00011955 | 0.00012803 | 0.00011847
2 | 2 | 22 | 0.00011487 | 0.00023332 | 0.00016879 | 0.00011487 | 0.00013368 | 0.00011041 | 0.00011487 | 0.00023332 | 0.00016879 | 0.00011487 | 0.00013368 | 0.00011041
2 | 2 | 23 | 0.00010756 | 0.00021647 | 0.00015271 | 0.00010756 | 0.00014305 | 9.8398e-05 | 0.00010756 | 0.00021647 | 0.00015271 | 0.00010756 | 0.00014305 | 9.8398e-05
2 | 2 | 24 | 9.9336e-05 | 0.00018059 | 0.00012311 | 9.9336e-05 | 0.00015312 | 9.13e-05 | 9.9336e-05 | 0.00018059 | 0.00012311 | 9.9336e-05 | 0.00015312 | 9.13e-05
2 | 3 | 1 | 9.2062e-05 | 0.00013823 | 8.7111e-05 | 9.2062e-05 | 0.0001626 | 8.6628e-05 | 9.2062e-05 | 0.00013823 | 8.7111e-05 | 9.2062e-05 | 0.0001626 | 8.6628e-05
2 | 3 | 2 | 8.7763e-05 | 0.00010264 | 6.5202e-05 | 8.7763e-05 | 0.00017038 | 8.4471e-05 | 8.7763e-05 | 0.00010264 | 6.5202e-05 | 8.7763e-05 | 0.00017038 | 8.4471e-05
2 | 3 | 3 | 8.5658e-05 | 7.0255e-05 | 4.6674e-05 | 8.5658e-05 | 0.00017859 | 8.3535e-05 | 8.5658e-05 | 7.0255e-05 | 4.6674e-05 | 8.5658e-05 | 0.00017859 | 8.3535e-05
2 | 3 | 4 | 8.4763e-05 | 4.6935e-05 | 3.21e-05 | 8.4763e-05 | 0.00018095 | 8.4454e-05 | 8.4763e-05 | 4.6935e-05 | 3.21e-05 | 8.4763e-05 | 0.00018095 | 8.4454e-05
2 | 3 | 5 | 8.5683e-05 | 2.9031e-05 | 2.1766e-05 | 8.5683e-05 | 0.00018601 | 8.9474e-05 | 8.5683e-05 | 2.9031e-05 | 2.1766e-05 | 8.5683e-05 | 0.00018601 | 8.9474e-05
2 | 3 | 6 | 8.8712e-05 | 1.7296e-05 | 2.1762e-05 | 8.8712e-05 | 0.00019142 | 9.9442e-05 | 8.8712e-05 | 1.7296e-05 | 2.1762e-05 | 8.8712e-05 | 0.00019142 | 9.9442e-05
2 | 3 | 7 | 9.2782e-05 | 1.0222e-05 | 4.0424e-05 | 9.2782e-05 | 0.00019862 | 0.00010804 | 9.2782e-05 | 1.0222e-05 | 4.0424e-05 | 9.2782e-05 | 0.00019862 | 0.00010804
2 | 3 | 8 | 9.4504e-05 | 1.4966e-05 | 8.6619e-05 | 9.4504e-05 | 0.00019461 | 0.00011531 | 9.4504e-05 | 1.4966e-05 | 8.6619e-05 | 9.4504e-05 | 0.00019461 | 0.00011531
2 | 3 | 9 | 0.00010083 | 3.0673e-05 | 0.0001376 | 0.00010083 | 0.00017929 | 0.00011912 | 0.00010083 | 3.0673e-05 | 0.0001376 | 0.00010083 | 0.00017929 | 0.00011912
2 | 3 | 10 | 0.00010219 | 3.3991e-05 | 0.00013555 | 0.00010219 | 0.00015321 | 0.00012095 | 0.00010219 | 3.3991e-05 | 0.00013555 | 0.00010219 | 0.00015321 | 0.00012095
2 | 3 | 11 | 0.00010288 | 4.0179e-05 | 0.00011103 | 0.00010288 | 0.0001293 | 0.00012156 | 0.00010288 | 4.0179e-05 | 0.00011103 | 0.00010288 | 0.0001293 | 0.00012156
2 | 3 | 12 | 0.00010188 | 4.9892e-05 | 9.6247e-05 | 0.00010188 | 0.0001154 | 0.0001212 | 0.00010188 | 4.9892e-05 | 9.6247e-05 | 0.00010188 | 0.0001154 | 0.0001212
2 | 3 | 13 | 0.00010017 | 7.1977e-05 | 0.00010237 | 0.00010017 | 0.0001095 | 0.00012037 | 0.00010017 | 7.1977e-05 | 0.00010237 | 0.00010017 | 0.0001095 | 0.00012037
2 | 3 | 14 | 9.8333e-05 | 8.6234e-05 | 0.00011419 | 9.8333e-05 | 0.0001062 | 0.00012023 | 9.8333e-05 | 8.6234e-05 | 0.00011419 | 9.8333e-05 | 0.0001062 | 0.00012023
2 | 3 | 15 | 9.6797e-05 | 9.9301e-05 | 0.00011944 | 9.6797e-05 | 0.00010487 | 0.00011899 | 9.6797e-05 | 9.9301e-05 | 0.00011944 | 9.6797e-05 | 0.00010487 | 0.00011899
2 | 3 | 16 | 9.5832e-05 | 0.00013469 | 0.00014211 | 9.5832e-05 | 0.00010711 | 0.00011642 | 9.5832e-05 | 0.00013469 | 0.00014211 | 9.5832e-05 | 0.00010711 | 0.00011642
2 | 3 | 17 | 9.7039e-05 | 0.00016948 | 0.00016005 | 9.7039e-05 | 0.00011686 | 0.00011552 | 9.7039e-05 | 0.00016948 | 0.00016005 | 9.7039e-05 | 0.00011686 | 0.00011552
2 | 3 | 18 | 0.00010585 | 0.00021479 | 0.00018776 | 0.00010585 | 0.00012326 | 0.00012263 | 0.00010585 | 0.00021479 | 0.00018776 | 0.00010585 | 0.00012326 | 0.00012263
2 | 3 | 19 | 0.00011619 | 0.00024763 | 0.00020537 | 0.00011619 | 0.00012921 | 0.00012365 | 0.00011619 | 0.00024763 | 0.00020537 | 0.00011619 | 0.00012921 | 0.00012365
2 | 3 | 20 | 0.00011431 | 0.00025465 | 0.00020007 | 0.00011431 | 0.00012788 | 0.00012463 | 0.00011431 | 0.00025465 | 0.00020007 | 0.00011431 | 0.00012788 | 0.00012463
2 | 3 | 21 | 0.00011137 | 0.00024707 | 0.00018308 | 0.00011137 | 0.00012803 | 0.00011847 | 0.00011137 | 0.00024707 | 0.00018308 | 0.00011137 | 0.00012803 | 0.00011847
2 | 3 | 22 | 0.00010756 | 0.00023332 | 0.00016879 | 0.00010756 | 0.00013368 | 0.00011041 | 0.00010756 | 0.00023332 | 0.00016879 | 0.00010756 | 0.00013368 | 0.00011041
2 | 3 | 23 | 0.00010098 | 0.00021647 | 0.00015271 | 0.00010098 | 0.00014305 | 9.8398e-05 | 0.00010098 | 0.00021647 | 0.00015271 | 0.00010098 | 0.00014305 | 9.8398e-05
2 | 3 | 24 | 9.3901e-05 | 0.00018059 | 0.00012311 | 9.3901e-05 | 0.00015312 | 9.13e-05 | 9.3901e-05 | 0.00018059 | 0.00012311 | 9.3901e-05 | 0.00015312 | 9.13e-05
2 | 4 | 1 | 8.8204e-05 | 0.00013823 | 8.7111e-05 | 8.8204e-05 | 0.0001626 | 8.6628e-05 | 8.8204e-05 | 0.00013823 | 8.7111e-05 | 8.8204e-05 | 0.0001626 | 8.6628e-05
2 | 4 | 2 | 8.463e-05 | 0.00010264 | 6.5202e-05 | 8.463e-05 | 0.00017038 | 8.4471e-05 | 8.463e-05 | 0.00010264 | 6.5202e-05 | 8.463e-05 | 0.00017038 | 8.4471e-05
2 | 4 | 3 | 8.173e-05 | 7.0255e-05 | 4.6674e-05 | 8.173e-05 | 0.00017859 | 8.3535e-05 | 8.173e-05 | 7.0255e-05 | 4.6674e-05 | 8.173e-05 | 0.00017859 | 8.3535e-05
2 | 4 | 4 | 8.091e-05 | 4.6935e-05 | 3.21e-05 | 8.091e-05 | 0.00018095 | 8.4454e-05 | 8.091e-05 | 4.6935e-05 | 3.21e-05 | 8.091e-05 | 0.00018095 | 8.4454e-05
2 | 4 | 5 | 8.1247e-05 | 2.9031e-05 | 2.1766e-05 | 8.1247e-05 | 0.00018601 | 8.9474e-05 | 8.1247e-05 | 2.9031e-05 | 2.1766e-05 | 8.1247e-05 | 0.00018601 | 8.9474e-05
2 | 4 | 6 | 8.3348e-05 | 1.7296e-05 | 2.1762e-05 | 8.3348e-05 | 0.00019142 | 9.9442e-05 | 8.3348e-05 | 1.7296e-05 | 2.1762e-05 | 8.3348e-05 | 0.00019142 | 9.9442e-05
2 | 4 | 7 | 8.6045e-05 | 1.0222e-05 | 4.0424e-05 | 8.6045e-05 | 0.00019862 | 0.00010804 | 8.6045e-05 | 1.0222e-05 | 4.0424e-05 | 8.6045e-05 | 0.00019862 | 0.00010804
2 | 4 | 8 | 8.7817e-05 | 1.4966e-05 | 8.6619e-05 | 8.7817e-05 | 0.00019461 | 0.00011531 | 8.7817e-05 | 1.4966e-05 | 8.6619e-05 | 8.7817e-05 | 0.00019461 | 0.00011531
2 | 4 | 9 | 9.2653e-05 | 3.0673e-05 | 0.0001376 | 9.2653e-05 | 0.00017929 | 0.00011912 | 9.2653e-05 | 3.0673e-05 | 0.0001376 | 9.2653e-05 | 0.00017929 | 0.00011912
2 | 4 | 10 | 9.5412e-05 | 3.3991e-05 | 0.00013555 | 9.5412e-05 | 0.00015321 | 0.00012095 | 9.5412e-05 | 3.3991e-05 | 0.00013555 | 9.5412e-05 | 0.00015321 | 0.00012095
2 | 4 | 11 | 9.6893e-05 | 4.0179e-05 | 0.00011103 | 9.6893e-05 | 0.0001293 | 0.00012156 | 9.6893e-05 | 4.0179e-05 | 0.00011103 | 9.6893e-05 | 0.0001293 | 0.00012156
2 | 4 | 12 | 9.7667e-05 | 4.9892e-05 | 9.6247e-05 | 9.7667e-05 | 0.0001154 | 0.0001212 | 9.7667e-05 | 4.9892e-05 | 9.6247e-05 | 9.7667e-05 | 0.0001154 | 0.0001212
2 | 4 | 13 | 9.8229e-05 | 7.1977e-05 | 0.00010237 | 9.8229e-05 | 0.0001095 | 0.00012037 | 9.8229e-05 | 7.1977e-05 | 0.00010237 | 9.8229e-05 | 0.0001095 | 0.00012037
2 | 4 | 14 | 9.7276e-05 | 8.6234e-05 | 0.00011419 | 9.7276e-05 | 0.0001062 | 0.00012023 | 9.7276e-05 | 8.6234e-05 | 0.00011419 | 9.7276e-05 | 0.0001062 | 0.00012023
2 | 4 | 15 | 9.6631e-05 | 9.9301e-05 | 0.00011944 | 9.6631e-05 | 0.00010487 | 0.00011899 | 9.6631e-05 | 9.9301e-05 | 0.00011944 | 9.6631e-05 | 0.00010487 | 0.00011899
2 | 4 | 16 | 9.5761e-05 | 0.00013469 | 0.00014211 | 9.5761e-05 | 0.00010711 | 0.00011642 | 9.5761e-05 | 0.00013469 | 0.00014211 | 9.5761e-05 | 0.00010711 | 0.00011642
2 | 4 | 17 | 9.5794e-05 | 0.00016948 | 0.00016005 | 9.5794e-05 | 0.00011686 | 0.00011552 | 9.5794e-05 | 0.00016948 | 0.00016005 | 9.5794e-05 | 0.00011686 | 0.00011552
2 | 4 | 18 | 0.00010349 | 0.00021479 | 0.00018776 | 0.00010349 | 0.00012326 | 0.00012263 | 0.00010349 | 0.00021479 | 0.00018776 | 0.00010349 | 0.00012326 | 0.00012263
2 | 4 | 19 | 0.00011112 | 0.00024763 | 0.00020537 | 0.00011112 | 0.00012921 | 0.00012365 | 0.00011112 | 0.00024763 | 0.00020537 | 0.00011112 | 0.00012921 | 0.00012365
2 | 4 | 20 | 0.00011135 | 0.00025465 | 0.00020007 | 0.00011135 | 0.00012788 | 0.00012463 | 0.00011135 | 0.00025465 | 0.00020007 | 0.00011135 | 0.00012788 | 0.00012463
2 | 4 | 21 | 0.00010973 | 0.00024707 | 0.00018308 | 0.00010973 | 0.00012803 | 0.00011847 | 0.00010973 | 0.00024707 | 0.00018308 | 0.00010973 | 0.00012803 | 0.00011847
2 | 4 | 22 | 0.00010457 | 0.00023332 | 0.00016879 | 0.00010457 | 0.00013368 | 0.00011041 | 0.00010457 | 0.00023332 | 0.00016879 | 0.00010457 | 0.00013368 | 0.00011041
2 | 4 | 23 | 9.6111e-05 | 0.00021647 | 0.00015271 | 9.6111e-05 | 0.00014305 | 9.8398e-05 | 9.6111e-05 | 0.00021647 | 0.00015271 | 9.6111e-05 | 0.00014305 | 9.8398e-05
2 | 4 | 24 | 8.8005e-05 | 0.00018059 | 0.00012311 | 8.8005e-05 | 0.00015312 | 9.13e-05 | 8.8005e-05 | 0.00018059 | 0.00012311 | 8.8005e-05 | 0.00015312 | 9.13e-05
2 | 5 | 1 | 8.3057e-05 | 0.00013823 | 8.7111e-05 | 8.3057e-05 | 0.0001626 | 8.6628e-05 | 8.3057e-05 | 0.00013823 | 8.7111e-05 | 8.3057e-05 | 0.0001626 | 8.6628e-05
2 | 5 | 2 | 8.066e-05 | 0.00010264 | 6.5202e-05 | 8.066e-05 | 0.00017038 | 8.4471e-05 | 8.066e-05 | 0.00010264 | 6.5202e-05 | 8.066e-05 | 0.00017038 | 8.4471e-05
2 | 5 | 3 | 7.9237e-05 | 7.0255e-05 | 4.6674e-05 | 7.9237e-05 | 0.00017859 | 8.3535e-05 | 7.9237e-05 | 7.0255e-05 | 4.6674e-05 | 7.9237e-05 | 0.00017859 | 8.3535e-05
2 | 5 | 4 | 7.9495e-05 | 4.6935e-05 | 3.21e-05 | 7.9495e-05 | 0.00018095 | 8.4454e-05 | 7.9495e-05 | 4.6935e-05 | 3.21e-05 | 7.9495e-05 | 0.00018095 | 8.4454e-05
2 | 5 | 5 | 8.2853e-05 | 2.9031e-05 | 2.1766e-05 | 8.2853e-05 | 0.00018601 | 8.9474e-05 | 8.2853e-05 | 2.9031e-05 | 2.1766e-05 | 8.2853e-05 | 0.00018601 | 8.9474e-05
2 | 5 | 6 | 9.0668e-05 | 1.7296e-05 | 2.1762e-05 | 9.0668e-05 | 0.00019142 | 9.9442e-05 | 9.0668e-05 | 1.7296e-05 | 2.1762e-05 | 9.0668e-05 | 0.00019142 | 9.9442e-05
2 | 5 | 7 | 0.00010311 | 1.0222e-05 | 4.0424e-05 | 0.00010311 | 0.00019862 | 0.00010804 | 0.00010311 | 1.0222e-05 | 4.0424e-05 | 0.00010311 | 0.00019862 | 0.00010804
2 | 5 | 8 | 0.00011015 | 1.4966e-05 | 8.6619e-05 | 0.00011015 | 0.00019461 | 0.00011531 | 0.00011015 | 1.4966e-05 | 8.6619e-05 | 0.00011015 | 0.00019461 | 0.00011531
2 | 5 | 9 | 0.00011212 | 3.0673e-05 | 0.0001376 | 0.00011212 | 0.00017929 | 0.00011912 | 0.00011212 | 3.0673e-05 | 0.0001376 | 0.00011212 | 0.00017929 | 0.00011912
2 | 5 | 10 | 0.00011489 | 3.3991e-05 | 0.00013555 | 0.00011489 | 0.00015321 | 0.00012095 | 0.00011489 | 3.3991e-05 | 0.00013555 | 0.00011489 | 0.00015321 | 0.00012095
2 | 5 | 11 | 0.00011714 | 4.0179e-05 | 0.00011103 | 0.00011714 | 0.0001293 | 0.00012156 | 0.00011714 | 4.0179e-05 | 0.00011103 | 0.00011714 | 0.0001293 | 0.00012156
2 | 5 | 12 | 0.00011876 | 4.9892e-05 | 9.6247e-05 | 0.00011876 | 0.0001154 | 0.0001212 | 0.00011876 | 4.9892e-05 | 9.6247e-05 | 0.00011876 | 0.0001154 | 0.0001212
2 | 5 | 13 | 0.00011809 | 7.1977e-05 | 0.00010237 | 0.00011809 | 0.0001095 | 0.00012037 | 0.00011809 | 7.1977e-05 | 0.00010237 | 0.00011809 | 0.0001095 | 0.00012037
2 | 5 | 14 | 0.00011827 | 8.6234e-05 | 0.00011419 | 0.00011827 | 0.0001062 | 0.00012023 | 0.00011827 | 8.6234e-05 | 0.00011419 | 0.00011827 | 0.0001062 | 0.00012023
2 | 5 | 15 | 0.00011693 | 9.9301e-05 | 0.00011944 | 0.00011693 | 0.00010487 | 0.00011899 | 0.00011693 | 9.9301e-05 | 0.00011944 | 0.00011693 | 0.00010487 | 0.00011899
2 | 5 | 16 | 0.00011472 | 0.00013469 | 0.00014211 | 0.00011472 | 0.00010711 | 0.00011642 | 0.00011472 | 0.00013469 | 0.00014211 | 0.00011472 | 0.00010711 | 0.00011642
2 | 5 | 17 | 0.00011378 | 0.00016948 | 0.00016005 | 0.00011378 | 0.00011686 | 0.00011552 | 0.00011378 | 0.00016948 | 0.00016005 | 0.00011378 | 0.00011686 | 0.00011552
2 | 5 | 18 | 0.00012197 | 0.00021479 | 0.00018776 | 0.00012197 | 0.00012326 | 0.00012263 | 0.00012197 | 0.00021479 | 0.00018776 | 0.00012197 | 0.00012326 | 0.00012263
2 | 5 | 19 | 0.00012906 | 0.00024763 | 0.00020537 | 0.00012906 | 0.00012921 | 0.00012365 | 0.00012906 | 0.00024763 | 0.00020537 | 0.00012906 | 0.00012921 | 0.00012365
2 | 5 | 20 | 0.00012602 | 0.00025465 | 0.00020007 | 0.00012602 | 0.00012788 | 0.00012463 | 0.00012602 | 0.00025465 | 0.00020007 | 0.00012602 | 0.00012788 | 0.00012463
2 | 5 | 21 | 0.00012109 | 0.00024707 | 0.00018308 | 0.00012109 | 0.00012803 | 0.00011847 | 0.00012109 | 0.00024707 | 0.00018308 | 0.00012109 | 0.00012803 | 0.00011847
2 | 5 | 22 | 0.00011327 | 0.00023332 | 0.00016879 | 0.00011327 | 0.00013368 | 0.00011041 | 0.00011327 | 0.00023332 | 0.00016879 | 0.00011327 | 0.00013368 | 0.00011041
2 | 5 | 23 | 0.00010361 | 0.00021647 | 0.00015271 | 0.00010361 | 0.00014305 | 9.8398e-05 | 0.00010361 | 0.00021647 | 0.00015271 | 0.00010361 | 0.00014305 | 9.8398e-05
2 | 5 | 24 | 9.346e-05 | 0.00018059 | 0.00012311 | 9.346e-05 | 0.00015312 | 9.13e-05 | 9.346e-05 | 0.00018059 | 0.00012311 | 9.346e-05 | 0.00015312 | 9.13e-05
2 | 6 | 1 | 8.7127e-05 | 0.00013823 | 8.7111e-05 | 8.7127e-05 | 0.0001626 | 8.6628e-05 | 8.7127e-05 | 0.00013823 | 8.7111e-05 | 8.7127e-05 | 0.0001626 | 8.6628e-05
2 | 6 | 2 | 8.3831e-05 | 0.00010264 | 6.5202e-05 | 8.3831e-05 | 0.00017038 | 8.4471e-05 | 8.3831e-05 | 0.00010264 | 6.5202e-05 | 8.3831e-05 | 0.00017038 | 8.4471e-05
2 | 6 | 3 | 8.2104e-05 | 7.0255e-05 | 4.6674e-05 | 8.2104e-05 | 0.00017859 | 8.3535e-05 | 8.2104e-05 | 7.0255e-05 | 4.6674e-05 | 8.2104e-05 | 0.00017859 | 8.3535e-05
2 | 6 | 4 | 8.1971e-05 | 4.6935e-05 | 3.21e-05 | 8.1971e-05 | 0.00018095 | 8.4454e-05 | 8.1971e-05 | 4.6935e-05 | 3.21e-05 | 8.1971e-05 | 0.00018095 | 8.4454e-05
2 | 6 | 5 | 8.4484e-05 | 2.9031e-05 | 2.1766e-05 | 8.4484e-05 | 0.00018601 | 8.9474e-05 | 8.4484e-05 | 2.9031e-05 | 2.1766e-05 | 8.4484e-05 | 0.00018601 | 8.9474e-05
2 | 6 | 6 | 9.2757e-05 | 1.7296e-05 | 2.1762e-05 | 9.2757e-05 | 0.00019142 | 9.9442e-05 | 9.2757e-05 | 1.7296e-05 | 2.1762e-05 | 9.2757e-05 | 0.00019142 | 9.9442e-05
2 | 6 | 7 | 0.00010545 | 1.0222e-05 | 4.0424e-05 | 0.00010545 | 0.00019862 | 0.00010804 | 0.00010545 | 1.0222e-05 | 4.0424e-05 | 0.00010545 | 0.00019862 | 0.00010804
2 | 6 | 8 | 0.00011175 | 1.4966e-05 | 8.6619e-05 | 0.00011175 | 0.00019461 | 0.00011531 | 0.00011175 | 1.4966e-05 | 8.6619e-05 | 0.00011175 | 0.00019461 | 0.00011531
2 | 6 | 9 | 0.00011291 | 3.0673e-05 | 0.0001376 | 0.00011291 | 0.00017929 | 0.00011912 | 0.00011291 | 3.0673e-05 | 0.0001376 | 0.00011291 | 0.00017929 | 0.00011912
2 | 6 | 10 | 0.00011545 | 3.3991e-05 | 0.00013555 | 0.00011545 | 0.00015321 | 0.00012095 | 0.00011545 | 3.3991e-05 | 0.00013555 | 0.00011545 | 0.00015321 | 0.00012095
2 | 6 | 11 | 0.00011769 | 4.0179e-05 | 0.00011103 | 0.00011769 | 0.0001293 | 0.00012156 | 0.00011769 | 4.0179e-05 | 0.00011103 | 0.00011769 | 0.0001293 | 0.00012156
2 | 6 | 12 | 0.00011695 | 4.9892e-05 | 9.6247e-05 | 0.00011695 | 0.0001154 | 0.0001212 | 0.00011695 | 4.9892e-05 | 9.6247e-05 | 0.00011695 | 0.0001154 | 0.0001212
2 | 6 | 13 | 0.00011749 | 7.1977e-05 | 0.00010237 | 0.00011749 | 0.0001095 | 0.00012037 | 0.00011749 | 7.1977e-05 | 0.00010237 | 0.00011749 | 0.0001095 | 0.00012037
2 | 6 | 14 | 0.00011764 | 8.6234e-05 | 0.00011419 | 0.00011764 | 0.0001062 | 0.00012023 | 0.00011764 | 8.6234e-05 | 0.00011419 | 0.00011764 | 0.0001062 | 0.00012023
2 | 6 | 15 | 0.00011562 | 9.9301e-05 | 0.00011944 | 0.00011562 | 0.00010487 | 0.00011899 | 0.00011562 | 9.9301e-05 | 0.00011944 | 0.00011562 | 0.00010487 | 0.00011899
2 | 6 | 16 | 0.00011376 | 0.00013469 | 0.00014211 | 0.00011376 | 0.00010711 | 0.00011642 | 0.00011376 | 0.00013469 | 0.00014211 | 0.00011376 | 0.00010711 | 0.00011642
2 | 6 | 17 | 0.00011288 | 0.00016948 | 0.00016005 | 0.00011288 | 0.00011686 | 0.00011552 | 0.00011288 | 0.00016948 | 0.00016005 | 0.00011288 | 0.00011686 | 0.00011552
2 | 6 | 18 | 0.00012029 | 0.00021479 | 0.00018776 | 0.00012029 | 0.00012326 | 0.00012263 | 0.00012029 | 0.00021479 | 0.00018776 | 0.00012029 | 0.00012326 | 0.00012263
2 | 6 | 19 | 0.0001277 | 0.00024763 | 0.00020537 | 0.0001277 | 0.00012921 | 0.00012365 | 0.0001277 | 0.00024763 | 0.00020537 | 0.0001277 | 0.00012921 | 0.00012365
2 | 6 | 20 | 0.00012462 | 0.00025465 | 0.00020007 | 0.00012462 | 0.00012788 | 0.00012463 | 0.00012462 | 0.00025465 | 0.00020007 | 0.00012462 | 0.00012788 | 0.00012463
2 | 6 | 21 | 0.00012026 | 0.00024707 | 0.00018308 | 0.00012026 | 0.00012803 | 0.00011847 | 0.00012026 | 0.00024707 | 0.00018308 | 0.00012026 | 0.00012803 | 0.00011847
2 | 6 | 22 | 0.00011296 | 0.00023332 | 0.00016879 | 0.00011296 | 0.00013368 | 0.00011041 | 0.00011296 | 0.00023332 | 0.00016879 | 0.00011296 | 0.00013368 | 0.00011041
2 | 6 | 23 | 0.00010378 | 0.00021647 | 0.00015271 | 0.00010378 | 0.00014305 | 9.8398e-05 | 0.00010378 | 0.00021647 | 0.00015271 | 0.00010378 | 0.00014305 | 9.8398e-05
2 | 6 | 24 | 9.4821e-05 | 0.00018059 | 0.00012311 | 9.4821e-05 | 0.00015312 | 9.13e-05 | 9.4821e-05 | 0.00018059 | 0.00012311 | 9.4821e-05 | 0.00015312 | 9.13e-05
2 | 7 | 1 | 8.7859e-05 | 0.00013823 | 8.7111e-05 | 8.7859e-05 | 0.0001626 | 8.6628e-05 | 8.7859e-05 | 0.00013823 | 8.7111e-05 | 8.7859e-05 | 0.0001626 | 8.6628e-05
2 | 7 | 2 | 8.4002e-05 | 0.00010264 | 6.5202e-05 | 8.4002e-05 | 0.00017038 | 8.4471e-05 | 8.4002e-05 | 0.00010264 | 6.5202e-05 | 8.4002e-05 | 0.00017038 | 8.4471e-05
2 | 7 | 3 | 8.242e-05 | 7.0255e-05 | 4.6674e-05 | 8.242e-05 | 0.00017859 | 8.3535e-05 | 8.242e-05 | 7.0255e-05 | 4.6674e-05 | 8.242e-05 | 0.00017859 | 8.3535e-05
2 | 7 | 4 | 8.2612e-05 | 4.6935e-05 | 3.21e-05 | 8.2612e-05 | 0.00018095 | 8.4454e-05 | 8.2612e-05 | 4.6935e-05 | 3.21e-05 | 8.2612e-05 | 0.00018095 | 8.4454e-05
2 | 7 | 5 | 8.4647e-05 | 2.9031e-05 | 2.1766e-05 | 8.4647e-05 | 0.00018601 | 8.9474e-05 | 8.4647e-05 | 2.9031e-05 | 2.1766e-05 | 8.4647e-05 | 0.00018601 | 8.9474e-05
2 | 7 | 6 | 9.2911e-05 | 1.7296e-05 | 2.1762e-05 | 9.2911e-05 | 0.00019142 | 9.9442e-05 | 9.2911e-05 | 1.7296e-05 | 2.1762e-05 | 9.2911e-05 | 0.00019142 | 9.9442e-05
2 | 7 | 7 | 0.000105 | 1.0222e-05 | 4.0424e-05 | 0.000105 | 0.00019862 | 0.00010804 | 0.000105 | 1.0222e-05 | 4.0424e-05 | 0.000105 | 0.00019862 | 0.00010804
2 | 7 | 8 | 0.0001107 | 1.4966e-05 | 8.6619e-05 | 0.0001107 | 0.00019461 | 0.00011531 | 0.0001107 | 1.4966e-05 | 8.6619e-05 | 0.0001107 | 0.00019461 | 0.00011531
2 | 7 | 9 | 0.00011336 | 3.0673e-05 | 0.0001376 | 0.00011336 | 0.00017929 | 0.00011912 | 0.00011336 | 3.0673e-05 | 0.0001376 | 0.00011336 | 0.00017929 | 0.00011912
2 | 7 | 10 | 0.00011545 | 3.3991e-05 | 0.00013555 | 0.00011545 | 0.00015321 | 0.00012095 | 0.00011545 | 3.3991e-05 | 0.00013555 | 0.00011545 | 0.00015321 | 0.00012095
2 | 7 | 11 | 0.00011692 | 4.0179e-05 | 0.00011103 | 0.00011692 | 0.0001293 | 0.00012156 | 0.00011692 | 4.0179e-05 | 0.00011103 | 0.00011692 | 0.0001293 | 0.00012156
2 | 7 | 12 | 0.00011769 | 4.9892e-05 | 9.6247e-05 | 0.00011769 | 0.0001154 | 0.0001212 | 0.00011769 | 4.9892e-05 | 9.6247e-05 | 0.00011769 | 0.0001154 | 0.0001212
2 | 7 | 13 | 0.00011631 | 7.1977e-05 | 0.00010237 | 0.00011631 | 0.0001095 | 0.00012037 | 0.00011631 | 7.1977e-05 | 0.00010237 | 0.00011631 | 0.0001095 | 0.00012037
2 | 7 | 14 | 0.00011534 | 8.6234e-05 | 0.00011419 | 0.00011534 | 0.0001062 | 0.00012023 | 0.00011534 | 8.6234e-05 | 0.00011419 | 0.00011534 | 0.0001062 | 0.00012023
2 | 7 | 15 | 0.00011477 | 9.9301e-05 | 0.00011944 | 0.00011477 | 0.00010487 | 0.00011899 | 0.00011477 | 9.9301e-05 | 0.00011944 | 0.00011477 | 0.00010487 | 0.00011899
2 | 7 | 16 | 0.00011367 | 0.00013469 | 0.00014211 | 0.00011367 | 0.00010711 | 0.00011642 | 0.00011367 | 0.00013469 | 0.00014211 | 0.00011367 | 0.00010711 | 0.00011642
2 | 7 | 17 | 0.00011414 | 0.00016948 | 0.00016005 | 0.00011414 | 0.00011686 | 0.00011552 | 0.00011414 | 0.00016948 | 0.00016005 | 0.00011414 | 0.00011686 | 0.00011552
2 | 7 | 18 | 0.0001202 | 0.00021479 | 0.00018776 | 0.0001202 | 0.00012326 | 0.00012263 | 0.0001202 | 0.00021479 | 0.00018776 | 0.0001202 | 0.00012326 | 0.00012263
2 | 7 | 19 | 0.00012767 | 0.00024763 | 0.00020537 | 0.00012767 | 0.00012921 | 0.00012365 | 0.00012767 | 0.00024763 | 0.00020537 | 0.00012767 | 0.00012921 | 0.00012365
2 | 7 | 20 | 0.00012646 | 0.00025465 | 0.00020007 | 0.00012646 | 0.00012788 | 0.00012463 | 0.00012646 | 0.00025465 | 0.00020007 | 0.00012646 | 0.00012788 | 0.00012463
2 | 7 | 21 | 0.00012264 | 0.00024707 | 0.00018308 | 0.00012264 | 0.00012803 | 0.00011847 | 0.00012264 | 0.00024707 | 0.00018308 | 0.00012264 | 0.00012803 | 0.00011847
2 | 7 | 22 | 0.0001159 | 0.00023332 | 0.00016879 | 0.0001159 | 0.00013368 | 0.00011041 | 0.0001159 | 0.00023332 | 0.00016879 | 0.0001159 | 0.00013368 | 0.00011041
2 | 7 | 23 | 0.00010585 | 0.00021647 | 0.00015271 | 0.00010585 | 0.00014305 | 9.8398e-05 | 0.00010585 | 0.00021647 | 0.00015271 | 0.00010585 | 0.00014305 | 9.8398e-05
2 | 7 | 24 | 9.6306e-05 | 0.00018059 | 0.00012311 | 9.6306e-05 | 0.00015312 | 9.13e-05 | 9.6306e-05 | 0.00018059 | 0.00012311 | 9.6306e-05 | 0.00015312 | 9.13e-05
2 | 8 | 1 | 8.8924e-05 | 0.00013823 | 8.7111e-05 | 8.8924e-05 | 0.0001626 | 8.6628e-05 | 8.8924e-05 | 0.00013823 | 8.7111e-05 | 8.8924e-05 | 0.0001626 | 8.6628e-05
2 | 8 | 2 | 8.5005e-05 | 0.00010264 | 6.5202e-05 | 8.5005e-05 | 0.00017038 | 8.4471e-05 | 8.5005e-05 | 0.00010264 | 6.5202e-05 | 8.5005e-05 | 0.00017038 | 8.4471e-05
2 | 8 | 3 | 8.329e-05 | 7.0255e-05 | 4.6674e-05 | 8.329e-05 | 0.00017859 | 8.3535e-05 | 8.329e-05 | 7.0255e-05 | 4.6674e-05 | 8.329e-05 | 0.00017859 | 8.3535e-05
2 | 8 | 4 | 8.3099e-05 | 4.6935e-05 | 3.21e-05 | 8.3099e-05 | 0.00018095 | 8.4454e-05 | 8.3099e-05 | 4.6935e-05 | 3.21e-05 | 8.3099e-05 | 0.00018095 | 8.4454e-05
2 | 8 | 5 | 8.5529e-05 | 2.9031e-05 | 2.1766e-05 | 8.5529e-05 | 0.00018601 | 8.9474e-05 | 8.5529e-05 | 2.9031e-05 | 2.1766e-05 | 8.5529e-05 | 0.00018601 | 8.9474e-05
2 | 8 | 6 | 9.3884e-05 | 1.7296e-05 | 2.1762e-05 | 9.3884e-05 | 0.00019142 | 9.9442e-05 | 9.3884e-05 | 1.7296e-05 | 2.1762e-05 | 9.3884e-05 | 0.00019142 | 9.9442e-05
2 | 8 | 7 | 0.00010561 | 1.0222e-05 | 4.0424e-05 | 0.00010561 | 0.00019862 | 0.00010804 | 0.00010561 | 1.0222e-05 | 4.0424e-05 | 0.00010561 | 0.00019862 | 0.00010804
2 | 8 | 8 | 0.00011261 | 1.4966e-05 | 8.6619e-05 | 0.00011261 | 0.00019461 | 0.00011531 | 0.00011261 | 1.4966e-05 | 8.6619e-05 | 0.00011261 | 0.00019461 | 0.00011531
2 | 8 | 9 | 0.00011422 | 3.0673e-05 | 0.0001376 | 0.00011422 | 0.00017929 | 0.00011912 | 0.00011422 | 3.0673e-05 | 0.0001376 | 0.00011422 | 0.00017929 | 0.00011912
2 | 8 | 10 | 0.00011685 | 3.3991e-05 | 0.00013555 | 0.00011685 | 0.00015321 | 0.00012095 | 0.00011685 | 3.3991e-05 | 0.00013555 | 0.00011685 | 0.00015321 | 0.00012095
2 | 8 | 11 | 0.0001184 | 4.0179e-05 | 0.00011103 | 0.0001184 | 0.0001293 | 0.00012156 | 0.0001184 | 4.0179e-05 | 0.00011103 | 0.0001184 | 0.0001293 | 0.00012156
2 | 8 | 12 | 0.00011832 | 4.9892e-05 | 9.6247e-05 | 0.00011832 | 0.0001154 | 0.0001212 | 0.00011832 | 4.9892e-05 | 9.6247e-05 | 0.00011832 | 0.0001154 | 0.0001212
2 | 8 | 13 | 0.00011781 | 7.1977e-05 | 0.00010237 | 0.00011781 | 0.0001095 | 0.00012037 | 0.00011781 | 7.1977e-05 | 0.00010237 | 0.00011781 | 0.0001095 | 0.00012037
2 | 8 | 14 | 0.00011725 | 8.6234e-05 | 0.00011419 | 0.00011725 | 0.0001062 | 0.00012023 | 0.00011725 | 8.6234e-05 | 0.00011419 | 0.00011725 | 0.0001062 | 0.00012023
2 | 8 | 15 | 0.00011608 | 9.9301e-05 | 0.00011944 | 0.00011608 | 0.00010487 | 0.00011899 | 0.00011608 | 9.9301e-05 | 0.00011944 | 0.00011608 | 0.00010487 | 0.00011899
2 | 8 | 16 | 0.00011566 | 0.00013469 | 0.00014211 | 0.00011566 | 0.00010711 | 0.00011642 | 0.00011566 | 0.00013469 | 0.00014211 | 0.00011566 | 0.00010711 | 0.00011642
2 | 8 | 17 | 0.00011654 | 0.00016948 | 0.00016005 | 0.00011654 | 0.00011686 | 0.00011552 | 0.00011654 | 0.00016948 | 0.00016005 | 0.00011654 | 0.00011686 | 0.00011552
2 | 8 | 18 | 0.00012353 | 0.00021479 | 0.00018776 | 0.00012353 | 0.00012326 | 0.00012263 | 0.00012353 | 0.00021479 | 0.00018776 | 0.00012353 | 0.00012326 | 0.00012263
2 | 8 | 19 | 0.00012897 | 0.00024763 | 0.00020537 | 0.00012897 | 0.00012921 | 0.00012365 | 0.00012897 | 0.00024763 | 0.00020537 | 0.00012897 | 0.00012921 | 0.00012365
2 | 8 | 20 | 0.000126 | 0.00025465 | 0.00020007 | 0.000126 | 0.00012788 | 0.00012463 | 0.000126 | 0.00025465 | 0.00020007 | 0.000126 | 0.00012788 | 0.00012463
2 | 8 | 21 | 0.00012281 | 0.00024707 | 0.00018308 | 0.00012281 | 0.00012803 | 0.00011847 | 0.00012281 | 0.00024707 | 0.00018308 | 0.00012281 | 0.00012803 | 0.00011847
2 | 8 | 22 | 0.00011585 | 0.00023332 | 0.00016879 | 0.00011585 | 0.00013368 | 0.00011041 | 0.00011585 | 0.00023332 | 0.00016879 | 0.00011585 | 0.00013368 | 0.00011041
2 | 8 | 23 | 0.00010601 | 0.00021647 | 0.00015271 | 0.00010601 | 0.00014305 | 9.8398e-05 | 0.00010601 | 0.00021647 | 0.00015271 | 0.00010601 | 0.00014305 | 9.8398e-05
2 | 8 | 24 | 9.5757e-05 | 0.00018059 | 0.00012311 | 9.5757e-05 | 0.00015312 | 9.13e-05 | 9.5757e-05 | 0.00018059 | 0.00012311 | 9.5757e-05 | 0.00015312 | 9.13e-05
2 | 9 | 1 | 8.8945e-05 | 0.00013823 | 8.7111e-05 | 8.8945e-05 | 0.0001626 | 8.6628e-05 | 8.8945e-05 | 0.00013823 | 8.7111e-05 | 8.8945e-05 | 0.0001626 | 8.6628e-05
2 | 9 | 2 | 8.4867e-05 | 0.00010264 | 6.5202e-05 | 8.4867e-05 | 0.00017038 | 8.4471e-05 | 8.4867e-05 | 0.00010264 | 6.5202e-05 | 8.4867e-05 | 0.00017038 | 8.4471e-05
2 | 9 | 3 | 8.324e-05 | 7.0255e-05 | 4.6674e-05 | 8.324e-05 | 0.00017859 | 8.3535e-05 | 8.324e-05 | 7.0255e-05 | 4.6674e-05 | 8.324e-05 | 0.00017859 | 8.3535e-05
2 | 9 | 4 | 8.237e-05 | 4.6935e-05 | 3.21e-05 | 8.237e-05 | 0.00018095 | 8.4454e-05 | 8.237e-05 | 4.6935e-05 | 3.21e-05 | 8.237e-05 | 0.00018095 | 8.4454e-05
2 | 9 | 5 | 8.4884e-05 | 2.9031e-05 | 2.1766e-05 | 8.4884e-05 | 0.00018601 | 8.9474e-05 | 8.4884e-05 | 2.9031e-05 | 2.1766e-05 | 8.4884e-05 | 0.00018601 | 8.9474e-05
2 | 9 | 6 | 9.1908e-05 | 1.7296e-05 | 2.1762e-05 | 9.1908e-05 | 0.00019142 | 9.9442e-05 | 9.1908e-05 | 1.7296e-05 | 2.1762e-05 | 9.1908e-05 | 0.00019142 | 9.9442e-05
2 | 9 | 7 | 0.00010395 | 1.0222e-05 | 4.0424e-05 | 0.00010395 | 0.00019862 | 0.00010804 | 0.00010395 | 1.0222e-05 | 4.0424e-05 | 0.00010395 | 0.00019862 | 0.00010804
2 | 9 | 8 | 0.00011013 | 1.4966e-05 | 8.6619e-05 | 0.00011013 | 0.00019461 | 0.00011531 | 0.00011013 | 1.4966e-05 | 8.6619e-05 | 0.00011013 | 0.00019461 | 0.00011531
2 | 9 | 9 | 0.0001135 | 3.0673e-05 | 0.0001376 | 0.0001135 | 0.00017929 | 0.00011912 | 0.0001135 | 3.0673e-05 | 0.0001376 | 0.0001135 | 0.00017929 | 0.00011912
2 | 9 | 10 | 0.00011604 | 3.3991e-05 | 0.00013555 | 0.00011604 | 0.00015321 | 0.00012095 | 0.00011604 | 3.3991e-05 | 0.00013555 | 0.00011604 | 0.00015321 | 0.00012095
2 | 9 | 11 | 0.00011816 | 4.0179e-05 | 0.00011103 | 0.00011816 | 0.0001293 | 0.00012156 | 0.00011816 | 4.0179e-05 | 0.00011103 | 0.00011816 | 0.0001293 | 0.00012156
2 | 9 | 12 | 0.00011808 | 4.9892e-05 | 9.6247e-05 | 0.00011808 | 0.0001154 | 0.0001212 | 0.00011808 | 4.9892e-05 | 9.6247e-05 | 0.00011808 | 0.0001154 | 0.0001212
2 | 9 | 13 | 0.00011685 | 7.1977e-05 | 0.00010237 | 0.00011685 | 0.0001095 | 0.00012037 | 0.00011685 | 7.1977e-05 | 0.00010237 | 0.00011685 | 0.0001095 | 0.00012037
2 | 9 | 14 | 0.00011617 | 8.6234e-05 | 0.00011419 | 0.00011617 | 0.0001062 | 0.00012023 | 0.00011617 | 8.6234e-05 | 0.00011419 | 0.00011617 | 0.0001062 | 0.00012023
2 | 9 | 15 | 0.00011464 | 9.9301e-05 | 0.00011944 | 0.00011464 | 0.00010487 | 0.00011899 | 0.00011464 | 9.9301e-05 | 0.00011944 | 0.00011464 | 0.00010487 | 0.00011899
2 | 9 | 16 | 0.00011373 | 0.00013469 | 0.00014211 | 0.00011373 | 0.00010711 | 0.00011642 | 0.00011373 | 0.00013469 | 0.00014211 | 0.00011373 | 0.00010711 | 0.00011642
2 | 9 | 17 | 0.00011371 | 0.00016948 | 0.00016005 | 0.00011371 | 0.00011686 | 0.00011552 | 0.00011371 | 0.00016948 | 0.00016005 | 0.00011371 | 0.00011686 | 0.00011552
2 | 9 | 18 | 0.00011994 | 0.00021479 | 0.00018776 | 0.00011994 | 0.00012326 | 0.00012263 | 0.00011994 | 0.00021479 | 0.00018776 | 0.00011994 | 0.00012326 | 0.00012263
2 | 9 | 19 | 0.00012412 | 0.00024763 | 0.00020537 | 0.00012412 | 0.00012921 | 0.00012365 | 0.00012412 | 0.00024763 | 0.00020537 | 0.00012412 | 0.00012921 | 0.00012365
2 | 9 | 20 | 0.00012058 | 0.00025465 | 0.00020007 | 0.00012058 | 0.00012788 | 0.00012463 | 0.00012058 | 0.00025465 | 0.00020007 | 0.00012058 | 0.00012788 | 0.00012463
2 | 9 | 21 | 0.0001168 | 0.00024707 | 0.00018308 | 0.0001168 | 0.00012803 | 0.00011847 | 0.0001168 | 0.00024707 | 0.00018308 | 0.0001168 | 0.00012803 | 0.00011847
2 | 9 | 22 | 0.00011182 | 0.00023332 | 0.00016879 | 0.00011182 | 0.00013368 | 0.00011041 | 0.00011182 | 0.00023332 | 0.00016879 | 0.00011182 | 0.00013368 | 0.00011041
2 | 9 | 23 | 0.0001041 | 0.00021647 | 0.00015271 | 0.0001041 | 0.00014305 | 9.8398e-05 | 0.0001041 | 0.00021647 | 0.00015271 | 0.0001041 | 0.00014305 | 9.8398e-05
2 | 9 | 24 | 9.512e-05 | 0.00018059 | 0.00012311 | 9.512e-05 | 0.00015312 | 9.13e-05 | 9.512e-05 | 0.00018059 | 0.00012311 | 9.512e-05 | 0.00015312 | 9.13e-05
2 | 10 | 1 | 8.793e-05 | 0.00013823 | 8.7111e-05 | 8.793e-05 | 0.0001626 | 8.6628e-05 | 8.793e-05 | 0.00013823 | 8.7111e-05 | 8.793e-05 | 0.0001626 | 8.6628e-05
2 | 10 | 2 | 8.3744e-05 | 0.00010264 | 6.5202e-05 | 8.3744e-05 | 0.00017038 | 8.4471e-05 | 8.3744e-05 | 0.00010264 | 6.5202e-05 | 8.3744e-05 | 0.00017038 | 8.4471e-05
2 | 10 | 3 | 8.1792e-05 | 7.0255e-05 | 4.6674e-05 | 8.1792e-05 | 0.00017859 | 8.3535e-05 | 8.1792e-05 | 7.0255e-05 | 4.6674e-05 | 8.1792e-05 | 0.00017859 | 8.3535e-05
2 | 10 | 4 | 8.0477e-05 | 4.6935e-05 | 3.21e-05 | 8.0477e-05 | 0.00018095 | 8.4454e-05 | 8.0477e-05 | 4.6935e-05 | 3.21e-05 | 8.0477e-05 | 0.00018095 | 8.4454e-05
2 | 10 | 5 | 8.0993e-05 | 2.9031e-05 | 2.1766e-05 | 8.0993e-05 | 0.00018601 | 8.9474e-05 | 8.0993e-05 | 2.9031e-05 | 2.1766e-05 | 8.0993e-05 | 0.00018601 | 8.9474e-05
2 | 10 | 6 | 8.3594e-05 | 1.7296e-05 | 2.1762e-05 | 8.3594e-05 | 0.00019142 | 9.9442e-05 | 8.3594e-05 | 1.7296e-05 | 2.1762e-05 | 8.3594e-05 | 0.00019142 | 9.9442e-05
2 | 10 | 7 | 8.7118e-05 | 1.0222e-05 | 4.0424e-05 | 8.7118e-05 | 0.00019862 | 0.00010804 | 8.7118e-05 | 1.0222e-05 | 4.0424e-05 | 8.7118e-05 | 0.00019862 | 0.00010804
2 | 10 | 8 | 9.0618e-05 | 1.4966e-05 | 8.6619e-05 | 9.0618e-05 | 0.00019461 | 0.00011531 | 9.0618e-05 | 1.4966e-05 | 8.6619e-05 | 9.0618e-05 | 0.00019461 | 0.00011531
2 | 10 | 9 | 9.6198e-05 | 3.0673e-05 | 0.0001376 | 9.6198e-05 | 0.00017929 | 0.00011912 | 9.6198e-05 | 3.0673e-05 | 0.0001376 | 9.6198e-05 | 0.00017929 | 0.00011912
2 | 10 | 10 | 0.00010078 | 3.3991e-05 | 0.00013555 | 0.00010078 | 0.00015321 | 0.00012095 | 0.00010078 | 3.3991e-05 | 0.00013555 | 0.00010078 | 0.00015321 | 0.00012095
2 | 10 | 11 | 0.00010326 | 4.0179e-05 | 0.00011103 | 0.00010326 | 0.0001293 | 0.00012156 | 0.00010326 | 4.0179e-05 | 0.00011103 | 0.00010326 | 0.0001293 | 0.00012156
2 | 10 | 12 | 0.00010363 | 4.9892e-05 | 9.6247e-05 | 0.00010363 | 0.0001154 | 0.0001212 | 0.00010363 | 4.9892e-05 | 9.6247e-05 | 0.00010363 | 0.0001154 | 0.0001212
2 | 10 | 13 | 0.0001027 | 7.1977e-05 | 0.00010237 | 0.0001027 | 0.0001095 | 0.00012037 | 0.0001027 | 7.1977e-05 | 0.00010237 | 0.0001027 | 0.0001095 | 0.00012037
2 | 10 | 14 | 0.0001013 | 8.6234e-05 | 0.00011419 | 0.0001013 | 0.0001062 | 0.00012023 | 0.0001013 | 8.6234e-05 | 0.00011419 | 0.0001013 | 0.0001062 | 0.00012023
2 | 10 | 15 | 9.9856e-05 | 9.9301e-05 | 0.00011944 | 9.9856e-05 | 0.00010487 | 0.00011899 | 9.9856e-05 | 9.9301e-05 | 0.00011944 | 9.9856e-05 | 0.00010487 | 0.00011899
2 | 10 | 16 | 9.9377e-05 | 0.00013469 | 0.00014211 | 9.9377e-05 | 0.00010711 | 0.00011642 | 9.9377e-05 | 0.00013469 | 0.00014211 | 9.9377e-05 | 0.00010711 | 0.00011642
2 | 10 | 17 | 0.00010129 | 0.00016948 | 0.00016005 | 0.00010129 | 0.00011686 | 0.00011552 | 0.00010129 | 0.00016948 | 0.00016005 | 0.00010129 | 0.00011686 | 0.00011552
2 | 10 | 18 | 0.00010921 | 0.00021479 | 0.00018776 | 0.00010921 | 0.00012326 | 0.00012263 | 0.00010921 | 0.00021479 | 0.00018776 | 0.00010921 | 0.00012326 | 0.00012263
2 | 10 | 19 | 0.00011471 | 0.00024763 | 0.00020537 | 0.00011471 | 0.00012921 | 0.00012365 | 0.00011471 | 0.00024763 | 0.00020537 | 0.00011471 | 0.00012921 | 0.00012365
2 | 10 | 20 | 0.00011247 | 0.00025465 | 0.00020007 | 0.00011247 | 0.00012788 | 0.00012463 | 0.00011247 | 0.00025465 | 0.00020007 | 0.00011247 | 0.00012788 | 0.00012463
2 | 10 | 21 | 0.00010911 | 0.00024707 | 0.00018308 | 0.00010911 | 0.00012803 | 0.00011847 | 0.00010911 | 0.00024707 | 0.00018308 | 0.00010911 | 0.00012803 | 0.00011847
2 | 10 | 22 | 0.00010507 | 0.00023332 | 0.00016879 | 0.00010507 | 0.00013368 | 0.00011041 | 0.00010507 | 0.00023332 | 0.00016879 | 0.00010507 | 0.00013368 | 0.00011041
2 | 10 | 23 | 9.8815e-05 | 0.00021647 | 0.00015271 | 9.8815e-05 | 0.00014305 | 9.8398e-05 | 9.8815e-05 | 0.00021647 | 0.00015271 | 9.8815e-05 | 0.00014305 | 9.8398e-05
2 | 10 | 24 | 9.113e-05 | 0.00018059 | 0.00012311 | 9.113e-05 | 0.00015312 | 9.13e-05 | 9.113e-05 | 0.00018059 | 0.00012311 | 9.113e-05 | 0.00015312 | 9.13e-05
2 | 11 | 1 | 8.5541e-05 | 0.00013823 | 8.7111e-05 | 8.5541e-05 | 0.0001626 | 8.6628e-05 | 8.5541e-05 | 0.00013823 | 8.7111e-05 | 8.5541e-05 | 0.0001626 | 8.6628e-05
2 | 11 | 2 | 8.1526e-05 | 0.00010264 | 6.5202e-05 | 8.1526e-05 | 0.00017038 | 8.4471e-05 | 8.1526e-05 | 0.00010264 | 6.5202e-05 | 8.1526e-05 | 0.00017038 | 8.4471e-05
2 | 11 | 3 | 7.9012e-05 | 7.0255e-05 | 4.6674e-05 | 7.9012e-05 | 0.00017859 | 8.3535e-05 | 7.9012e-05 | 7.0255e-05 | 4.6674e-05 | 7.9012e-05 | 0.00017859 | 8.3535e-05
2 | 11 | 4 | 7.7664e-05 | 4.6935e-05 | 3.21e-05 | 7.7664e-05 | 0.00018095 | 8.4454e-05 | 7.7664e-05 | 4.6935e-05 | 3.21e-05 | 7.7664e-05 | 0.00018095 | 8.4454e-05
2 | 11 | 5 | 7.7568e-05 | 2.9031e-05 | 2.1766e-05 | 7.7568e-05 | 0.00018601 | 8.9474e-05 | 7.7568e-05 | 2.9031e-05 | 2.1766e-05 | 7.7568e-05 | 0.00018601 | 8.9474e-05
2 | 11 | 6 | 7.9429e-05 | 1.7296e-05 | 2.1762e-05 | 7.9429e-05 | 0.00019142 | 9.9442e-05 | 7.9429e-05 | 1.7296e-05 | 2.1762e-05 | 7.9429e-05 | 0.00019142 | 9.9442e-05
2 | 11 | 7 | 8.2196e-05 | 1.0222e-05 | 4.0424e-05 | 8.2196e-05 | 0.00019862 | 0.00010804 | 8.2196e-05 | 1.0222e-05 | 4.0424e-05 | 8.2196e-05 | 0.00019862 | 0.00010804
2 | 11 | 8 | 8.4368e-05 | 1.4966e-05 | 8.6619e-05 | 8.4368e-05 | 0.00019461 | 0.00011531 | 8.4368e-05 | 1.4966e-05 | 8.6619e-05 | 8.4368e-05 | 0.00019461 | 0.00011531
2 | 11 | 9 | 8.9965e-05 | 3.0673e-05 | 0.0001376 | 8.9965e-05 | 0.00017929 | 0.00011912 | 8.9965e-05 | 3.0673e-05 | 0.0001376 | 8.9965e-05 | 0.00017929 | 0.00011912
2 | 11 | 10 | 9.4384e-05 | 3.3991e-05 | 0.00013555 | 9.4384e-05 | 0.00015321 | 0.00012095 | 9.4384e-05 | 3.3991e-05 | 0.00013555 | 9.4384e-05 | 0.00015321 | 0.00012095
2 | 11 | 11 | 9.6939e-05 | 4.0179e-05 | 0.00011103 | 9.6939e-05 | 0.0001293 | 0.00012156 | 9.6939e-05 | 4.0179e-05 | 0.00011103 | 9.6939e-05 | 0.0001293 | 0.00012156
2 | 11 | 12 | 9.7738e-05 | 4.9892e-05 | 9.6247e-05 | 9.7738e-05 | 0.0001154 | 0.0001212 | 9.7738e-05 | 4.9892e-05 | 9.6247e-05 | 9.7738e-05 | 0.0001154 | 0.0001212
2 | 11 | 13 | 9.7426e-05 | 7.1977e-05 | 0.00010237 | 9.7426e-05 | 0.0001095 | 0.00012037 | 9.7426e-05 | 7.1977e-05 | 0.00010237 | 9.7426e-05 | 0.0001095 | 0.00012037
2 | 11 | 14 | 9.6514e-05 | 8.6234e-05 | 0.00011419 | 9.6514e-05 | 0.0001062 | 0.00012023 | 9.6514e-05 | 8.6234e-05 | 0.00011419 | 9.6514e-05 | 0.0001062 | 0.00012023
2 | 11 | 15 | 9.5611e-05 | 9.9301e-05 | 0.00011944 | 9.5611e-05 | 0.00010487 | 0.00011899 | 9.5611e-05 | 9.9301e-05 | 0.00011944 | 9.5611e-05 | 0.00010487 | 0.00011899
2 | 11 | 16 | 9.4925e-05 | 0.00013469 | 0.00014211 | 9.4925e-05 | 0.00010711 | 0.00011642 | 9.4925e-05 | 0.00013469 | 0.00014211 | 9.4925e-05 | 0.00010711 | 0.00011642
2 | 11 | 17 | 9.5957e-05 | 0.00016948 | 0.00016005 | 9.5957e-05 | 0.00011686 | 0.00011552 | 9.5957e-05 | 0.00016948 | 0.00016005 | 9.5957e-05 | 0.00011686 | 0.00011552
2 | 11 | 18 | 0.00010459 | 0.00021479 | 0.00018776 | 0.00010459 | 0.00012326 | 0.00012263 | 0.00010459 | 0.00021479 | 0.00018776 | 0.00010459 | 0.00012326 | 0.00012263
2 | 11 | 19 | 0.00011685 | 0.00024763 | 0.00020537 | 0.00011685 | 0.00012921 | 0.00012365 | 0.00011685 | 0.00024763 | 0.00020537 | 0.00011685 | 0.00012921 | 0.00012365
2 | 11 | 20 | 0.00011526 | 0.00025465 | 0.00020007 | 0.00011526 | 0.00012788 | 0.00012463 | 0.00011526 | 0.00025465 | 0.00020007 | 0.00011526 | 0.00012788 | 0.00012463
2 | 11 | 21 | 0.00011218 | 0.00024707 | 0.00018308 | 0.00011218 | 0.00012803 | 0.00011847 | 0.00011218 | 0.00024707 | 0.00018308 | 0.00011218 | 0.00012803 | 0.00011847
2 | 11 | 22 | 0.00010673 | 0.00023332 | 0.00016879 | 0.00010673 | 0.00013368 | 0.00011041 | 0.00010673 | 0.00023332 | 0.00016879 | 0.00010673 | 0.00013368 | 0.00011041
2 | 11 | 23 | 9.8641e-05 | 0.00021647 | 0.00015271 | 9.8641e-05 | 0.00014305 | 9.8398e-05 | 9.8641e-05 | 0.00021647 | 0.00015271 | 9.8641e-05 | 0.00014305 | 9.8398e-05
2 | 11 | 24 | 9.0056e-05 | 0.00018059 | 0.00012311 | 9.0056e-05 | 0.00015312 | 9.13e-05 | 9.0056e-05 | 0.00018059 | 0.00012311 | 9.0056e-05 | 0.00015312 | 9.13e-05
2 | 12 | 1 | 8.438e-05 | 0.00013823 | 8.7111e-05 | 8.438e-05 | 0.0001626 | 8.6628e-05 | 8.438e-05 | 0.00013823 | 8.7111e-05 | 8.438e-05 | 0.0001626 | 8.6628e-05
2 | 12 | 2 | 8.1151e-05 | 0.00010264 | 6.5202e-05 | 8.1151e-05 | 0.00017038 | 8.4471e-05 | 8.1151e-05 | 0.00010264 | 6.5202e-05 | 8.1151e-05 | 0.00017038 | 8.4471e-05
2 | 12 | 3 | 7.9732e-05 | 7.0255e-05 | 4.6674e-05 | 7.9732e-05 | 0.00017859 | 8.3535e-05 | 7.9732e-05 | 7.0255e-05 | 4.6674e-05 | 7.9732e-05 | 0.00017859 | 8.3535e-05
2 | 12 | 4 | 7.9861e-05 | 4.6935e-05 | 3.21e-05 | 7.9861e-05 | 0.00018095 | 8.4454e-05 | 7.9861e-05 | 4.6935e-05 | 3.21e-05 | 7.9861e-05 | 0.00018095 | 8.4454e-05
2 | 12 | 5 | 8.2936e-05 | 2.9031e-05 | 2.1766e-05 | 8.2936e-05 | 0.00018601 | 8.9474e-05 | 8.2936e-05 | 2.9031e-05 | 2.1766e-05 | 8.2936e-05 | 0.00018601 | 8.9474e-05
2 | 12 | 6 | 9.0081e-05 | 1.7296e-05 | 2.1762e-05 | 9.0081e-05 | 0.00019142 | 9.9442e-05 | 9.0081e-05 | 1.7296e-05 | 2.1762e-05 | 9.0081e-05 | 0.00019142 | 9.9442e-05
2 | 12 | 7 | 0.0001008 | 1.0222e-05 | 4.0424e-05 | 0.0001008 | 0.00019862 | 0.00010804 | 0.0001008 | 1.0222e-05 | 4.0424e-05 | 0.0001008 | 0.00019862 | 0.00010804
2 | 12 | 8 | 0.00010753 | 1.4966e-05 | 8.6619e-05 | 0.00010753 | 0.00019461 | 0.00011531 | 0.00010753 | 1.4966e-05 | 8.6619e-05 | 0.00010753 | 0.00019461 | 0.00011531
2 | 12 | 9 | 0.00011265 | 3.0673e-05 | 0.0001376 | 0.00011265 | 0.00017929 | 0.00011912 | 0.00011265 | 3.0673e-05 | 0.0001376 | 0.00011265 | 0.00017929 | 0.00011912
2 | 12 | 10 | 0.00011599 | 3.3991e-05 | 0.00013555 | 0.00011599 | 0.00015321 | 0.00012095 | 0.00011599 | 3.3991e-05 | 0.00013555 | 0.00011599 | 0.00015321 | 0.00012095
2 | 12 | 11 | 0.00011705 | 4.0179e-05 | 0.00011103 | 0.00011705 | 0.0001293 | 0.00012156 | 0.00011705 | 4.0179e-05 | 0.00011103 | 0.00011705 | 0.0001293 | 0.00012156
2 | 12 | 12 | 0.00011678 | 4.9892e-05 | 9.6247e-05 | 0.00011678 | 0.0001154 | 0.0001212 | 0.00011678 | 4.9892e-05 | 9.6247e-05 | 0.00011678 | 0.0001154 | 0.0001212
2 | 12 | 13 | 0.00011578 | 7.1977e-05 | 0.00010237 | 0.00011578 | 0.0001095 | 0.00012037 | 0.00011578 | 7.1977e-05 | 0.00010237 | 0.00011578 | 0.0001095 | 0.00012037
2 | 12 | 14 | 0.00011519 | 8.6234e-05 | 0.00011419 | 0.00011519 | 0.0001062 | 0.00012023 | 0.00011519 | 8.6234e-05 | 0.00011419 | 0.00011519 | 0.0001062 | 0.00012023
2 | 12 | 15 | 0.00011344 | 9.9301e-05 | 0.00011944 | 0.00011344 | 0.00010487 | 0.00011899 | 0.00011344 | 9.9301e-05 | 0.00011944 | 0.00011344 | 0.00010487 | 0.00011899
2 | 12 | 16 | 0.00011253 | 0.00013469 | 0.00014211 | 0.00011253 | 0.00010711 | 0.00011642 | 0.00011253 | 0.00013469 | 0.00014211 | 0.00011253 | 0.00010711 | 0.00011642
2 | 12 | 17 | 0.00011363 | 0.00016948 | 0.00016005 | 0.00011363 | 0.00011686 | 0.00011552 | 0.00011363 | 0.00016948 | 0.00016005 | 0.00011363 | 0.00011686 | 0.00011552
2 | 12 | 18 | 0.00012146 | 0.00021479 | 0.00018776 | 0.00012146 | 0.00012326 | 0.00012263 | 0.00012146 | 0.00021479 | 0.00018776 | 0.00012146 | 0.00012326 | 0.00012263
2 | 12 | 19 | 0.00012965 | 0.00024763 | 0.00020537 | 0.00012965 | 0.00012921 | 0.00012365 | 0.00012965 | 0.00024763 | 0.00020537 | 0.00012965 | 0.00012921 | 0.00012365
2 | 12 | 20 | 0.00012782 | 0.00025465 | 0.00020007 | 0.00012782 | 0.00012788 | 0.00012463 | 0.00012782 | 0.00025465 | 0.00020007 | 0.00012782 | 0.00012788 | 0.00012463
2 | 12 | 21 | 0.00012351 | 0.00024707 | 0.00018308 | 0.00012351 | 0.00012803 | 0.00011847 | 0.00012351 | 0.00024707 | 0.00018308 | 0.00012351 | 0.00012803 | 0.00011847
2 | 12 | 22 | 0.00011613 | 0.00023332 | 0.00016879 | 0.00011613 | 0.00013368 | 0.00011041 | 0.00011613 | 0.00023332 | 0.00016879 | 0.00011613 | 0.00013368 | 0.00011041
2 | 12 | 23 | 0.00010599 | 0.00021647 | 0.00015271 | 0.00010599 | 0.00014305 | 9.8398e-05 | 0.00010599 | 0.00021647 | 0.00015271 | 0.00010599 | 0.00014305 | 9.8398e-05
2 | 12 | 24 | 9.5578e-05 | 0.00018059 | 0.00012311 | 9.5578e-05 | 0.00015312 | 9.13e-05 | 9.5578e-05 | 0.00018059 | 0.00012311 | 9.5578e-05 | 0.00015312 | 9.13e-05
2 | 13 | 1 | 8.835e-05 | 0.00013823 | 8.7111e-05 | 8.835e-05 | 0.0001626 | 8.6628e-05 | 8.835e-05 | 0.00013823 | 8.7111e-05 | 8.835e-05 | 0.0001626 | 8.6628e-05
2 | 13 | 2 | 8.4734e-05 | 0.00010264 | 6.5202e-05 | 8.4734e-05 | 0.00017038 | 8.4471e-05 | 8.4734e-05 | 0.00010264 | 6.5202e-05 | 8.4734e-05 | 0.00017038 | 8.4471e-05
2 | 13 | 3 | 8.344e-05 | 7.0255e-05 | 4.6674e-05 | 8.344e-05 | 0.00017859 | 8.3535e-05 | 8.344e-05 | 7.0255e-05 | 4.6674e-05 | 8.344e-05 | 0.00017859 | 8.3535e-05
2 | 13 | 4 | 8.3049e-05 | 4.6935e-05 | 3.21e-05 | 8.3049e-05 | 0.00018095 | 8.4454e-05 | 8.3049e-05 | 4.6935e-05 | 3.21e-05 | 8.3049e-05 | 0.00018095 | 8.4454e-05
2 | 13 | 5 | 8.555e-05 | 2.9031e-05 | 2.1766e-05 | 8.555e-05 | 0.00018601 | 8.9474e-05 | 8.555e-05 | 2.9031e-05 | 2.1766e-05 | 8.555e-05 | 0.00018601 | 8.9474e-05
2 | 13 | 6 | 9.2998e-05 | 1.7296e-05 | 2.1762e-05 | 9.2998e-05 | 0.00019142 | 9.9442e-05 | 9.2998e-05 | 1.7296e-05 | 2.1762e-05 | 9.2998e-05 | 0.00019142 | 9.9442e-05
2 | 13 | 7 | 0.00010517 | 1.0222e-05 | 4.0424e-05 | 0.00010517 | 0.00019862 | 0.00010804 | 0.00010517 | 1.0222e-05 | 4.0424e-05 | 0.00010517 | 0.00019862 | 0.00010804
2 | 13 | 8 | 0.00011189 | 1.4966e-05 | 8.6619e-05 | 0.00011189 | 0.00019461 | 0.00011531 | 0.00011189 | 1.4966e-05 | 8.6619e-05 | 0.00011189 | 0.00019461 | 0.00011531
2 | 13 | 9 | 0.00011431 | 3.0673e-05 | 0.0001376 | 0.00011431 | 0.00017929 | 0.00011912 | 0.00011431 | 3.0673e-05 | 0.0001376 | 0.00011431 | 0.00017929 | 0.00011912
2 | 13 | 10 | 0.00011589 | 3.3991e-05 | 0.00013555 | 0.00011589 | 0.00015321 | 0.00012095 | 0.00011589 | 3.3991e-05 | 0.00013555 | 0.00011589 | 0.00015321 | 0.00012095
2 | 13 | 11 | 0.00011753 | 4.0179e-05 | 0.00011103 | 0.00011753 | 0.0001293 | 0.00012156 | 0.00011753 | 4.0179e-05 | 0.00011103 | 0.00011753 | 0.0001293 | 0.00012156
2 | 13 | 12 | 0.0001168 | 4.9892e-05 | 9.6247e-05 | 0.0001168 | 0.0001154 | 0.0001212 | 0.0001168 | 4.9892e-05 | 9.6247e-05 | 0.0001168 | 0.0001154 | 0.0001212
2 | 13 | 13 | 0.00011559 | 7.1977e-05 | 0.00010237 | 0.00011559 | 0.0001095 | 0.00012037 | 0.00011559 | 7.1977e-05 | 0.00010237 | 0.00011559 | 0.0001095 | 0.00012037
2 | 13 | 14 | 0.00011527 | 8.6234e-05 | 0.00011419 | 0.00011527 | 0.0001062 | 0.00012023 | 0.00011527 | 8.6234e-05 | 0.00011419 | 0.00011527 | 0.0001062 | 0.00012023
2 | 13 | 15 | 0.0001136 | 9.9301e-05 | 0.00011944 | 0.0001136 | 0.00010487 | 0.00011899 | 0.0001136 | 9.9301e-05 | 0.00011944 | 0.0001136 | 0.00010487 | 0.00011899
2 | 13 | 16 | 0.00011202 | 0.00013469 | 0.00014211 | 0.00011202 | 0.00010711 | 0.00011642 | 0.00011202 | 0.00013469 | 0.00014211 | 0.00011202 | 0.00010711 | 0.00011642
2 | 13 | 17 | 0.00011206 | 0.00016948 | 0.00016005 | 0.00011206 | 0.00011686 | 0.00011552 | 0.00011206 | 0.00016948 | 0.00016005 | 0.00011206 | 0.00011686 | 0.00011552
2 | 13 | 18 | 0.00011796 | 0.00021479 | 0.00018776 | 0.00011796 | 0.00012326 | 0.00012263 | 0.00011796 | 0.00021479 | 0.00018776 | 0.00011796 | 0.00012326 | 0.00012263
2 | 13 | 19 | 0.00012865 | 0.00024763 | 0.00020537 | 0.00012865 | 0.00012921 | 0.00012365 | 0.00012865 | 0.00024763 | 0.00020537 | 0.00012865 | 0.00012921 | 0.00012365
2 | 13 | 20 | 0.00012732 | 0.00025465 | 0.00020007 | 0.00012732 | 0.00012788 | 0.00012463 | 0.00012732 | 0.00025465 | 0.00020007 | 0.00012732 | 0.00012788 | 0.00012463
2 | 13 | 21 | 0.00012386 | 0.00024707 | 0.00018308 | 0.00012386 | 0.00012803 | 0.00011847 | 0.00012386 | 0.00024707 | 0.00018308 | 0.00012386 | 0.00012803 | 0.00011847
2 | 13 | 22 | 0.00011715 | 0.00023332 | 0.00016879 | 0.00011715 | 0.00013368 | 0.00011041 | 0.00011715 | 0.00023332 | 0.00016879 | 0.00011715 | 0.00013368 | 0.00011041
2 | 13 | 23 | 0.00010703 | 0.00021647 | 0.00015271 | 0.00010703 | 0.00014305 | 9.8398e-05 | 0.00010703 | 0.00021647 | 0.00015271 | 0.00010703 | 0.00014305 | 9.8398e-05
2 | 13 | 24 | 9.7138e-05 | 0.00018059 | 0.00012311 | 9.7138e-05 | 0.00015312 | 9.13e-05 | 9.7138e-05 | 0.00018059 | 0.00012311 | 9.7138e-05 | 0.00015312 | 9.13e-05
2 | 14 | 1 | 8.9444e-05 | 0.00013823 | 8.7111e-05 | 8.9444e-05 | 0.0001626 | 8.6628e-05 | 8.9444e-05 | 0.00013823 | 8.7111e-05 | 8.9444e-05 | 0.0001626 | 8.6628e-05
2 | 14 | 2 | 8.6124e-05 | 0.00010264 | 6.5202e-05 | 8.6124e-05 | 0.00017038 | 8.4471e-05 | 8.6124e-05 | 0.00010264 | 6.5202e-05 | 8.6124e-05 | 0.00017038 | 8.4471e-05
2 | 14 | 3 | 8.4451e-05 | 7.0255e-05 | 4.6674e-05 | 8.4451e-05 | 0.00017859 | 8.3535e-05 | 8.4451e-05 | 7.0255e-05 | 4.6674e-05 | 8.4451e-05 | 0.00017859 | 8.3535e-05
2 | 14 | 4 | 8.4077e-05 | 4.6935e-05 | 3.21e-05 | 8.4077e-05 | 0.00018095 | 8.4454e-05 | 8.4077e-05 | 4.6935e-05 | 3.21e-05 | 8.4077e-05 | 0.00018095 | 8.4454e-05
2 | 14 | 5 | 8.6132e-05 | 2.9031e-05 | 2.1766e-05 | 8.6132e-05 | 0.00018601 | 8.9474e-05 | 8.6132e-05 | 2.9031e-05 | 2.1766e-05 | 8.6132e-05 | 0.00018601 | 8.9474e-05
2 | 14 | 6 | 9.0709e-05 | 1.7296e-05 | 2.1762e-05 | 9.0709e-05 | 0.00019142 | 9.9442e-05 | 9.0709e-05 | 1.7296e-05 | 2.1762e-05 | 9.0709e-05 | 0.00019142 | 9.9442e-05
2 | 14 | 7 | 0.0001045 | 1.0222e-05 | 4.0424e-05 | 0.0001045 | 0.00019862 | 0.00010804 | 0.0001045 | 1.0222e-05 | 4.0424e-05 | 0.0001045 | 0.00019862 | 0.00010804
2 | 14 | 8 | 0.00011148 | 1.4966e-05 | 8.6619e-05 | 0.00011148 | 0.00019461 | 0.00011531 | 0.00011148 | 1.4966e-05 | 8.6619e-05 | 0.00011148 | 0.00019461 | 0.00011531
2 | 14 | 9 | 0.0001132 | 3.0673e-05 | 0.0001376 | 0.0001132 | 0.00017929 | 0.00011912 | 0.0001132 | 3.0673e-05 | 0.0001376 | 0.0001132 | 0.00017929 | 0.00011912
2 | 14 | 10 | 0.00011675 | 3.3991e-05 | 0.00013555 | 0.00011675 | 0.00015321 | 0.00012095 | 0.00011675 | 3.3991e-05 | 0.00013555 | 0.00011675 | 0.00015321 | 0.00012095
2 | 14 | 11 | 0.00011652 | 4.0179e-05 | 0.00011103 | 0.00011652 | 0.0001293 | 0.00012156 | 0.00011652 | 4.0179e-05 | 0.00011103 | 0.00011652 | 0.0001293 | 0.00012156
2 | 14 | 12 | 0.00011646 | 4.9892e-05 | 9.6247e-05 | 0.00011646 | 0.0001154 | 0.0001212 | 0.00011646 | 4.9892e-05 | 9.6247e-05 | 0.00011646 | 0.0001154 | 0.0001212
2 | 14 | 13 | 0.0001153 | 7.1977e-05 | 0.00010237 | 0.0001153 | 0.0001095 | 0.00012037 | 0.0001153 | 7.1977e-05 | 0.00010237 | 0.0001153 | 0.0001095 | 0.00012037
2 | 14 | 14 | 0.00011463 | 8.6234e-05 | 0.00011419 | 0.00011463 | 0.0001062 | 0.00012023 | 0.00011463 | 8.6234e-05 | 0.00011419 | 0.00011463 | 0.0001062 | 0.00012023
2 | 14 | 15 | 0.00011415 | 9.9301e-05 | 0.00011944 | 0.00011415 | 0.00010487 | 0.00011899 | 0.00011415 | 9.9301e-05 | 0.00011944 | 0.00011415 | 0.00010487 | 0.00011899
2 | 14 | 16 | 0.00011213 | 0.00013469 | 0.00014211 | 0.00011213 | 0.00010711 | 0.00011642 | 0.00011213 | 0.00013469 | 0.00014211 | 0.00011213 | 0.00010711 | 0.00011642
2 | 14 | 17 | 0.00011186 | 0.00016948 | 0.00016005 | 0.00011186 | 0.00011686 | 0.00011552 | 0.00011186 | 0.00016948 | 0.00016005 | 0.00011186 | 0.00011686 | 0.00011552
2 | 14 | 18 | 0.00011797 | 0.00021479 | 0.00018776 | 0.00011797 | 0.00012326 | 0.00012263 | 0.00011797 | 0.00021479 | 0.00018776 | 0.00011797 | 0.00012326 | 0.00012263
2 | 14 | 19 | 0.00012782 | 0.00024763 | 0.00020537 | 0.00012782 | 0.00012921 | 0.00012365 | 0.00012782 | 0.00024763 | 0.00020537 | 0.00012782 | 0.00012921 | 0.00012365
2 | 14 | 20 | 0.00012587 | 0.00025465 | 0.00020007 | 0.00012587 | 0.00012788 | 0.00012463 | 0.00012587 | 0.00025465 | 0.00020007 | 0.00012587 | 0.00012788 | 0.00012463
2 | 14 | 21 | 0.00012259 | 0.00024707 | 0.00018308 | 0.00012259 | 0.00012803 | 0.00011847 | 0.00012259 | 0.00024707 | 0.00018308 | 0.00012259 | 0.00012803 | 0.00011847
2 | 14 | 22 | 0.00011595 | 0.00023332 | 0.00016879 | 0.00011595 | 0.00013368 | 0.00011041 | 0.00011595 | 0.00023332 | 0.00016879 | 0.00011595 | 0.00013368 | 0.00011041
2 | 14 | 23 | 0.00010725 | 0.00021647 | 0.00015271 | 0.00010725 | 0.00014305 | 9.8398e-05 | 0.00010725 | 0.00021647 | 0.00015271 | 0.00010725 | 0.00014305 | 9.8398e-05
2 | 14 | 24 | 9.8345e-05 | 0.00018059 | 0.00012311 | 9.8345e-05 | 0.00015312 | 9.13e-05 | 9.8345e-05 | 0.00018059 | 0.00012311 | 9.8345e-05 | 0.00015312 | 9.13e-05
2 | 15 | 1 | 9.1263e-05 | 0.00013823 | 8.7111e-05 | 9.1263e-05 | 0.0001626 | 8.6628e-05 | 9.1263e-05 | 0.00013823 | 8.7111e-05 | 9.1263e-05 | 0.0001626 | 8.6628e-05
2 | 15 | 2 | 8.6935e-05 | 0.00010264 | 6.5202e-05 | 8.6935e-05 | 0.00017038 | 8.4471e-05 | 8.6935e-05 | 0.00010264 | 6.5202e-05 | 8.6935e-05 | 0.00017038 | 8.4471e-05
2 | 15 | 3 | 8.557e-05 | 7.0255e-05 | 4.6674e-05 | 8.557e-05 | 0.00017859 | 8.3535e-05 | 8.557e-05 | 7.0255e-05 | 4.6674e-05 | 8.557e-05 | 0.00017859 | 8.3535e-05
2 | 15 | 4 | 8.52e-05 | 4.6935e-05 | 3.21e-05 | 8.52e-05 | 0.00018095 | 8.4454e-05 | 8.52e-05 | 4.6935e-05 | 3.21e-05 | 8.52e-05 | 0.00018095 | 8.4454e-05
2 | 15 | 5 | 8.7422e-05 | 2.9031e-05 | 2.1766e-05 | 8.7422e-05 | 0.00018601 | 8.9474e-05 | 8.7422e-05 | 2.9031e-05 | 2.1766e-05 | 8.7422e-05 | 0.00018601 | 8.9474e-05
2 | 15 | 6 | 9.5095e-05 | 1.7296e-05 | 2.1762e-05 | 9.5095e-05 | 0.00019142 | 9.9442e-05 | 9.5095e-05 | 1.7296e-05 | 2.1762e-05 | 9.5095e-05 | 0.00019142 | 9.9442e-05
2 | 15 | 7 | 0.00010611 | 1.0222e-05 | 4.0424e-05 | 0.00010611 | 0.00019862 | 0.00010804 | 0.00010611 | 1.0222e-05 | 4.0424e-05 | 0.00010611 | 0.00019862 | 0.00010804
2 | 15 | 8 | 0.00011248 | 1.4966e-05 | 8.6619e-05 | 0.00011248 | 0.00019461 | 0.00011531 | 0.00011248 | 1.4966e-05 | 8.6619e-05 | 0.00011248 | 0.00019461 | 0.00011531
2 | 15 | 9 | 0.00011407 | 3.0673e-05 | 0.0001376 | 0.00011407 | 0.00017929 | 0.00011912 | 0.00011407 | 3.0673e-05 | 0.0001376 | 0.00011407 | 0.00017929 | 0.00011912
2 | 15 | 10 | 0.00011567 | 3.3991e-05 | 0.00013555 | 0.00011567 | 0.00015321 | 0.00012095 | 0.00011567 | 3.3991e-05 | 0.00013555 | 0.00011567 | 0.00015321 | 0.00012095
2 | 15 | 11 | 0.00011752 | 4.0179e-05 | 0.00011103 | 0.00011752 | 0.0001293 | 0.00012156 | 0.00011752 | 4.0179e-05 | 0.00011103 | 0.00011752 | 0.0001293 | 0.00012156
2 | 15 | 12 | 0.00011787 | 4.9892e-05 | 9.6247e-05 | 0.00011787 | 0.0001154 | 0.0001212 | 0.00011787 | 4.9892e-05 | 9.6247e-05 | 0.00011787 | 0.0001154 | 0.0001212
2 | 15 | 13 | 0.00011674 | 7.1977e-05 | 0.00010237 | 0.00011674 | 0.0001095 | 0.00012037 | 0.00011674 | 7.1977e-05 | 0.00010237 | 0.00011674 | 0.0001095 | 0.00012037
2 | 15 | 14 | 0.0001162 | 8.6234e-05 | 0.00011419 | 0.0001162 | 0.0001062 | 0.00012023 | 0.0001162 | 8.6234e-05 | 0.00011419 | 0.0001162 | 0.0001062 | 0.00012023
2 | 15 | 15 | 0.00011515 | 9.9301e-05 | 0.00011944 | 0.00011515 | 0.00010487 | 0.00011899 | 0.00011515 | 9.9301e-05 | 0.00011944 | 0.00011515 | 0.00010487 | 0.00011899
2 | 15 | 16 | 0.00011359 | 0.00013469 | 0.00014211 | 0.00011359 | 0.00010711 | 0.00011642 | 0.00011359 | 0.00013469 | 0.00014211 | 0.00011359 | 0.00010711 | 0.00011642
2 | 15 | 17 | 0.00011333 | 0.00016948 | 0.00016005 | 0.00011333 | 0.00011686 | 0.00011552 | 0.00011333 | 0.00016948 | 0.00016005 | 0.00011333 | 0.00011686 | 0.00011552
2 | 15 | 18 | 0.00011743 | 0.00021479 | 0.00018776 | 0.00011743 | 0.00012326 | 0.00012263 | 0.00011743 | 0.00021479 | 0.00018776 | 0.00011743 | 0.00012326 | 0.00012263
2 | 15 | 19 | 0.00012753 | 0.00024763 | 0.00020537 | 0.00012753 | 0.00012921 | 0.00012365 | 0.00012753 | 0.00024763 | 0.00020537 | 0.00012753 | 0.00012921 | 0.00012365
2 | 15 | 20 | 0.00012615 | 0.00025465 | 0.00020007 | 0.00012615 | 0.00012788 | 0.00012463 | 0.00012615 | 0.00025465 | 0.00020007 | 0.00012615 | 0.00012788 | 0.00012463
2 | 15 | 21 | 0.00012185 | 0.00024707 | 0.00018308 | 0.00012185 | 0.00012803 | 0.00011847 | 0.00012185 | 0.00024707 | 0.00018308 | 0.00012185 | 0.00012803 | 0.00011847
2 | 15 | 22 | 0.00011494 | 0.00023332 | 0.00016879 | 0.00011494 | 0.00013368 | 0.00011041 | 0.00011494 | 0.00023332 | 0.00016879 | 0.00011494 | 0.00013368 | 0.00011041
2 | 15 | 23 | 0.00010504 | 0.00021647 | 0.00015271 | 0.00010504 | 0.00014305 | 9.8398e-05 | 0.00010504 | 0.00021647 | 0.00015271 | 0.00010504 | 0.00014305 | 9.8398e-05
2 | 15 | 24 | 9.5761e-05 | 0.00018059 | 0.00012311 | 9.5761e-05 | 0.00015312 | 9.13e-05 | 9.5761e-05 | 0.00018059 | 0.00012311 | 9.5761e-05 | 0.00015312 | 9.13e-05
2 | 16 | 1 | 9.0173e-05 | 0.00013823 | 8.7111e-05 | 9.0173e-05 | 0.0001626 | 8.6628e-05 | 9.0173e-05 | 0.00013823 | 8.7111e-05 | 9.0173e-05 | 0.0001626 | 8.6628e-05
2 | 16 | 2 | 8.6661e-05 | 0.00010264 | 6.5202e-05 | 8.6661e-05 | 0.00017038 | 8.4471e-05 | 8.6661e-05 | 0.00010264 | 6.5202e-05 | 8.6661e-05 | 0.00017038 | 8.4471e-05
2 | 16 | 3 | 8.5092e-05 | 7.0255e-05 | 4.6674e-05 | 8.5092e-05 | 0.00017859 | 8.3535e-05 | 8.5092e-05 | 7.0255e-05 | 4.6674e-05 | 8.5092e-05 | 0.00017859 | 8.3535e-05
2 | 16 | 4 | 8.4676e-05 | 4.6935e-05 | 3.21e-05 | 8.4676e-05 | 0.00018095 | 8.4454e-05 | 8.4676e-05 | 4.6935e-05 | 3.21e-05 | 8.4676e-05 | 0.00018095 | 8.4454e-05
2 | 16 | 5 | 8.7372e-05 | 2.9031e-05 | 2.1766e-05 | 8.7372e-05 | 0.00018601 | 8.9474e-05 | 8.7372e-05 | 2.9031e-05 | 2.1766e-05 | 8.7372e-05 | 0.00018601 | 8.9474e-05
2 | 16 | 6 | 9.4521e-05 | 1.7296e-05 | 2.1762e-05 | 9.4521e-05 | 0.00019142 | 9.9442e-05 | 9.4521e-05 | 1.7296e-05 | 2.1762e-05 | 9.4521e-05 | 0.00019142 | 9.9442e-05
2 | 16 | 7 | 0.00010549 | 1.0222e-05 | 4.0424e-05 | 0.00010549 | 0.00019862 | 0.00010804 | 0.00010549 | 1.0222e-05 | 4.0424e-05 | 0.00010549 | 0.00019862 | 0.00010804
2 | 16 | 8 | 0.00011033 | 1.4966e-05 | 8.6619e-05 | 0.00011033 | 0.00019461 | 0.00011531 | 0.00011033 | 1.4966e-05 | 8.6619e-05 | 0.00011033 | 0.00019461 | 0.00011531
2 | 16 | 9 | 0.00011337 | 3.0673e-05 | 0.0001376 | 0.00011337 | 0.00017929 | 0.00011912 | 0.00011337 | 3.0673e-05 | 0.0001376 | 0.00011337 | 0.00017929 | 0.00011912
2 | 16 | 10 | 0.0001163 | 3.3991e-05 | 0.00013555 | 0.0001163 | 0.00015321 | 0.00012095 | 0.0001163 | 3.3991e-05 | 0.00013555 | 0.0001163 | 0.00015321 | 0.00012095
2 | 16 | 11 | 0.00011826 | 4.0179e-05 | 0.00011103 | 0.00011826 | 0.0001293 | 0.00012156 | 0.00011826 | 4.0179e-05 | 0.00011103 | 0.00011826 | 0.0001293 | 0.00012156
2 | 16 | 12 | 0.00011869 | 4.9892e-05 | 9.6247e-05 | 0.00011869 | 0.0001154 | 0.0001212 | 0.00011869 | 4.9892e-05 | 9.6247e-05 | 0.00011869 | 0.0001154 | 0.0001212
2 | 16 | 13 | 0.00011847 | 7.1977e-05 | 0.00010237 | 0.00011847 | 0.0001095 | 0.00012037 | 0.00011847 | 7.1977e-05 | 0.00010237 | 0.00011847 | 0.0001095 | 0.00012037
2 | 16 | 14 | 0.00011807 | 8.6234e-05 | 0.00011419 | 0.00011807 | 0.0001062 | 0.00012023 | 0.00011807 | 8.6234e-05 | 0.00011419 | 0.00011807 | 0.0001062 | 0.00012023
2 | 16 | 15 | 0.000118 | 9.9301e-05 | 0.00011944 | 0.000118 | 0.00010487 | 0.00011899 | 0.000118 | 9.9301e-05 | 0.00011944 | 0.000118 | 0.00010487 | 0.00011899
2 | 16 | 16 | 0.00011592 | 0.00013469 | 0.00014211 | 0.00011592 | 0.00010711 | 0.00011642 | 0.00011592 | 0.00013469 | 0.00014211 | 0.00011592 | 0.00010711 | 0.00011642
2 | 16 | 17 | 0.00011417 | 0.00016948 | 0.00016005 | 0.00011417 | 0.00011686 | 0.00011552 | 0.00011417 | 0.00016948 | 0.00016005 | 0.00011417 | 0.00011686 | 0.00011552
2 | 16 | 18 | 0.00011686 | 0.00021479 | 0.00018776 | 0.00011686 | 0.00012326 | 0.00012263 | 0.00011686 | 0.00021479 | 0.00018776 | 0.00011686 | 0.00012326 | 0.00012263
2 | 16 | 19 | 0.00012526 | 0.00024763 | 0.00020537 | 0.00012526 | 0.00012921 | 0.00012365 | 0.00012526 | 0.00024763 | 0.00020537 | 0.00012526 | 0.00012921 | 0.00012365
2 | 16 | 20 | 0.00012181 | 0.00025465 | 0.00020007 | 0.00012181 | 0.00012788 | 0.00012463 | 0.00012181 | 0.00025465 | 0.00020007 | 0.00012181 | 0.00012788 | 0.00012463
2 | 16 | 21 | 0.00011825 | 0.00024707 | 0.00018308 | 0.00011825 | 0.00012803 | 0.00011847 | 0.00011825 | 0.00024707 | 0.00018308 | 0.00011825 | 0.00012803 | 0.00011847
2 | 16 | 22 | 0.00011169 | 0.00023332 | 0.00016879 | 0.00011169 | 0.00013368 | 0.00011041 | 0.00011169 | 0.00023332 | 0.00016879 | 0.00011169 | 0.00013368 | 0.00011041
2 | 16 | 23 | 0.00010439 | 0.00021647 | 0.00015271 | 0.00010439 | 0.00014305 | 9.8398e-05 | 0.00010439 | 0.00021647 | 0.00015271 | 0.00010439 | 0.00014305 | 9.8398e-05
2 | 16 | 24 | 9.6722e-05 | 0.00018059 | 0.00012311 | 9.6722e-05 | 0.00015312 | 9.13e-05 | 9.6722e-05 | 0.00018059 | 0.00012311 | 9.6722e-05 | 0.00015312 | 9.13e-05
2 | 17 | 1 | 9.0938e-05 | 0.00013823 | 8.7111e-05 | 9.0938e-05 | 0.0001626 | 8.6628e-05 | 9.0938e-05 | 0.00013823 | 8.7111e-05 | 9.0938e-05 | 0.0001626 | 8.6628e-05
2 | 17 | 2 | 8.6061e-05 | 0.00010264 | 6.5202e-05 | 8.6061e-05 | 0.00017038 | 8.4471e-05 | 8.6061e-05 | 0.00010264 | 6.5202e-05 | 8.6061e-05 | 0.00017038 | 8.4471e-05
2 | 17 | 3 | 8.3186e-05 | 7.0255e-05 | 4.6674e-05 | 8.3186e-05 | 0.00017859 | 8.3535e-05 | 8.3186e-05 | 7.0255e-05 | 4.6674e-05 | 8.3186e-05 | 0.00017859 | 8.3535e-05
2 | 17 | 4 | 8.2258e-05 | 4.6935e-05 | 3.21e-05 | 8.2258e-05 | 0.00018095 | 8.4454e-05 | 8.2258e-05 | 4.6935e-05 | 3.21e-05 | 8.2258e-05 | 0.00018095 | 8.4454e-05
2 | 17 | 5 | 8.2787e-05 | 2.9031e-05 | 2.1766e-05 | 8.2787e-05 | 0.00018601 | 8.9474e-05 | 8.2787e-05 | 2.9031e-05 | 2.1766e-05 | 8.2787e-05 | 0.00018601 | 8.9474e-05
2 | 17 | 6 | 8.4393e-05 | 1.7296e-05 | 2.1762e-05 | 8.4393e-05 | 0.00019142 | 9.9442e-05 | 8.4393e-05 | 1.7296e-05 | 2.1762e-05 | 8.4393e-05 | 0.00019142 | 9.9442e-05
2 | 17 | 7 | 8.6865e-05 | 1.0222e-05 | 4.0424e-05 | 8.6865e-05 | 0.00019862 | 0.00010804 | 8.6865e-05 | 1.0222e-05 | 4.0424e-05 | 8.6865e-05 | 0.00019862 | 0.00010804
2 | 17 | 8 | 8.937e-05 | 1.4966e-05 | 8.6619e-05 | 8.937e-05 | 0.00019461 | 0.00011531 | 8.937e-05 | 1.4966e-05 | 8.6619e-05 | 8.937e-05 | 0.00019461 | 0.00011531
2 | 17 | 9 | 9.5953e-05 | 3.0673e-05 | 0.0001376 | 9.5953e-05 | 0.00017929 | 0.00011912 | 9.5953e-05 | 3.0673e-05 | 0.0001376 | 9.5953e-05 | 0.00017929 | 0.00011912
2 | 17 | 10 | 0.00010094 | 3.3991e-05 | 0.00013555 | 0.00010094 | 0.00015321 | 0.00012095 | 0.00010094 | 3.3991e-05 | 0.00013555 | 0.00010094 | 0.00015321 | 0.00012095
2 | 17 | 11 | 0.00010399 | 4.0179e-05 | 0.00011103 | 0.00010399 | 0.0001293 | 0.00012156 | 0.00010399 | 4.0179e-05 | 0.00011103 | 0.00010399 | 0.0001293 | 0.00012156
2 | 17 | 12 | 0.00010527 | 4.9892e-05 | 9.6247e-05 | 0.00010527 | 0.0001154 | 0.0001212 | 0.00010527 | 4.9892e-05 | 9.6247e-05 | 0.00010527 | 0.0001154 | 0.0001212
2 | 17 | 13 | 0.00010531 | 7.1977e-05 | 0.00010237 | 0.00010531 | 0.0001095 | 0.00012037 | 0.00010531 | 7.1977e-05 | 0.00010237 | 0.00010531 | 0.0001095 | 0.00012037
2 | 17 | 14 | 0.00010399 | 8.6234e-05 | 0.00011419 | 0.00010399 | 0.0001062 | 0.00012023 | 0.00010399 | 8.6234e-05 | 0.00011419 | 0.00010399 | 0.0001062 | 0.00012023
2 | 17 | 15 | 0.00010283 | 9.9301e-05 | 0.00011944 | 0.00010283 | 0.00010487 | 0.00011899 | 0.00010283 | 9.9301e-05 | 0.00011944 | 0.00010283 | 0.00010487 | 0.00011899
2 | 17 | 16 | 0.00010142 | 0.00013469 | 0.00014211 | 0.00010142 | 0.00010711 | 0.00011642 | 0.00010142 | 0.00013469 | 0.00014211 | 0.00010142 | 0.00010711 | 0.00011642
2 | 17 | 17 | 0.00010128 | 0.00016948 | 0.00016005 | 0.00010128 | 0.00011686 | 0.00011552 | 0.00010128 | 0.00016948 | 0.00016005 | 0.00010128 | 0.00011686 | 0.00011552
2 | 17 | 18 | 0.00010658 | 0.00021479 | 0.00018776 | 0.00010658 | 0.00012326 | 0.00012263 | 0.00010658 | 0.00021479 | 0.00018776 | 0.00010658 | 0.00012326 | 0.00012263
2 | 17 | 19 | 0.00011602 | 0.00024763 | 0.00020537 | 0.00011602 | 0.00012921 | 0.00012365 | 0.00011602 | 0.00024763 | 0.00020537 | 0.00011602 | 0.00012921 | 0.00012365
2 | 17 | 20 | 0.00011335 | 0.00025465 | 0.00020007 | 0.00011335 | 0.00012788 | 0.00012463 | 0.00011335 | 0.00025465 | 0.00020007 | 0.00011335 | 0.00012788 | 0.00012463
2 | 17 | 21 | 0.00010976 | 0.00024707 | 0.00018308 | 0.00010976 | 0.00012803 | 0.00011847 | 0.00010976 | 0.00024707 | 0.00018308 | 0.00010976 | 0.00012803 | 0.00011847
2 | 17 | 22 | 0.00010445 | 0.00023332 | 0.00016879 | 0.00010445 | 0.00013368 | 0.00011041 | 0.00010445 | 0.00023332 | 0.00016879 | 0.00010445 | 0.00013368 | 0.00011041
2 | 17 | 23 | 9.889e-05 | 0.00021647 | 0.00015271 | 9.889e-05 | 0.00014305 | 9.8398e-05 | 9.889e-05 | 0.00021647 | 0.00015271 | 9.889e-05 | 0.00014305 | 9.8398e-05
2 | 17 | 24 | 9.2282e-05 | 0.00018059 | 0.00012311 | 9.2282e-05 | 0.00015312 | 9.13e-05 | 9.2282e-05 | 0.00018059 | 0.00012311 | 9.2282e-05 | 0.00015312 | 9.13e-05
2 | 18 | 1 | 8.6016e-05 | 0.00013823 | 8.7111e-05 | 8.6016e-05 | 0.0001626 | 8.6628e-05 | 8.6016e-05 | 0.00013823 | 8.7111e-05 | 8.6016e-05 | 0.0001626 | 8.6628e-05
2 | 18 | 2 | 8.23e-05 | 0.00010264 | 6.5202e-05 | 8.23e-05 | 0.00017038 | 8.4471e-05 | 8.23e-05 | 0.00010264 | 6.5202e-05 | 8.23e-05 | 0.00017038 | 8.4471e-05
2 | 18 | 3 | 8.0273e-05 | 7.0255e-05 | 4.6674e-05 | 8.0273e-05 | 0.00017859 | 8.3535e-05 | 8.0273e-05 | 7.0255e-05 | 4.6674e-05 | 8.0273e-05 | 0.00017859 | 8.3535e-05
2 | 18 | 4 | 7.9657e-05 | 4.6935e-05 | 3.21e-05 | 7.9657e-05 | 0.00018095 | 8.4454e-05 | 7.9657e-05 | 4.6935e-05 | 3.21e-05 | 7.9657e-05 | 0.00018095 | 8.4454e-05
2 | 18 | 5 | 7.9345e-05 | 2.9031e-05 | 2.1766e-05 | 7.9345e-05 | 0.00018601 | 8.9474e-05 | 7.9345e-05 | 2.9031e-05 | 2.1766e-05 | 7.9345e-05 | 0.00018601 | 8.9474e-05
2 | 18 | 6 | 8.1026e-05 | 1.7296e-05 | 2.1762e-05 | 8.1026e-05 | 0.00019142 | 9.9442e-05 | 8.1026e-05 | 1.7296e-05 | 2.1762e-05 | 8.1026e-05 | 0.00019142 | 9.9442e-05
2 | 18 | 7 | 8.3502e-05 | 1.0222e-05 | 4.0424e-05 | 8.3502e-05 | 0.00019862 | 0.00010804 | 8.3502e-05 | 1.0222e-05 | 4.0424e-05 | 8.3502e-05 | 0.00019862 | 0.00010804
2 | 18 | 8 | 8.572e-05 | 1.4966e-05 | 8.6619e-05 | 8.572e-05 | 0.00019461 | 0.00011531 | 8.572e-05 | 1.4966e-05 | 8.6619e-05 | 8.572e-05 | 0.00019461 | 0.00011531
2 | 18 | 9 | 9.0156e-05 | 3.0673e-05 | 0.0001376 | 9.0156e-05 | 0.00017929 | 0.00011912 | 9.0156e-05 | 3.0673e-05 | 0.0001376 | 9.0156e-05 | 0.00017929 | 0.00011912
2 | 18 | 10 | 9.4367e-05 | 3.3991e-05 | 0.00013555 | 9.4367e-05 | 0.00015321 | 0.00012095 | 9.4367e-05 | 3.3991e-05 | 0.00013555 | 9.4367e-05 | 0.00015321 | 0.00012095
2 | 18 | 11 | 9.7068e-05 | 4.0179e-05 | 0.00011103 | 9.7068e-05 | 0.0001293 | 0.00012156 | 9.7068e-05 | 4.0179e-05 | 0.00011103 | 9.7068e-05 | 0.0001293 | 0.00012156
2 | 18 | 12 | 9.8016e-05 | 4.9892e-05 | 9.6247e-05 | 9.8016e-05 | 0.0001154 | 0.0001212 | 9.8016e-05 | 4.9892e-05 | 9.6247e-05 | 9.8016e-05 | 0.0001154 | 0.0001212
2 | 18 | 13 | 9.8145e-05 | 7.1977e-05 | 0.00010237 | 9.8145e-05 | 0.0001095 | 0.00012037 | 9.8145e-05 | 7.1977e-05 | 0.00010237 | 9.8145e-05 | 0.0001095 | 0.00012037
2 | 18 | 14 | 9.755e-05 | 8.6234e-05 | 0.00011419 | 9.755e-05 | 0.0001062 | 0.00012023 | 9.755e-05 | 8.6234e-05 | 0.00011419 | 9.755e-05 | 0.0001062 | 0.00012023
2 | 18 | 15 | 9.6535e-05 | 9.9301e-05 | 0.00011944 | 9.6535e-05 | 0.00010487 | 0.00011899 | 9.6535e-05 | 9.9301e-05 | 0.00011944 | 9.6535e-05 | 0.00010487 | 0.00011899
2 | 18 | 16 | 9.5586e-05 | 0.00013469 | 0.00014211 | 9.5586e-05 | 0.00010711 | 0.00011642 | 9.5586e-05 | 0.00013469 | 0.00014211 | 9.5586e-05 | 0.00010711 | 0.00011642
2 | 18 | 17 | 9.7176e-05 | 0.00016948 | 0.00016005 | 9.7176e-05 | 0.00011686 | 0.00011552 | 9.7176e-05 | 0.00016948 | 0.00016005 | 9.7176e-05 | 0.00011686 | 0.00011552
2 | 18 | 18 | 0.00010432 | 0.00021479 | 0.00018776 | 0.00010432 | 0.00012326 | 0.00012263 | 0.00010432 | 0.00021479 | 0.00018776 | 0.00010432 | 0.00012326 | 0.00012263
2 | 18 | 19 | 0.00011478 | 0.00024763 | 0.00020537 | 0.00011478 | 0.00012921 | 0.00012365 | 0.00011478 | 0.00024763 | 0.00020537 | 0.00011478 | 0.00012921 | 0.00012365
2 | 18 | 20 | 0.00011345 | 0.00025465 | 0.00020007 | 0.00011345 | 0.00012788 | 0.00012463 | 0.00011345 | 0.00025465 | 0.00020007 | 0.00011345 | 0.00012788 | 0.00012463
2 | 18 | 21 | 0.00010986 | 0.00024707 | 0.00018308 | 0.00010986 | 0.00012803 | 0.00011847 | 0.00010986 | 0.00024707 | 0.00018308 | 0.00010986 | 0.00012803 | 0.00011847
2 | 18 | 22 | 0.00010475 | 0.00023332 | 0.00016879 | 0.00010475 | 0.00013368 | 0.00011041 | 0.00010475 | 0.00023332 | 0.00016879 | 0.00010475 | 0.00013368 | 0.00011041
2 | 18 | 23 | 9.7675e-05 | 0.00021647 | 0.00015271 | 9.7675e-05 | 0.00014305 | 9.8398e-05 | 9.7675e-05 | 0.00021647 | 0.00015271 | 9.7675e-05 | 0.00014305 | 9.8398e-05
2 | 18 | 24 | 9.0418e-05 | 0.00018059 | 0.00012311 | 9.0418e-05 | 0.00015312 | 9.13e-05 | 9.0418e-05 | 0.00018059 | 0.00012311 | 9.0418e-05 | 0.00015312 | 9.13e-05
2 | 19 | 1 | 8.5088e-05 | 0.00013823 | 8.7111e-05 | 8.5088e-05 | 0.0001626 | 8.6628e-05 | 8.5088e-05 | 0.00013823 | 8.7111e-05 | 8.5088e-05 | 0.0001626 | 8.6628e-05
2 | 19 | 2 | 8.2117e-05 | 0.00010264 | 6.5202e-05 | 8.2117e-05 | 0.00017038 | 8.4471e-05 | 8.2117e-05 | 0.00010264 | 6.5202e-05 | 8.2117e-05 | 0.00017038 | 8.4471e-05
2 | 19 | 3 | 8.0565e-05 | 7.0255e-05 | 4.6674e-05 | 8.0565e-05 | 0.00017859 | 8.3535e-05 | 8.0565e-05 | 7.0255e-05 | 4.6674e-05 | 8.0565e-05 | 0.00017859 | 8.3535e-05
2 | 19 | 4 | 8.0469e-05 | 4.6935e-05 | 3.21e-05 | 8.0469e-05 | 0.00018095 | 8.4454e-05 | 8.0469e-05 | 4.6935e-05 | 3.21e-05 | 8.0469e-05 | 0.00018095 | 8.4454e-05
2 | 19 | 5 | 8.247e-05 | 2.9031e-05 | 2.1766e-05 | 8.247e-05 | 0.00018601 | 8.9474e-05 | 8.247e-05 | 2.9031e-05 | 2.1766e-05 | 8.247e-05 | 0.00018601 | 8.9474e-05
2 | 19 | 6 | 8.726e-05 | 1.7296e-05 | 2.1762e-05 | 8.726e-05 | 0.00019142 | 9.9442e-05 | 8.726e-05 | 1.7296e-05 | 2.1762e-05 | 8.726e-05 | 0.00019142 | 9.9442e-05
2 | 19 | 7 | 9.47e-05 | 1.0222e-05 | 4.0424e-05 | 9.47e-05 | 0.00019862 | 0.00010804 | 9.47e-05 | 1.0222e-05 | 4.0424e-05 | 9.47e-05 | 0.00019862 | 0.00010804
2 | 19 | 8 | 9.9244e-05 | 1.4966e-05 | 8.6619e-05 | 9.9244e-05 | 0.00019461 | 0.00011531 | 9.9244e-05 | 1.4966e-05 | 8.6619e-05 | 9.9244e-05 | 0.00019461 | 0.00011531
2 | 19 | 9 | 0.00010644 | 3.0673e-05 | 0.0001376 | 0.00010644 | 0.00017929 | 0.00011912 | 0.00010644 | 3.0673e-05 | 0.0001376 | 0.00010644 | 0.00017929 | 0.00011912
2 | 19 | 10 | 0.00011176 | 3.3991e-05 | 0.00013555 | 0.00011176 | 0.00015321 | 0.00012095 | 0.00011176 | 3.3991e-05 | 0.00013555 | 0.00011176 | 0.00015321 | 0.00012095
2 | 19 | 11 | 0.0001148 | 4.0179e-05 | 0.00011103 | 0.0001148 | 0.0001293 | 0.00012156 | 0.0001148 | 4.0179e-05 | 0.00011103 | 0.0001148 | 0.0001293 | 0.00012156
2 | 19 | 12 | 0.00011567 | 4.9892e-05 | 9.6247e-05 | 0.00011567 | 0.0001154 | 0.0001212 | 0.00011567 | 4.9892e-05 | 9.6247e-05 | 0.00011567 | 0.0001154 | 0.0001212
2 | 19 | 13 | 0.00011505 | 7.1977e-05 | 0.00010237 | 0.00011505 | 0.0001095 | 0.00012037 | 0.00011505 | 7.1977e-05 | 0.00010237 | 0.00011505 | 0.0001095 | 0.00012037
2 | 19 | 14 | 0.00011354 | 8.6234e-05 | 0.00011419 | 0.00011354 | 0.0001062 | 0.00012023 | 0.00011354 | 8.6234e-05 | 0.00011419 | 0.00011354 | 0.0001062 | 0.00012023
2 | 19 | 15 | 0.00011209 | 9.9301e-05 | 0.00011944 | 0.00011209 | 0.00010487 | 0.00011899 | 0.00011209 | 9.9301e-05 | 0.00011944 | 0.00011209 | 0.00010487 | 0.00011899
2 | 19 | 16 | 0.00011087 | 0.00013469 | 0.00014211 | 0.00011087 | 0.00010711 | 0.00011642 | 0.00011087 | 0.00013469 | 0.00014211 | 0.00011087 | 0.00010711 | 0.00011642
2 | 19 | 17 | 0.00010956 | 0.00016948 | 0.00016005 | 0.00010956 | 0.00011686 | 0.00011552 | 0.00010956 | 0.00016948 | 0.00016005 | 0.00010956 | 0.00011686 | 0.00011552
2 | 19 | 18 | 0.00011496 | 0.00021479 | 0.00018776 | 0.00011496 | 0.00012326 | 0.00012263 | 0.00011496 | 0.00021479 | 0.00018776 | 0.00011496 | 0.00012326 | 0.00012263
2 | 19 | 19 | 0.00012665 | 0.00024763 | 0.00020537 | 0.00012665 | 0.00012921 | 0.00012365 | 0.00012665 | 0.00024763 | 0.00020537 | 0.00012665 | 0.00012921 | 0.00012365
2 | 19 | 20 | 0.00012578 | 0.00025465 | 0.00020007 | 0.00012578 | 0.00012788 | 0.00012463 | 0.00012578 | 0.00025465 | 0.00020007 | 0.00012578 | 0.00012788 | 0.00012463
2 | 19 | 21 | 0.00012149 | 0.00024707 | 0.00018308 | 0.00012149 | 0.00012803 | 0.00011847 | 0.00012149 | 0.00024707 | 0.00018308 | 0.00012149 | 0.00012803 | 0.00011847
2 | 19 | 22 | 0.00011422 | 0.00023332 | 0.00016879 | 0.00011422 | 0.00013368 | 0.00011041 | 0.00011422 | 0.00023332 | 0.00016879 | 0.00011422 | 0.00013368 | 0.00011041
2 | 19 | 23 | 0.00010391 | 0.00021647 | 0.00015271 | 0.00010391 | 0.00014305 | 9.8398e-05 | 0.00010391 | 0.00021647 | 0.00015271 | 0.00010391 | 0.00014305 | 9.8398e-05
2 | 19 | 24 | 9.4267e-05 | 0.00018059 | 0.00012311 | 9.4267e-05 | 0.00015312 | 9.13e-05 | 9.4267e-05 | 0.00018059 | 0.00012311 | 9.4267e-05 | 0.00015312 | 9.13e-05
2 | 20 | 1 | 8.8005e-05 | 0.00013823 | 8.7111e-05 | 8.8005e-05 | 0.0001626 | 8.6628e-05 | 8.8005e-05 | 0.00013823 | 8.7111e-05 | 8.8005e-05 | 0.0001626 | 8.6628e-05
2 | 20 | 2 | 8.5021e-05 | 0.00010264 | 6.5202e-05 | 8.5021e-05 | 0.00017038 | 8.4471e-05 | 8.5021e-05 | 0.00010264 | 6.5202e-05 | 8.5021e-05 | 0.00017038 | 8.4471e-05
2 | 20 | 3 | 8.3394e-05 | 7.0255e-05 | 4.6674e-05 | 8.3394e-05 | 0.00017859 | 8.3535e-05 | 8.3394e-05 | 7.0255e-05 | 4.6674e-05 | 8.3394e-05 | 0.00017859 | 8.3535e-05
2 | 20 | 4 | 8.3819e-05 | 4.6935e-05 | 3.21e-05 | 8.3819e-05 | 0.00018095 | 8.4454e-05 | 8.3819e-05 | 4.6935e-05 | 3.21e-05 | 8.3819e-05 | 0.00018095 | 8.4454e-05
2 | 20 | 5 | 8.6598e-05 | 2.9031e-05 | 2.1766e-05 | 8.6598e-05 | 0.00018601 | 8.9474e-05 | 8.6598e-05 | 2.9031e-05 | 2.1766e-05 | 8.6598e-05 | 0.00018601 | 8.9474e-05
2 | 20 | 6 | 9.4954e-05 | 1.7296e-05 | 2.1762e-05 | 9.4954e-05 | 0.00019142 | 9.9442e-05 | 9.4954e-05 | 1.7296e-05 | 2.1762e-05 | 9.4954e-05 | 0.00019142 | 9.9442e-05
2 | 20 | 7 | 0.00010788 | 1.0222e-05 | 4.0424e-05 | 0.00010788 | 0.00019862 | 0.00010804 | 0.00010788 | 1.0222e-05 | 4.0424e-05 | 0.00010788 | 0.00019862 | 0.00010804
2 | 20 | 8 | 0.00011404 | 1.4966e-05 | 8.6619e-05 | 0.00011404 | 0.00019461 | 0.00011531 | 0.00011404 | 1.4966e-05 | 8.6619e-05 | 0.00011404 | 0.00019461 | 0.00011531
2 | 20 | 9 | 0.00011735 | 3.0673e-05 | 0.0001376 | 0.00011735 | 0.00017929 | 0.00011912 | 0.00011735 | 3.0673e-05 | 0.0001376 | 0.00011735 | 0.00017929 | 0.00011912
2 | 20 | 10 | 0.00011952 | 3.3991e-05 | 0.00013555 | 0.00011952 | 0.00015321 | 0.00012095 | 0.00011952 | 3.3991e-05 | 0.00013555 | 0.00011952 | 0.00015321 | 0.00012095
2 | 20 | 11 | 0.0001199 | 4.0179e-05 | 0.00011103 | 0.0001199 | 0.0001293 | 0.00012156 | 0.0001199 | 4.0179e-05 | 0.00011103 | 0.0001199 | 0.0001293 | 0.00012156
2 | 20 | 12 | 0.00012007 | 4.9892e-05 | 9.6247e-05 | 0.00012007 | 0.0001154 | 0.0001212 | 0.00012007 | 4.9892e-05 | 9.6247e-05 | 0.00012007 | 0.0001154 | 0.0001212
2 | 20 | 13 | 0.00011902 | 7.1977e-05 | 0.00010237 | 0.00011902 | 0.0001095 | 0.00012037 | 0.00011902 | 7.1977e-05 | 0.00010237 | 0.00011902 | 0.0001095 | 0.00012037
2 | 20 | 14 | 0.00011928 | 8.6234e-05 | 0.00011419 | 0.00011928 | 0.0001062 | 0.00012023 | 0.00011928 | 8.6234e-05 | 0.00011419 | 0.00011928 | 0.0001062 | 0.00012023
2 | 20 | 15 | 0.00011725 | 9.9301e-05 | 0.00011944 | 0.00011725 | 0.00010487 | 0.00011899 | 0.00011725 | 9.9301e-05 | 0.00011944 | 0.00011725 | 0.00010487 | 0.00011899
2 | 20 | 16 | 0.00011561 | 0.00013469 | 0.00014211 | 0.00011561 | 0.00010711 | 0.00011642 | 0.00011561 | 0.00013469 | 0.00014211 | 0.00011561 | 0.00010711 | 0.00011642
2 | 20 | 17 | 0.00011529 | 0.00016948 | 0.00016005 | 0.00011529 | 0.00011686 | 0.00011552 | 0.00011529 | 0.00016948 | 0.00016005 | 0.00011529 | 0.00011686 | 0.00011552
2 | 20 | 18 | 0.00012042 | 0.00021479 | 0.00018776 | 0.00012042 | 0.00012326 | 0.00012263 | 0.00012042 | 0.00021479 | 0.00018776 | 0.00012042 | 0.00012326 | 0.00012263
2 | 20 | 19 | 0.00013088 | 0.00024763 | 0.00020537 | 0.00013088 | 0.00012921 | 0.00012365 | 0.00013088 | 0.00024763 | 0.00020537 | 0.00013088 | 0.00012921 | 0.00012365
2 | 20 | 20 | 0.00012951 | 0.00025465 | 0.00020007 | 0.00012951 | 0.00012788 | 0.00012463 | 0.00012951 | 0.00025465 | 0.00020007 | 0.00012951 | 0.00012788 | 0.00012463
2 | 20 | 21 | 0.00012545 | 0.00024707 | 0.00018308 | 0.00012545 | 0.00012803 | 0.00011847 | 0.00012545 | 0.00024707 | 0.00018308 | 0.00012545 | 0.00012803 | 0.00011847
2 | 20 | 22 | 0.00011773 | 0.00023332 | 0.00016879 | 0.00011773 | 0.00013368 | 0.00011041 | 0.00011773 | 0.00023332 | 0.00016879 | 0.00011773 | 0.00013368 | 0.00011041
2 | 20 | 23 | 0.0001076 | 0.00021647 | 0.00015271 | 0.0001076 | 0.00014305 | 9.8398e-05 | 0.0001076 | 0.00021647 | 0.00015271 | 0.0001076 | 0.00014305 | 9.8398e-05
2 | 20 | 24 | 9.7796e-05 | 0.00018059 | 0.00012311 | 9.7796e-05 | 0.00015312 | 9.13e-05 | 9.7796e-05 | 0.00018059 | 0.00012311 | 9.7796e-05 | 0.00015312 | 9.13e-05
2 | 21 | 1 | 9.058e-05 | 0.00013823 | 8.7111e-05 | 9.058e-05 | 0.0001626 | 8.6628e-05 | 9.058e-05 | 0.00013823 | 8.7111e-05 | 9.058e-05 | 0.0001626 | 8.6628e-05
2 | 21 | 2 | 8.7534e-05 | 0.00010264 | 6.5202e-05 | 8.7534e-05 | 0.00017038 | 8.4471e-05 | 8.7534e-05 | 0.00010264 | 6.5202e-05 | 8.7534e-05 | 0.00017038 | 8.4471e-05
2 | 21 | 3 | 8.5716e-05 | 7.0255e-05 | 4.6674e-05 | 8.5716e-05 | 0.00017859 | 8.3535e-05 | 8.5716e-05 | 7.0255e-05 | 4.6674e-05 | 8.5716e-05 | 0.00017859 | 8.3535e-05
2 | 21 | 4 | 8.5425e-05 | 4.6935e-05 | 3.21e-05 | 8.5425e-05 | 0.00018095 | 8.4454e-05 | 8.5425e-05 | 4.6935e-05 | 3.21e-05 | 8.5425e-05 | 0.00018095 | 8.4454e-05
2 | 21 | 5 | 8.8075e-05 | 2.9031e-05 | 2.1766e-05 | 8.8075e-05 | 0.00018601 | 8.9474e-05 | 8.8075e-05 | 2.9031e-05 | 2.1766e-05 | 8.8075e-05 | 0.00018601 | 8.9474e-05
2 | 21 | 6 | 9.5258e-05 | 1.7296e-05 | 2.1762e-05 | 9.5258e-05 | 0.00019142 | 9.9442e-05 | 9.5258e-05 | 1.7296e-05 | 2.1762e-05 | 9.5258e-05 | 0.00019142 | 9.9442e-05
2 | 21 | 7 | 0.00010714 | 1.0222e-05 | 4.0424e-05 | 0.00010714 | 0.00019862 | 0.00010804 | 0.00010714 | 1.0222e-05 | 4.0424e-05 | 0.00010714 | 0.00019862 | 0.00010804
2 | 21 | 8 | 0.00011353 | 1.4966e-05 | 8.6619e-05 | 0.00011353 | 0.00019461 | 0.00011531 | 0.00011353 | 1.4966e-05 | 8.6619e-05 | 0.00011353 | 0.00019461 | 0.00011531
2 | 21 | 9 | 0.00011606 | 3.0673e-05 | 0.0001376 | 0.00011606 | 0.00017929 | 0.00011912 | 0.00011606 | 3.0673e-05 | 0.0001376 | 0.00011606 | 0.00017929 | 0.00011912
2 | 21 | 10 | 0.00011845 | 3.3991e-05 | 0.00013555 | 0.00011845 | 0.00015321 | 0.00012095 | 0.00011845 | 3.3991e-05 | 0.00013555 | 0.00011845 | 0.00015321 | 0.00012095
2 | 21 | 11 | 0.00011984 | 4.0179e-05 | 0.00011103 | 0.00011984 | 0.0001293 | 0.00012156 | 0.00011984 | 4.0179e-05 | 0.00011103 | 0.00011984 | 0.0001293 | 0.00012156
2 | 21 | 12 | 0.00011988 | 4.9892e-05 | 9.6247e-05 | 0.00011988 | 0.0001154 | 0.0001212 | 0.00011988 | 4.9892e-05 | 9.6247e-05 | 0.00011988 | 0.0001154 | 0.0001212
2 | 21 | 13 | 0.0001186 | 7.1977e-05 | 0.00010237 | 0.0001186 | 0.0001095 | 0.00012037 | 0.0001186 | 7.1977e-05 | 0.00010237 | 0.0001186 | 0.0001095 | 0.00012037
2 | 21 | 14 | 0.00011828 | 8.6234e-05 | 0.00011419 | 0.00011828 | 0.0001062 | 0.00012023 | 0.00011828 | 8.6234e-05 | 0.00011419 | 0.00011828 | 0.0001062 | 0.00012023
2 | 21 | 15 | 0.00011803 | 9.9301e-05 | 0.00011944 | 0.00011803 | 0.00010487 | 0.00011899 | 0.00011803 | 9.9301e-05 | 0.00011944 | 0.00011803 | 0.00010487 | 0.00011899
2 | 21 | 16 | 0.00011614 | 0.00013469 | 0.00014211 | 0.00011614 | 0.00010711 | 0.00011642 | 0.00011614 | 0.00013469 | 0.00014211 | 0.00011614 | 0.00010711 | 0.00011642
2 | 21 | 17 | 0.00011582 | 0.00016948 | 0.00016005 | 0.00011582 | 0.00011686 | 0.00011552 | 0.00011582 | 0.00016948 | 0.00016005 | 0.00011582 | 0.00011686 | 0.00011552
2 | 21 | 18 | 0.00012015 | 0.00021479 | 0.00018776 | 0.00012015 | 0.00012326 | 0.00012263 | 0.00012015 | 0.00021479 | 0.00018776 | 0.00012015 | 0.00012326 | 0.00012263
2 | 21 | 19 | 0.00013005 | 0.00024763 | 0.00020537 | 0.00013005 | 0.00012921 | 0.00012365 | 0.00013005 | 0.00024763 | 0.00020537 | 0.00013005 | 0.00012921 | 0.00012365
2 | 21 | 20 | 0.00012829 | 0.00025465 | 0.00020007 | 0.00012829 | 0.00012788 | 0.00012463 | 0.00012829 | 0.00025465 | 0.00020007 | 0.00012829 | 0.00012788 | 0.00012463
2 | 21 | 21 | 0.0001249 | 0.00024707 | 0.00018308 | 0.0001249 | 0.00012803 | 0.00011847 | 0.0001249 | 0.00024707 | 0.00018308 | 0.0001249 | 0.00012803 | 0.00011847
2 | 21 | 22 | 0.00011803 | 0.00023332 | 0.00016879 | 0.00011803 | 0.00013368 | 0.00011041 | 0.00011803 | 0.00023332 | 0.00016879 | 0.00011803 | 0.00013368 | 0.00011041
2 | 21 | 23 | 0.00010783 | 0.00021647 | 0.00015271 | 0.00010783 | 0.00014305 | 9.8398e-05 | 0.00010783 | 0.00021647 | 0.00015271 | 0.00010783 | 0.00014305 | 9.8398e-05
2 | 21 | 24 | 9.775e-05 | 0.00018059 | 0.00012311 | 9.775e-05 | 0.00015312 | 9.13e-05 | 9.775e-05 | 0.00018059 | 0.00012311 | 9.775e-05 | 0.00015312 | 9.13e-05
2 | 22 | 1 | 9.1404e-05 | 0.00013823 | 8.7111e-05 | 9.1404e-05 | 0.0001626 | 8.6628e-05 | 9.1404e-05 | 0.00013823 | 8.7111e-05 | 9.1404e-05 | 0.0001626 | 8.6628e-05
2 | 22 | 2 | 8.7888e-05 | 0.00010264 | 6.5202e-05 | 8.7888e-05 | 0.00017038 | 8.4471e-05 | 8.7888e-05 | 0.00010264 | 6.5202e-05 | 8.7888e-05 | 0.00017038 | 8.4471e-05
2 | 22 | 3 | 8.5841e-05 | 7.0255e-05 | 4.6674e-05 | 8.5841e-05 | 0.00017859 | 8.3535e-05 | 8.5841e-05 | 7.0255e-05 | 4.6674e-05 | 8.5841e-05 | 0.00017859 | 8.3535e-05
2 | 22 | 4 | 8.5816e-05 | 4.6935e-05 | 3.21e-05 | 8.5816e-05 | 0.00018095 | 8.4454e-05 | 8.5816e-05 | 4.6935e-05 | 3.21e-05 | 8.5816e-05 | 0.00018095 | 8.4454e-05
2 | 22 | 5 | 8.8238e-05 | 2.9031e-05 | 2.1766e-05 | 8.8238e-05 | 0.00018601 | 8.9474e-05 | 8.8238e-05 | 2.9031e-05 | 2.1766e-05 | 8.8238e-05 | 0.00018601 | 8.9474e-05
2 | 22 | 6 | 9.5457e-05 | 1.7296e-05 | 2.1762e-05 | 9.5457e-05 | 0.00019142 | 9.9442e-05 | 9.5457e-05 | 1.7296e-05 | 2.1762e-05 | 9.5457e-05 | 0.00019142 | 9.9442e-05
2 | 22 | 7 | 0.00010725 | 1.0222e-05 | 4.0424e-05 | 0.00010725 | 0.00019862 | 0.00010804 | 0.00010725 | 1.0222e-05 | 4.0424e-05 | 0.00010725 | 0.00019862 | 0.00010804
2 | 22 | 8 | 0.00011475 | 1.4966e-05 | 8.6619e-05 | 0.00011475 | 0.00019461 | 0.00011531 | 0.00011475 | 1.4966e-05 | 8.6619e-05 | 0.00011475 | 0.00019461 | 0.00011531
2 | 22 | 9 | 0.00011842 | 3.0673e-05 | 0.0001376 | 0.00011842 | 0.00017929 | 0.00011912 | 0.00011842 | 3.0673e-05 | 0.0001376 | 0.00011842 | 0.00017929 | 0.00011912
2 | 22 | 10 | 0.00012188 | 3.3991e-05 | 0.00013555 | 0.00012188 | 0.00015321 | 0.00012095 | 0.00012188 | 3.3991e-05 | 0.00013555 | 0.00012188 | 0.00015321 | 0.00012095
2 | 22 | 11 | 0.00012315 | 4.0179e-05 | 0.00011103 | 0.00012315 | 0.0001293 | 0.00012156 | 0.00012315 | 4.0179e-05 | 0.00011103 | 0.00012315 | 0.0001293 | 0.00012156
2 | 22 | 12 | 0.00012252 | 4.9892e-05 | 9.6247e-05 | 0.00012252 | 0.0001154 | 0.0001212 | 0.00012252 | 4.9892e-05 | 9.6247e-05 | 0.00012252 | 0.0001154 | 0.0001212
2 | 22 | 13 | 0.00012085 | 7.1977e-05 | 0.00010237 | 0.00012085 | 0.0001095 | 0.00012037 | 0.00012085 | 7.1977e-05 | 0.00010237 | 0.00012085 | 0.0001095 | 0.00012037
2 | 22 | 14 | 0.00011964 | 8.6234e-05 | 0.00011419 | 0.00011964 | 0.0001062 | 0.00012023 | 0.00011964 | 8.6234e-05 | 0.00011419 | 0.00011964 | 0.0001062 | 0.00012023
2 | 22 | 15 | 0.00011838 | 9.9301e-05 | 0.00011944 | 0.00011838 | 0.00010487 | 0.00011899 | 0.00011838 | 9.9301e-05 | 0.00011944 | 0.00011838 | 0.00010487 | 0.00011899
2 | 22 | 16 | 0.00011762 | 0.00013469 | 0.00014211 | 0.00011762 | 0.00010711 | 0.00011642 | 0.00011762 | 0.00013469 | 0.00014211 | 0.00011762 | 0.00010711 | 0.00011642
2 | 22 | 17 | 0.00011973 | 0.00016948 | 0.00016005 | 0.00011973 | 0.00011686 | 0.00011552 | 0.00011973 | 0.00016948 | 0.00016005 | 0.00011973 | 0.00011686 | 0.00011552
2 | 22 | 18 | 0.00012532 | 0.00021479 | 0.00018776 | 0.00012532 | 0.00012326 | 0.00012263 | 0.00012532 | 0.00021479 | 0.00018776 | 0.00012532 | 0.00012326 | 0.00012263
2 | 22 | 19 | 0.00013329 | 0.00024763 | 0.00020537 | 0.00013329 | 0.00012921 | 0.00012365 | 0.00013329 | 0.00024763 | 0.00020537 | 0.00013329 | 0.00012921 | 0.00012365
2 | 22 | 20 | 0.00013212 | 0.00025465 | 0.00020007 | 0.00013212 | 0.00012788 | 0.00012463 | 0.00013212 | 0.00025465 | 0.00020007 | 0.00013212 | 0.00012788 | 0.00012463
2 | 22 | 21 | 0.00012858 | 0.00024707 | 0.00018308 | 0.00012858 | 0.00012803 | 0.00011847 | 0.00012858 | 0.00024707 | 0.00018308 | 0.00012858 | 0.00012803 | 0.00011847
2 | 22 | 22 | 0.00012075 | 0.00023332 | 0.00016879 | 0.00012075 | 0.00013368 | 0.00011041 | 0.00012075 | 0.00023332 | 0.00016879 | 0.00012075 | 0.00013368 | 0.00011041
2 | 22 | 23 | 0.00011019 | 0.00021647 | 0.00015271 | 0.00011019 | 0.00014305 | 9.8398e-05 | 0.00011019 | 0.00021647 | 0.00015271 | 0.00011019 | 0.00014305 | 9.8398e-05
2 | 22 | 24 | 0.00010043 | 0.00018059 | 0.00012311 | 0.00010043 | 0.00015312 | 9.13e-05 | 0.00010043 | 0.00018059 | 0.00012311 | 0.00010043 | 0.00015312 | 9.13e-05
2 | 23 | 1 | 9.3339e-05 | 0.00013823 | 8.7111e-05 | 9.3339e-05 | 0.0001626 | 8.6628e-05 | 9.3339e-05 | 0.00013823 | 8.7111e-05 | 9.3339e-05 | 0.0001626 | 8.6628e-05
2 | 23 | 2 | 8.8833e-05 | 0.00010264 | 6.5202e-05 | 8.8833e-05 | 0.00017038 | 8.4471e-05 | 8.8833e-05 | 0.00010264 | 6.5202e-05 | 8.8833e-05 | 0.00017038 | 8.4471e-05
2 | 23 | 3 | 8.7089e-05 | 7.0255e-05 | 4.6674e-05 | 8.7089e-05 | 0.00017859 | 8.3535e-05 | 8.7089e-05 | 7.0255e-05 | 4.6674e-05 | 8.7089e-05 | 0.00017859 | 8.3535e-05
2 | 23 | 4 | 8.6607e-05 | 4.6935e-05 | 3.21e-05 | 8.6607e-05 | 0.00018095 | 8.4454e-05 | 8.6607e-05 | 4.6935e-05 | 3.21e-05 | 8.6607e-05 | 0.00018095 | 8.4454e-05
2 | 23 | 5 | 8.9132e-05 | 2.9031e-05 | 2.1766e-05 | 8.9132e-05 | 0.00018601 | 8.9474e-05 | 8.9132e-05 | 2.9031e-05 | 2.1766e-05 | 8.9132e-05 | 0.00018601 | 8.9474e-05
2 | 23 | 6 | 9.6693e-05 | 1.7296e-05 | 2.1762e-05 | 9.6693e-05 | 0.00019142 | 9.9442e-05 | 9.6693e-05 | 1.7296e-05 | 2.1762e-05 | 9.6693e-05 | 0.00019142 | 9.9442e-05
2 | 23 | 7 | 0.00010934 | 1.0222e-05 | 4.0424e-05 | 0.00010934 | 0.00019862 | 0.00010804 | 0.00010934 | 1.0222e-05 | 4.0424e-05 | 0.00010934 | 0.00019862 | 0.00010804
2 | 23 | 8 | 0.00011555 | 1.4966e-05 | 8.6619e-05 | 0.00011555 | 0.00019461 | 0.00011531 | 0.00011555 | 1.4966e-05 | 8.6619e-05 | 0.00011555 | 0.00019461 | 0.00011531
2 | 23 | 9 | 0.00011802 | 3.0673e-05 | 0.0001376 | 0.00011802 | 0.00017929 | 0.00011912 | 0.00011802 | 3.0673e-05 | 0.0001376 | 0.00011802 | 0.00017929 | 0.00011912
2 | 23 | 10 | 0.00011901 | 3.3991e-05 | 0.00013555 | 0.00011901 | 0.00015321 | 0.00012095 | 0.00011901 | 3.3991e-05 | 0.00013555 | 0.00011901 | 0.00015321 | 0.00012095
2 | 23 | 11 | 0.00012019 | 4.0179e-05 | 0.00011103 | 0.00012019 | 0.0001293 | 0.00012156 | 0.00012019 | 4.0179e-05 | 0.00011103 | 0.00012019 | 0.0001293 | 0.00012156
2 | 23 | 12 | 0.0001201 | 4.9892e-05 | 9.6247e-05 | 0.0001201 | 0.0001154 | 0.0001212 | 0.0001201 | 4.9892e-05 | 9.6247e-05 | 0.0001201 | 0.0001154 | 0.0001212
2 | 23 | 13 | 0.00011917 | 7.1977e-05 | 0.00010237 | 0.00011917 | 0.0001095 | 0.00012037 | 0.00011917 | 7.1977e-05 | 0.00010237 | 0.00011917 | 0.0001095 | 0.00012037
2 | 23 | 14 | 0.00011733 | 8.6234e-05 | 0.00011419 | 0.00011733 | 0.0001062 | 0.00012023 | 0.00011733 | 8.6234e-05 | 0.00011419 | 0.00011733 | 0.0001062 | 0.00012023
2 | 23 | 15 | 0.00011475 | 9.9301e-05 | 0.00011944 | 0.00011475 | 0.00010487 | 0.00011899 | 0.00011475 | 9.9301e-05 | 0.00011944 | 0.00011475 | 0.00010487 | 0.00011899
2 | 23 | 16 | 0.00011278 | 0.00013469 | 0.00014211 | 0.00011278 | 0.00010711 | 0.00011642 | 0.00011278 | 0.00013469 | 0.00014211 | 0.00011278 | 0.00010711 | 0.00011642
2 | 23 | 17 | 0.00011295 | 0.00016948 | 0.00016005 | 0.00011295 | 0.00011686 | 0.00011552 | 0.00011295 | 0.00016948 | 0.00016005 | 0.00011295 | 0.00011686 | 0.00011552
2 | 23 | 18 | 0.00011696 | 0.00021479 | 0.00018776 | 0.00011696 | 0.00012326 | 0.00012263 | 0.00011696 | 0.00021479 | 0.00018776 | 0.00011696 | 0.00012326 | 0.00012263
2 | 23 | 19 | 0.00012878 | 0.00024763 | 0.00020537 | 0.00012878 | 0.00012921 | 0.00012365 | 0.00012878 | 0.00024763 | 0.00020537 | 0.00012878 | 0.00012921 | 0.00012365
2 | 23 | 20 | 0.00012711 | 0.00025465 | 0.00020007 | 0.00012711 | 0.00012788 | 0.00012463 | 0.00012711 | 0.00025465 | 0.00020007 | 0.00012711 | 0.00012788 | 0.00012463
2 | 23 | 21 | 0.00012487 | 0.00024707 | 0.00018308 | 0.00012487 | 0.00012803 | 0.00011847 | 0.00012487 | 0.00024707 | 0.00018308 | 0.00012487 | 0.00012803 | 0.00011847
2 | 23 | 22 | 0.00011863 | 0.00023332 | 0.00016879 | 0.00011863 | 0.00013368 | 0.00011041 | 0.00011863 | 0.00023332 | 0.00016879 | 0.00011863 | 0.00013368 | 0.00011041
2 | 23 | 23 | 0.00011029 | 0.00021647 | 0.00015271 | 0.00011029 | 0.00014305 | 9.8398e-05 | 0.00011029 | 0.00021647 | 0.00015271 | 0.00011029 | 0.00014305 | 9.8398e-05
2 | 23 | 24 | 0.00010122 | 0.00018059 | 0.00012311 | 0.00010122 | 0.00015312 | 9.13e-05 | 0.00010122 | 0.00018059 | 0.00012311 | 0.00010122 | 0.00015312 | 9.13e-05
2 | 24 | 1 | 9.3572e-05 | 0.00013823 | 8.7111e-05 | 9.3572e-05 | 0.0001626 | 8.6628e-05 | 9.3572e-05 | 0.00013823 | 8.7111e-05 | 9.3572e-05 | 0.0001626 | 8.6628e-05
2 | 24 | 2 | 8.9511e-05 | 0.00010264 | 6.5202e-05 | 8.9511e-05 | 0.00017038 | 8.4471e-05 | 8.9511e-05 | 0.00010264 | 6.5202e-05 | 8.9511e-05 | 0.00017038 | 8.4471e-05
2 | 24 | 3 | 8.726e-05 | 7.0255e-05 | 4.6674e-05 | 8.726e-05 | 0.00017859 | 8.3535e-05 | 8.726e-05 | 7.0255e-05 | 4.6674e-05 | 8.726e-05 | 0.00017859 | 8.3535e-05
2 | 24 | 4 | 8.6482e-05 | 4.6935e-05 | 3.21e-05 | 8.6482e-05 | 0.00018095 | 8.4454e-05 | 8.6482e-05 | 4.6935e-05 | 3.21e-05 | 8.6482e-05 | 0.00018095 | 8.4454e-05
2 | 24 | 5 | 8.7501e-05 | 2.9031e-05 | 2.1766e-05 | 8.7501e-05 | 0.00018601 | 8.9474e-05 | 8.7501e-05 | 2.9031e-05 | 2.1766e-05 | 8.7501e-05 | 0.00018601 | 8.9474e-05
2 | 24 | 6 | 9.0784e-05 | 1.7296e-05 | 2.1762e-05 | 9.0784e-05 | 0.00019142 | 9.9442e-05 | 9.0784e-05 | 1.7296e-05 | 2.1762e-05 | 9.0784e-05 | 0.00019142 | 9.9442e-05
2 | 24 | 7 | 9.4688e-05 | 1.0222e-05 | 4.0424e-05 | 9.4688e-05 | 0.00019862 | 0.00010804 | 9.4688e-05 | 1.0222e-05 | 4.0424e-05 | 9.4688e-05 | 0.00019862 | 0.00010804
2 | 24 | 8 | 9.8116e-05 | 1.4966e-05 | 8.6619e-05 | 9.8116e-05 | 0.00019461 | 0.00011531 | 9.8116e-05 | 1.4966e-05 | 8.6619e-05 | 9.8116e-05 | 0.00019461 | 0.00011531
2 | 24 | 9 | 0.00010359 | 3.0673e-05 | 0.0001376 | 0.00010359 | 0.00017929 | 0.00011912 | 0.00010359 | 3.0673e-05 | 0.0001376 | 0.00010359 | 0.00017929 | 0.00011912
2 | 24 | 10 | 0.00010778 | 3.3991e-05 | 0.00013555 | 0.00010778 | 0.00015321 | 0.00012095 | 0.00010778 | 3.3991e-05 | 0.00013555 | 0.00010778 | 0.00015321 | 0.00012095
2 | 24 | 11 | 0.00010995 | 4.0179e-05 | 0.00011103 | 0.00010995 | 0.0001293 | 0.00012156 | 0.00010995 | 4.0179e-05 | 0.00011103 | 0.00010995 | 0.0001293 | 0.00012156
2 | 24 | 12 | 0.0001084 | 4.9892e-05 | 9.6247e-05 | 0.0001084 | 0.0001154 | 0.0001212 | 0.0001084 | 4.9892e-05 | 9.6247e-05 | 0.0001084 | 0.0001154 | 0.0001212
2 | 24 | 13 | 0.0001063 | 7.1977e-05 | 0.00010237 | 0.0001063 | 0.0001095 | 0.00012037 | 0.0001063 | 7.1977e-05 | 0.00010237 | 0.0001063 | 0.0001095 | 0.00012037
2 | 24 | 14 | 0.00010419 | 8.6234e-05 | 0.00011419 | 0.00010419 | 0.0001062 | 0.00012023 | 0.00010419 | 8.6234e-05 | 0.00011419 | 0.00010419 | 0.0001062 | 0.00012023
2 | 24 | 15 | 0.00010241 | 9.9301e-05 | 0.00011944 | 0.00010241 | 0.00010487 | 0.00011899 | 0.00010241 | 9.9301e-05 | 0.00011944 | 0.00010241 | 0.00010487 | 0.00011899
2 | 24 | 16 | 0.00010152 | 0.00013469 | 0.00014211 | 0.00010152 | 0.00010711 | 0.00011642 | 0.00010152 | 0.00013469 | 0.00014211 | 0.00010152 | 0.00010711 | 0.00011642
2 | 24 | 17 | 0.00010068 | 0.00016948 | 0.00016005 | 0.00010068 | 0.00011686 | 0.00011552 | 0.00010068 | 0.00016948 | 0.00016005 | 0.00010068 | 0.00011686 | 0.00011552
2 | 24 | 18 | 0.00010516 | 0.00021479 | 0.00018776 | 0.00010516 | 0.00012326 | 0.00012263 | 0.00010516 | 0.00021479 | 0.00018776 | 0.00010516 | 0.00012326 | 0.00012263
2 | 24 | 19 | 0.00011559 | 0.00024763 | 0.00020537 | 0.00011559 | 0.00012921 | 0.00012365 | 0.00011559 | 0.00024763 | 0.00020537 | 0.00011559 | 0.00012921 | 0.00012365
2 | 24 | 20 | 0.00011418 | 0.00025465 | 0.00020007 | 0.00011418 | 0.00012788 | 0.00012463 | 0.00011418 | 0.00025465 | 0.00020007 | 0.00011418 | 0.00012788 | 0.00012463
2 | 24 | 21 | 0.00011169 | 0.00024707 | 0.00018308 | 0.00011169 | 0.00012803 | 0.00011847 | 0.00011169 | 0.00024707 | 0.00018308 | 0.00011169 | 0.00012803 | 0.00011847
2 | 24 | 22 | 0.00010697 | 0.00023332 | 0.00016879 | 0.00010697 | 0.00013368 | 0.00011041 | 0.00010697 | 0.00023332 | 0.00016879 | 0.00010697 | 0.00013368 | 0.00011041
2 | 24 | 23 | 0.00010031 | 0.00021647 | 0.00015271 | 0.00010031 | 0.00014305 | 9.8398e-05 | 0.00010031 | 0.00021647 | 0.00015271 | 0.00010031 | 0.00014305 | 9.8398e-05
2 | 24 | 24 | 9.3231e-05 | 0.00018059 | 0.00012311 | 9.3231e-05 | 0.00015312 | 9.13e-05 | 9.3231e-05 | 0.00018059 | 0.00012311 | 9.3231e-05 | 0.00015312 | 9.13e-05
2 | 25 | 1 | 8.9174e-05 | 0.00013823 | 8.7111e-05 | 8.9174e-05 | 0.0001626 | 8.6628e-05 | 8.9174e-05 | 0.00013823 | 8.7111e-05 | 8.9174e-05 | 0.0001626 | 8.6628e-05
2 | 25 | 2 | 8.5591e-05 | 0.00010264 | 6.5202e-05 | 8.5591e-05 | 0.00017038 | 8.4471e-05 | 8.5591e-05 | 0.00010264 | 6.5202e-05 | 8.5591e-05 | 0.00017038 | 8.4471e-05
2 | 25 | 3 | 8.3748e-05 | 7.0255e-05 | 4.6674e-05 | 8.3748e-05 | 0.00017859 | 8.3535e-05 | 8.3748e-05 | 7.0255e-05 | 4.6674e-05 | 8.3748e-05 | 0.00017859 | 8.3535e-05
2 | 25 | 4 | 8.2849e-05 | 4.6935e-05 | 3.21e-05 | 8.2849e-05 | 0.00018095 | 8.4454e-05 | 8.2849e-05 | 4.6935e-05 | 3.21e-05 | 8.2849e-05 | 0.00018095 | 8.4454e-05
2 | 25 | 5 | 8.3049e-05 | 2.9031e-05 | 2.1766e-05 | 8.3049e-05 | 0.00018601 | 8.9474e-05 | 8.3049e-05 | 2.9031e-05 | 2.1766e-05 | 8.3049e-05 | 0.00018601 | 8.9474e-05
2 | 25 | 6 | 8.4563e-05 | 1.7296e-05 | 2.1762e-05 | 8.4563e-05 | 0.00019142 | 9.9442e-05 | 8.4563e-05 | 1.7296e-05 | 2.1762e-05 | 8.4563e-05 | 0.00019142 | 9.9442e-05
2 | 25 | 7 | 8.7085e-05 | 1.0222e-05 | 4.0424e-05 | 8.7085e-05 | 0.00019862 | 0.00010804 | 8.7085e-05 | 1.0222e-05 | 4.0424e-05 | 8.7085e-05 | 0.00019862 | 0.00010804
2 | 25 | 8 | 9.0393e-05 | 1.4966e-05 | 8.6619e-05 | 9.0393e-05 | 0.00019461 | 0.00011531 | 9.0393e-05 | 1.4966e-05 | 8.6619e-05 | 9.0393e-05 | 0.00019461 | 0.00011531
2 | 25 | 9 | 9.5549e-05 | 3.0673e-05 | 0.0001376 | 9.5549e-05 | 0.00017929 | 0.00011912 | 9.5549e-05 | 3.0673e-05 | 0.0001376 | 9.5549e-05 | 0.00017929 | 0.00011912
2 | 25 | 10 | 9.9386e-05 | 3.3991e-05 | 0.00013555 | 9.9386e-05 | 0.00015321 | 0.00012095 | 9.9386e-05 | 3.3991e-05 | 0.00013555 | 9.9386e-05 | 0.00015321 | 0.00012095
2 | 25 | 11 | 0.00010176 | 4.0179e-05 | 0.00011103 | 0.00010176 | 0.0001293 | 0.00012156 | 0.00010176 | 4.0179e-05 | 0.00011103 | 0.00010176 | 0.0001293 | 0.00012156
2 | 25 | 12 | 0.00010188 | 4.9892e-05 | 9.6247e-05 | 0.00010188 | 0.0001154 | 0.0001212 | 0.00010188 | 4.9892e-05 | 9.6247e-05 | 0.00010188 | 0.0001154 | 0.0001212
2 | 25 | 13 | 0.00010155 | 7.1977e-05 | 0.00010237 | 0.00010155 | 0.0001095 | 0.00012037 | 0.00010155 | 7.1977e-05 | 0.00010237 | 0.00010155 | 0.0001095 | 0.00012037
2 | 25 | 14 | 0.00010093 | 8.6234e-05 | 0.00011419 | 0.00010093 | 0.0001062 | 0.00012023 | 0.00010093 | 8.6234e-05 | 0.00011419 | 0.00010093 | 0.0001062 | 0.00012023
2 | 25 | 15 | 0.00010078 | 9.9301e-05 | 0.00011944 | 0.00010078 | 0.00010487 | 0.00011899 | 0.00010078 | 9.9301e-05 | 0.00011944 | 0.00010078 | 0.00010487 | 0.00011899
2 | 25 | 16 | 0.00010101 | 0.00013469 | 0.00014211 | 0.00010101 | 0.00010711 | 0.00011642 | 0.00010101 | 0.00013469 | 0.00014211 | 0.00010101 | 0.00010711 | 0.00011642
2 | 25 | 17 | 0.00010266 | 0.00016948 | 0.00016005 | 0.00010266 | 0.00011686 | 0.00011552 | 0.00010266 | 0.00016948 | 0.00016005 | 0.00010266 | 0.00011686 | 0.00011552
2 | 25 | 18 | 0.00011005 | 0.00021479 | 0.00018776 | 0.00011005 | 0.00012326 | 0.00012263 | 0.00011005 | 0.00021479 | 0.00018776 | 0.00011005 | 0.00012326 | 0.00012263
2 | 25 | 19 | 0.00012006 | 0.00024763 | 0.00020537 | 0.00012006 | 0.00012921 | 0.00012365 | 0.00012006 | 0.00024763 | 0.00020537 | 0.00012006 | 0.00012921 | 0.00012365
2 | 25 | 20 | 0.00011875 | 0.00025465 | 0.00020007 | 0.00011875 | 0.00012788 | 0.00012463 | 0.00011875 | 0.00025465 | 0.00020007 | 0.00011875 | 0.00012788 | 0.00012463
2 | 25 | 21 | 0.00011644 | 0.00024707 | 0.00018308 | 0.00011644 | 0.00012803 | 0.00011847 | 0.00011644 | 0.00024707 | 0.00018308 | 0.00011644 | 0.00012803 | 0.00011847
2 | 25 | 22 | 0.00011062 | 0.00023332 | 0.00016879 | 0.00011062 | 0.00013368 | 0.00011041 | 0.00011062 | 0.00023332 | 0.00016879 | 0.00011062 | 0.00013368 | 0.00011041
2 | 25 | 23 | 0.00010171 | 0.00021647 | 0.00015271 | 0.00010171 | 0.00014305 | 9.8398e-05 | 0.00010171 | 0.00021647 | 0.00015271 | 0.00010171 | 0.00014305 | 9.8398e-05
2 | 25 | 24 | 9.2291e-05 | 0.00018059 | 0.00012311 | 9.2291e-05 | 0.00015312 | 9.13e-05 | 9.2291e-05 | 0.00018059 | 0.00012311 | 9.2291e-05 | 0.00015312 | 9.13e-05
2 | 26 | 1 | 8.6652e-05 | 0.00013823 | 8.7111e-05 | 8.6652e-05 | 0.0001626 | 8.6628e-05 | 8.6652e-05 | 0.00013823 | 8.7111e-05 | 8.6652e-05 | 0.0001626 | 8.6628e-05
2 | 26 | 2 | 8.3656e-05 | 0.00010264 | 6.5202e-05 | 8.3656e-05 | 0.00017038 | 8.4471e-05 | 8.3656e-05 | 0.00010264 | 6.5202e-05 | 8.3656e-05 | 0.00017038 | 8.4471e-05
2 | 26 | 3 | 8.2558e-05 | 7.0255e-05 | 4.6674e-05 | 8.2558e-05 | 0.00017859 | 8.3535e-05 | 8.2558e-05 | 7.0255e-05 | 4.6674e-05 | 8.2558e-05 | 0.00017859 | 8.3535e-05
2 | 26 | 4 | 8.3182e-05 | 4.6935e-05 | 3.21e-05 | 8.3182e-05 | 0.00018095 | 8.4454e-05 | 8.3182e-05 | 4.6935e-05 | 3.21e-05 | 8.3182e-05 | 0.00018095 | 8.4454e-05
2 | 26 | 5 | 8.5949e-05 | 2.9031e-05 | 2.1766e-05 | 8.5949e-05 | 0.00018601 | 8.9474e-05 | 8.5949e-05 | 2.9031e-05 | 2.1766e-05 | 8.5949e-05 | 0.00018601 | 8.9474e-05
2 | 26 | 6 | 9.3202e-05 | 1.7296e-05 | 2.1762e-05 | 9.3202e-05 | 0.00019142 | 9.9442e-05 | 9.3202e-05 | 1.7296e-05 | 2.1762e-05 | 9.3202e-05 | 0.00019142 | 9.9442e-05
2 | 26 | 7 | 0.00010591 | 1.0222e-05 | 4.0424e-05 | 0.00010591 | 0.00019862 | 0.00010804 | 0.00010591 | 1.0222e-05 | 4.0424e-05 | 0.00010591 | 0.00019862 | 0.00010804
2 | 26 | 8 | 0.00011367 | 1.4966e-05 | 8.6619e-05 | 0.00011367 | 0.00019461 | 0.00011531 | 0.00011367 | 1.4966e-05 | 8.6619e-05 | 0.00011367 | 0.00019461 | 0.00011531
2 | 26 | 9 | 0.00011727 | 3.0673e-05 | 0.0001376 | 0.00011727 | 0.00017929 | 0.00011912 | 0.00011727 | 3.0673e-05 | 0.0001376 | 0.00011727 | 0.00017929 | 0.00011912
2 | 26 | 10 | 0.00011969 | 3.3991e-05 | 0.00013555 | 0.00011969 | 0.00015321 | 0.00012095 | 0.00011969 | 3.3991e-05 | 0.00013555 | 0.00011969 | 0.00015321 | 0.00012095
2 | 26 | 11 | 0.00012149 | 4.0179e-05 | 0.00011103 | 0.00012149 | 0.0001293 | 0.00012156 | 0.00012149 | 4.0179e-05 | 0.00011103 | 0.00012149 | 0.0001293 | 0.00012156
2 | 26 | 12 | 0.00012135 | 4.9892e-05 | 9.6247e-05 | 0.00012135 | 0.0001154 | 0.0001212 | 0.00012135 | 4.9892e-05 | 9.6247e-05 | 0.00012135 | 0.0001154 | 0.0001212
2 | 26 | 13 | 0.00012095 | 7.1977e-05 | 0.00010237 | 0.00012095 | 0.0001095 | 0.00012037 | 0.00012095 | 7.1977e-05 | 0.00010237 | 0.00012095 | 0.0001095 | 0.00012037
2 | 26 | 14 | 0.00012039 | 8.6234e-05 | 0.00011419 | 0.00012039 | 0.0001062 | 0.00012023 | 0.00012039 | 8.6234e-05 | 0.00011419 | 0.00012039 | 0.0001062 | 0.00012023
2 | 26 | 15 | 0.00011922 | 9.9301e-05 | 0.00011944 | 0.00011922 | 0.00010487 | 0.00011899 | 0.00011922 | 9.9301e-05 | 0.00011944 | 0.00011922 | 0.00010487 | 0.00011899
2 | 26 | 16 | 0.00011842 | 0.00013469 | 0.00014211 | 0.00011842 | 0.00010711 | 0.00011642 | 0.00011842 | 0.00013469 | 0.00014211 | 0.00011842 | 0.00010711 | 0.00011642
2 | 26 | 17 | 0.0001187 | 0.00016948 | 0.00016005 | 0.0001187 | 0.00011686 | 0.00011552 | 0.0001187 | 0.00016948 | 0.00016005 | 0.0001187 | 0.00011686 | 0.00011552
2 | 26 | 18 | 0.00012347 | 0.00021479 | 0.00018776 | 0.00012347 | 0.00012326 | 0.00012263 | 0.00012347 | 0.00021479 | 0.00018776 | 0.00012347 | 0.00012326 | 0.00012263
2 | 26 | 19 | 0.00013389 | 0.00024763 | 0.00020537 | 0.00013389 | 0.00012921 | 0.00012365 | 0.00013389 | 0.00024763 | 0.00020537 | 0.00013389 | 0.00012921 | 0.00012365
2 | 26 | 20 | 0.00013222 | 0.00025465 | 0.00020007 | 0.00013222 | 0.00012788 | 0.00012463 | 0.00013222 | 0.00025465 | 0.00020007 | 0.00013222 | 0.00012788 | 0.00012463
2 | 26 | 21 | 0.00012851 | 0.00024707 | 0.00018308 | 0.00012851 | 0.00012803 | 0.00011847 | 0.00012851 | 0.00024707 | 0.00018308 | 0.00012851 | 0.00012803 | 0.00011847
2 | 26 | 22 | 0.00012048 | 0.00023332 | 0.00016879 | 0.00012048 | 0.00013368 | 0.00011041 | 0.00012048 | 0.00023332 | 0.00016879 | 0.00012048 | 0.00013368 | 0.00011041
2 | 26 | 23 | 0.00010925 | 0.00021647 | 0.00015271 | 0.00010925 | 0.00014305 | 9.8398e-05 | 0.00010925 | 0.00021647 | 0.00015271 | 0.00010925 | 0.00014305 | 9.8398e-05
2 | 26 | 24 | 9.8691e-05 | 0.00018059 | 0.00012311 | 9.8691e-05 | 0.00015312 | 9.13e-05 | 9.8691e-05 | 0.00018059 | 0.00012311 | 9.8691e-05 | 0.00015312 | 9.13e-05
2 | 27 | 1 | 9.1005e-05 | 0.00013823 | 8.7111e-05 | 9.1005e-05 | 0.0001626 | 8.6628e-05 | 9.1005e-05 | 0.00013823 | 8.7111e-05 | 9.1005e-05 | 0.0001626 | 8.6628e-05
2 | 27 | 2 | 8.7755e-05 | 0.00010264 | 6.5202e-05 | 8.7755e-05 | 0.00017038 | 8.4471e-05 | 8.7755e-05 | 0.00010264 | 6.5202e-05 | 8.7755e-05 | 0.00017038 | 8.4471e-05
2 | 27 | 3 | 8.6324e-05 | 7.0255e-05 | 4.6674e-05 | 8.6324e-05 | 0.00017859 | 8.3535e-05 | 8.6324e-05 | 7.0255e-05 | 4.6674e-05 | 8.6324e-05 | 0.00017859 | 8.3535e-05
2 | 27 | 4 | 8.6061e-05 | 4.6935e-05 | 3.21e-05 | 8.6061e-05 | 0.00018095 | 8.4454e-05 | 8.6061e-05 | 4.6935e-05 | 3.21e-05 | 8.6061e-05 | 0.00018095 | 8.4454e-05
2 | 27 | 5 | 8.8571e-05 | 2.9031e-05 | 2.1766e-05 | 8.8571e-05 | 0.00018601 | 8.9474e-05 | 8.8571e-05 | 2.9031e-05 | 2.1766e-05 | 8.8571e-05 | 0.00018601 | 8.9474e-05
2 | 27 | 6 | 9.7043e-05 | 1.7296e-05 | 2.1762e-05 | 9.7043e-05 | 0.00019142 | 9.9442e-05 | 9.7043e-05 | 1.7296e-05 | 2.1762e-05 | 9.7043e-05 | 0.00019142 | 9.9442e-05
2 | 27 | 7 | 0.00011009 | 1.0222e-05 | 4.0424e-05 | 0.00011009 | 0.00019862 | 0.00010804 | 0.00011009 | 1.0222e-05 | 4.0424e-05 | 0.00011009 | 0.00019862 | 0.00010804
2 | 27 | 8 | 0.00011612 | 1.4966e-05 | 8.6619e-05 | 0.00011612 | 0.00019461 | 0.00011531 | 0.00011612 | 1.4966e-05 | 8.6619e-05 | 0.00011612 | 0.00019461 | 0.00011531
2 | 27 | 9 | 0.00011921 | 3.0673e-05 | 0.0001376 | 0.00011921 | 0.00017929 | 0.00011912 | 0.00011921 | 3.0673e-05 | 0.0001376 | 0.00011921 | 0.00017929 | 0.00011912
2 | 27 | 10 | 0.00012104 | 3.3991e-05 | 0.00013555 | 0.00012104 | 0.00015321 | 0.00012095 | 0.00012104 | 3.3991e-05 | 0.00013555 | 0.00012104 | 0.00015321 | 0.00012095
2 | 27 | 11 | 0.00012231 | 4.0179e-05 | 0.00011103 | 0.00012231 | 0.0001293 | 0.00012156 | 0.00012231 | 4.0179e-05 | 0.00011103 | 0.00012231 | 0.0001293 | 0.00012156
2 | 27 | 12 | 0.00012247 | 4.9892e-05 | 9.6247e-05 | 0.00012247 | 0.0001154 | 0.0001212 | 0.00012247 | 4.9892e-05 | 9.6247e-05 | 0.00012247 | 0.0001154 | 0.0001212
2 | 27 | 13 | 0.00012157 | 7.1977e-05 | 0.00010237 | 0.00012157 | 0.0001095 | 0.00012037 | 0.00012157 | 7.1977e-05 | 0.00010237 | 0.00012157 | 0.0001095 | 0.00012037
2 | 27 | 14 | 0.00012107 | 8.6234e-05 | 0.00011419 | 0.00012107 | 0.0001062 | 0.00012023 | 0.00012107 | 8.6234e-05 | 0.00011419 | 0.00012107 | 0.0001062 | 0.00012023
2 | 27 | 15 | 0.00012 | 9.9301e-05 | 0.00011944 | 0.00012 | 0.00010487 | 0.00011899 | 0.00012 | 9.9301e-05 | 0.00011944 | 0.00012 | 0.00010487 | 0.00011899
2 | 27 | 16 | 0.00011941 | 0.00013469 | 0.00014211 | 0.00011941 | 0.00010711 | 0.00011642 | 0.00011941 | 0.00013469 | 0.00014211 | 0.00011941 | 0.00010711 | 0.00011642
2 | 27 | 17 | 0.00012027 | 0.00016948 | 0.00016005 | 0.00012027 | 0.00011686 | 0.00011552 | 0.00012027 | 0.00016948 | 0.00016005 | 0.00012027 | 0.00011686 | 0.00011552
2 | 27 | 18 | 0.00012579 | 0.00021479 | 0.00018776 | 0.00012579 | 0.00012326 | 0.00012263 | 0.00012579 | 0.00021479 | 0.00018776 | 0.00012579 | 0.00012326 | 0.00012263
2 | 27 | 19 | 0.00013617 | 0.00024763 | 0.00020537 | 0.00013617 | 0.00012921 | 0.00012365 | 0.00013617 | 0.00024763 | 0.00020537 | 0.00013617 | 0.00012921 | 0.00012365
2 | 27 | 20 | 0.00013514 | 0.00025465 | 0.00020007 | 0.00013514 | 0.00012788 | 0.00012463 | 0.00013514 | 0.00025465 | 0.00020007 | 0.00013514 | 0.00012788 | 0.00012463
2 | 27 | 21 | 0.00013107 | 0.00024707 | 0.00018308 | 0.00013107 | 0.00012803 | 0.00011847 | 0.00013107 | 0.00024707 | 0.00018308 | 0.00013107 | 0.00012803 | 0.00011847
2 | 27 | 22 | 0.00012286 | 0.00023332 | 0.00016879 | 0.00012286 | 0.00013368 | 0.00011041 | 0.00012286 | 0.00023332 | 0.00016879 | 0.00012286 | 0.00013368 | 0.00011041
2 | 27 | 23 | 0.00011183 | 0.00021647 | 0.00015271 | 0.00011183 | 0.00014305 | 9.8398e-05 | 0.00011183 | 0.00021647 | 0.00015271 | 0.00011183 | 0.00014305 | 9.8398e-05
2 | 27 | 24 | 0.00010178 | 0.00018059 | 0.00012311 | 0.00010178 | 0.00015312 | 9.13e-05 | 0.00010178 | 0.00018059 | 0.00012311 | 0.00010178 | 0.00015312 | 9.13e-05
2 | 28 | 1 | 9.4629e-05 | 0.00013823 | 8.7111e-05 | 9.4629e-05 | 0.0001626 | 8.6628e-05 | 9.4629e-05 | 0.00013823 | 8.7111e-05 | 9.4629e-05 | 0.0001626 | 8.6628e-05
2 | 28 | 2 | 9.0905e-05 | 0.00010264 | 6.5202e-05 | 9.0905e-05 | 0.00017038 | 8.4471e-05 | 9.0905e-05 | 0.00010264 | 6.5202e-05 | 9.0905e-05 | 0.00017038 | 8.4471e-05
2 | 28 | 3 | 9.0206e-05 | 7.0255e-05 | 4.6674e-05 | 9.0206e-05 | 0.00017859 | 8.3535e-05 | 9.0206e-05 | 7.0255e-05 | 4.6674e-05 | 9.0206e-05 | 0.00017859 | 8.3535e-05
2 | 28 | 4 | 8.8849e-05 | 4.6935e-05 | 3.21e-05 | 8.8849e-05 | 0.00018095 | 8.4454e-05 | 8.8849e-05 | 4.6935e-05 | 3.21e-05 | 8.8849e-05 | 0.00018095 | 8.4454e-05
2 | 28 | 5 | 9.1458e-05 | 2.9031e-05 | 2.1766e-05 | 9.1458e-05 | 0.00018601 | 8.9474e-05 | 9.1458e-05 | 2.9031e-05 | 2.1766e-05 | 9.1458e-05 | 0.00018601 | 8.9474e-05
2 | 28 | 6 | 0.00010021 | 1.7296e-05 | 2.1762e-05 | 0.00010021 | 0.00019142 | 9.9442e-05 | 0.00010021 | 1.7296e-05 | 2.1762e-05 | 0.00010021 | 0.00019142 | 9.9442e-05
2 | 28 | 7 | 0.00011217 | 1.0222e-05 | 4.0424e-05 | 0.00011217 | 0.00019862 | 0.00010804 | 0.00011217 | 1.0222e-05 | 4.0424e-05 | 0.00011217 | 0.00019862 | 0.00010804
2 | 28 | 8 | 0.00011767 | 1.4966e-05 | 8.6619e-05 | 0.00011767 | 0.00019461 | 0.00011531 | 0.00011767 | 1.4966e-05 | 8.6619e-05 | 0.00011767 | 0.00019461 | 0.00011531
2 | 28 | 9 | 0.00011992 | 3.0673e-05 | 0.0001376 | 0.00011992 | 0.00017929 | 0.00011912 | 0.00011992 | 3.0673e-05 | 0.0001376 | 0.00011992 | 0.00017929 | 0.00011912
2 | 28 | 10 | 0.00012115 | 3.3991e-05 | 0.00013555 | 0.00012115 | 0.00015321 | 0.00012095 | 0.00012115 | 3.3991e-05 | 0.00013555 | 0.00012115 | 0.00015321 | 0.00012095
2 | 28 | 11 | 0.00012164 | 4.0179e-05 | 0.00011103 | 0.00012164 | 0.0001293 | 0.00012156 | 0.00012164 | 4.0179e-05 | 0.00011103 | 0.00012164 | 0.0001293 | 0.00012156
2 | 28 | 12 | 0.00012013 | 4.9892e-05 | 9.6247e-05 | 0.00012013 | 0.0001154 | 0.0001212 | 0.00012013 | 4.9892e-05 | 9.6247e-05 | 0.00012013 | 0.0001154 | 0.0001212
2 | 28 | 13 | 0.00011863 | 7.1977e-05 | 0.00010237 | 0.00011863 | 0.0001095 | 0.00012037 | 0.00011863 | 7.1977e-05 | 0.00010237 | 0.00011863 | 0.0001095 | 0.00012037
2 | 28 | 14 | 0.0001175 | 8.6234e-05 | 0.00011419 | 0.0001175 | 0.0001062 | 0.00012023 | 0.0001175 | 8.6234e-05 | 0.00011419 | 0.0001175 | 0.0001062 | 0.00012023
2 | 28 | 15 | 0.00011698 | 9.9301e-05 | 0.00011944 | 0.00011698 | 0.00010487 | 0.00011899 | 0.00011698 | 9.9301e-05 | 0.00011944 | 0.00011698 | 0.00010487 | 0.00011899
2 | 28 | 16 | 0.00011606 | 0.00013469 | 0.00014211 | 0.00011606 | 0.00010711 | 0.00011642 | 0.00011606 | 0.00013469 | 0.00014211 | 0.00011606 | 0.00010711 | 0.00011642
2 | 28 | 17 | 0.00011586 | 0.00016948 | 0.00016005 | 0.00011586 | 0.00011686 | 0.00011552 | 0.00011586 | 0.00016948 | 0.00016005 | 0.00011586 | 0.00011686 | 0.00011552
2 | 28 | 18 | 0.00012077 | 0.00021479 | 0.00018776 | 0.00012077 | 0.00012326 | 0.00012263 | 0.00012077 | 0.00021479 | 0.00018776 | 0.00012077 | 0.00012326 | 0.00012263
2 | 28 | 19 | 0.00013356 | 0.00024763 | 0.00020537 | 0.00013356 | 0.00012921 | 0.00012365 | 0.00013356 | 0.00024763 | 0.00020537 | 0.00013356 | 0.00012921 | 0.00012365
2 | 28 | 20 | 0.00013341 | 0.00025465 | 0.00020007 | 0.00013341 | 0.00012788 | 0.00012463 | 0.00013341 | 0.00025465 | 0.00020007 | 0.00013341 | 0.00012788 | 0.00012463
2 | 28 | 21 | 0.00013002 | 0.00024707 | 0.00018308 | 0.00013002 | 0.00012803 | 0.00011847 | 0.00013002 | 0.00024707 | 0.00018308 | 0.00013002 | 0.00012803 | 0.00011847
2 | 28 | 22 | 0.00012223 | 0.00023332 | 0.00016879 | 0.00012223 | 0.00013368 | 0.00011041 | 0.00012223 | 0.00023332 | 0.00016879 | 0.00012223 | 0.00013368 | 0.00011041
2 | 28 | 23 | 0.00011217 | 0.00021647 | 0.00015271 | 0.00011217 | 0.00014305 | 9.8398e-05 | 0.00011217 | 0.00021647 | 0.00015271 | 0.00011217 | 0.00014305 | 9.8398e-05
2 | 28 | 24 | 0.00010147 | 0.00018059 | 0.00012311 | 0.00010147 | 0.00015312 | 9.13e-05 | 0.00010147 | 0.00018059 | 0.00012311 | 0.00010147 | 0.00015312 | 9.13e-05
3 | 1 | 1 | 9.5204e-05 | 0.00013825 | 8.7285e-05 | 9.5204e-05 | 0.00014878 | 8.5914e-05 | 9.5204e-05 | 0.00013825 | 8.7285e-05 | 9.5204e-05 | 0.00014878 | 8.5914e-05
3 | 1 | 2 | 9.2249e-05 | 0.00010232 | 6.4294e-05 | 9.2249e-05 | 0.00016001 | 8.3788e-05 | 9.2249e-05 | 0.00010232 | 6.4294e-05 | 9.2249e-05 | 0.00016001 | 8.3788e-05
3 | 1 | 3 | 8.9694e-05 | 6.9632e-05 | 4.5845e-05 | 8.9694e-05 | 0.00017223 | 8.3459e-05 | 8.9694e-05 | 6.9632e-05 | 4.5845e-05 | 8.9694e-05 | 0.00017223 | 8.3459e-05
3 | 1 | 4 | 9.006e-05 | 4.6265e-05 | 3.1329e-05 | 9.006e-05 | 0.00018147 | 8.4645e-05 | 9.006e-05 | 4.6265e-05 | 3.1329e-05 | 9.006e-05 | 0.00018147 | 8.4645e-05
3 | 1 | 5 | 9.3061e-05 | 2.843e-05 | 2.126e-05 | 9.3061e-05 | 0.00018951 | 8.9805e-05 | 9.3061e-05 | 2.843e-05 | 2.126e-05 | 9.3061e-05 | 0.00018951 | 8.9805e-05
3 | 1 | 6 | 0.00010245 | 1.6782e-05 | 2.165e-05 | 0.00010245 | 0.00019227 | 9.7127e-05 | 0.00010245 | 1.6782e-05 | 2.165e-05 | 0.00010245 | 0.00019227 | 9.7127e-05
3 | 1 | 7 | 0.00011372 | 1.0032e-05 | 4.1223e-05 | 0.00011372 | 0.00018677 | 0.00010734 | 0.00011372 | 1.0032e-05 | 4.1223e-05 | 0.00011372 | 0.00018677 | 0.00010734
3 | 1 | 8 | 0.00012015 | 1.4892e-05 | 8.8777e-05 | 0.00012015 | 0.00017164 | 0.00011519 | 0.00012015 | 1.4892e-05 | 8.8777e-05 | 0.00012015 | 0.00017164 | 0.00011519
3 | 1 | 9 | 0.00012246 | 3.0961e-05 | 0.00014147 | 0.00012246 | 0.00014835 | 0.0001216 | 0.00012246 | 3.0961e-05 | 0.00014147 | 0.00012246 | 0.00014835 | 0.0001216
3 | 1 | 10 | 0.00012246 | 3.397e-05 | 0.00013883 | 0.00012246 | 0.0001235 | 0.00012398 | 0.00012246 | 3.397e-05 | 0.00013883 | 0.00012246 | 0.0001235 | 0.00012398
3 | 1 | 11 | 0.00012221 | 4.0025e-05 | 0.00011278 | 0.00012221 | 0.00010606 | 0.00012362 | 0.00012221 | 4.0025e-05 | 0.00011278 | 0.00012221 | 0.00010606 | 0.00012362
3 | 1 | 12 | 0.00012159 | 4.9644e-05 | 9.7038e-05 | 0.00012159 | 9.3846e-05 | 0.00012361 | 0.00012159 | 4.9644e-05 | 9.7038e-05 | 0.00012159 | 9.3846e-05 | 0.00012361
3 | 1 | 13 | 0.00011965 | 7.1583e-05 | 0.00010244 | 0.00011965 | 8.8642e-05 | 0.00012377 | 0.00011965 | 7.1583e-05 | 0.00010244 | 0.00011965 | 8.8642e-05 | 0.00012377
3 | 1 | 14 | 0.00011864 | 8.5165e-05 | 0.00011388 | 0.00011864 | 8.6709e-05 | 0.00012429 | 0.00011864 | 8.5165e-05 | 0.00011388 | 0.00011864 | 8.6709e-05 | 0.00012429
3 | 1 | 15 | 0.00011702 | 9.8251e-05 | 0.00011899 | 0.00011702 | 8.5819e-05 | 0.000123 | 0.00011702 | 9.8251e-05 | 0.00011899 | 0.00011702 | 8.5819e-05 | 0.000123
3 | 1 | 16 | 0.00011517 | 0.00013432 | 0.00014197 | 0.00011517 | 8.8147e-05 | 0.00012114 | 0.00011517 | 0.00013432 | 0.00014197 | 0.00011517 | 8.8147e-05 | 0.00012114
3 | 1 | 17 | 0.00011482 | 0.00016985 | 0.00016025 | 0.00011482 | 9.671e-05 | 0.00011661 | 0.00011482 | 0.00016985 | 0.00016025 | 0.00011482 | 9.671e-05 | 0.00011661
3 | 1 | 18 | 0.00011947 | 0.00021645 | 0.00018877 | 0.00011947 | 0.00010452 | 0.00011968 | 0.00011947 | 0.00021645 | 0.00018877 | 0.00011947 | 0.00010452 | 0.00011968
3 | 1 | 19 | 0.00013188 | 0.00025025 | 0.00020674 | 0.00013188 | 0.00011254 | 0.00012297 | 0.00013188 | 0.00025025 | 0.00020674 | 0.00013188 | 0.00011254 | 0.00012297
3 | 1 | 20 | 0.00013278 | 0.00025723 | 0.00020107 | 0.00013278 | 0.00011248 | 0.00012225 | 0.00013278 | 0.00025723 | 0.00020107 | 0.00013278 | 0.00011248 | 0.00012225
3 | 1 | 21 | 0.00012938 | 0.00024903 | 0.00018308 | 0.00012938 | 0.0001125 | 0.00011612 | 0.00012938 | 0.00024903 | 0.00018308 | 0.00012938 | 0.0001125 | 0.00011612
3 | 1 | 22 | 0.00012197 | 0.00023427 | 0.00016806 | 0.00012197 | 0.00011656 | 0.0001059 | 0.00012197 | 0.00023427 | 0.00016806 | 0.00012197 | 0.00011656 | 0.0001059
3 | 1 | 23 | 0.00011174 | 0.00021718 | 0.00015198 | 0.00011174 | 0.00012597 | 9.6198e-05 | 0.00011174 | 0.00021718 | 0.00015198 | 0.00011174 | 0.00012597 | 9.6198e-05
3 | 1 | 24 | 0.00010127 | 0.00018064 | 0.00012195 | 0.00010127 | 0.00013633 | 9.0134e-05 | 0.00010127 | 0.00018064 | 0.00012195 | 0.00010127 | 0.00013633 | 9.0134e-05
3 | 2 | 1 | 9.4105e-05 | 0.00013825 | 8.7285e-05 | 9.4105e-05 | 0.00014878 | 8.5914e-05 | 9.4105e-05 | 0.00013825 | 8.7285e-05 | 9.4105e-05 | 0.00014878 | 8.5914e-05
3 | 2 | 2 | 9.0793e-05 | 0.00010232 | 6.4294e-05 | 9.0793e-05 | 0.00016001 | 8.3788e-05 | 9.0793e-05 | 0.00010232 | 6.4294e-05 | 9.0793e-05 | 0.00016001 | 8.3788e-05
3 | 2 | 3 | 8.9232e-05 | 6.9632e-05 | 4.5845e-05 | 8.9232e-05 | 0.00017223 | 8.3459e-05 | 8.9232e-05 | 6.9632e-05 | 4.5845e-05 | 8.9232e-05 | 0.00017223 | 8.3459e-05
3 | 2 | 4 | 8.9132e-05 | 4.6265e-05 | 3.1329e-05 | 8.9132e-05 | 0.00018147 | 8.4645e-05 | 8.9132e-05 | 4.6265e-05 | 3.1329e-05 | 8.9132e-05 | 0.00018147 | 8.4645e-05
3 | 2 | 5 | 9.1858e-05 | 2.843e-05 | 2.126e-05 | 9.1858e-05 | 0.00018951 | 8.9805e-05 | 9.1858e-05 | 2.843e-05 | 2.126e-05 | 9.1858e-05 | 0.00018951 | 8.9805e-05
3 | 2 | 6 | 9.9885e-05 | 1.6782e-05 | 2.165e-05 | 9.9885e-05 | 0.00019227 | 9.7127e-05 | 9.9885e-05 | 1.6782e-05 | 2.165e-05 | 9.9885e-05 | 0.00019227 | 9.7127e-05
3 | 2 | 7 | 0.00011108 | 1.0032e-05 | 4.1223e-05 | 0.00011108 | 0.00018677 | 0.00010734 | 0.00011108 | 1.0032e-05 | 4.1223e-05 | 0.00011108 | 0.00018677 | 0.00010734
3 | 2 | 8 | 0.00011718 | 1.4892e-05 | 8.8777e-05 | 0.00011718 | 0.00017164 | 0.00011519 | 0.00011718 | 1.4892e-05 | 8.8777e-05 | 0.00011718 | 0.00017164 | 0.00011519
3 | 2 | 9 | 0.00011942 | 3.0961e-05 | 0.00014147 | 0.00011942 | 0.00014835 | 0.0001216 | 0.00011942 | 3.0961e-05 | 0.00014147 | 0.00011942 | 0.00014835 | 0.0001216
3 | 2 | 10 | 0.00011998 | 3.397e-05 | 0.00013883 | 0.00011998 | 0.0001235 | 0.00012398 | 0.00011998 | 3.397e-05 | 0.00013883 | 0.00011998 | 0.0001235 | 0.00012398
3 | 2 | 11 | 0.00012097 | 4.0025e-05 | 0.00011278 | 0.00012097 | 0.00010606 | 0.00012362 | 0.00012097 | 4.0025e-05 | 0.00011278 | 0.00012097 | 0.00010606 | 0.00012362
3 | 2 | 12 | 0.00011988 | 4.9644e-05 | 9.7038e-05 | 0.00011988 | 9.3846e-05 | 0.00012361 | 0.00011988 | 4.9644e-05 | 9.7038e-05 | 0.00011988 | 9.3846e-05 | 0.00012361
3 | 2 | 13 | 0.00011841 | 7.1583e-05 | 0.00010244 | 0.00011841 | 8.8642e-05 | 0.00012377 | 0.00011841 | 7.1583e-05 | 0.00010244 | 0.00011841 | 8.8642e-05 | 0.00012377
3 | 2 | 14 | 0.00011735 | 8.5165e-05 | 0.00011388 | 0.00011735 | 8.6709e-05 | 0.00012429 | 0.00011735 | 8.5165e-05 | 0.00011388 | 0.00011735 | 8.6709e-05 | 0.00012429
3 | 2 | 15 | 0.00011566 | 9.8251e-05 | 0.00011899 | 0.00011566 | 8.5819e-05 | 0.000123 | 0.00011566 | 9.8251e-05 | 0.00011899 | 0.00011566 | 8.5819e-05 | 0.000123
3 | 2 | 16 | 0.00011342 | 0.00013432 | 0.00014197 | 0.00011342 | 8.8147e-05 | 0.00012114 | 0.00011342 | 0.00013432 | 0.00014197 | 0.00011342 | 8.8147e-05 | 0.00012114
3 | 2 | 17 | 0.0001119 | 0.00016985 | 0.00016025 | 0.0001119 | 9.671e-05 | 0.00011661 | 0.0001119 | 0.00016985 | 0.00016025 | 0.0001119 | 9.671e-05 | 0.00011661
3 | 2 | 18 | 0.00011469 | 0.00021645 | 0.00018877 | 0.00011469 | 0.00010452 | 0.00011968 | 0.00011469 | 0.00021645 | 0.00018877 | 0.00011469 | 0.00010452 | 0.00011968
3 | 2 | 19 | 0.00012532 | 0.00025025 | 0.00020674 | 0.00012532 | 0.00011254 | 0.00012297 | 0.00012532 | 0.00025025 | 0.00020674 | 0.00012532 | 0.00011254 | 0.00012297
3 | 2 | 20 | 0.00012454 | 0.00025723 | 0.00020107 | 0.00012454 | 0.00011248 | 0.00012225 | 0.00012454 | 0.00025723 | 0.00020107 | 0.00012454 | 0.00011248 | 0.00012225
3 | 2 | 21 | 0.00012109 | 0.00024903 | 0.00018308 | 0.00012109 | 0.0001125 | 0.00011612 | 0.00012109 | 0.00024903 | 0.00018308 | 0.00012109 | 0.0001125 | 0.00011612
3 | 2 | 22 | 0.00011576 | 0.00023427 | 0.00016806 | 0.00011576 | 0.00011656 | 0.0001059 | 0.00011576 | 0.00023427 | 0.00016806 | 0.00011576 | 0.00011656 | 0.0001059
3 | 2 | 23 | 0.00010774 | 0.00021718 | 0.00015198 | 0.00010774 | 0.00012597 | 9.6198e-05 | 0.00010774 | 0.00021718 | 0.00015198 | 0.00010774 | 0.00012597 | 9.6198e-05
3 | 2 | 24 | 9.8312e-05 | 0.00018064 | 0.00012195 | 9.8312e-05 | 0.00013633 | 9.0134e-05 | 9.8312e-05 | 0.00018064 | 0.00012195 | 9.8312e-05 | 0.00013633 | 9.0134e-05
3 | 3 | 1 | 9.1363e-05 | 0.00013825 | 8.7285e-05 | 9.1363e-05 | 0.00014878 | 8.5914e-05 | 9.1363e-05 | 0.00013825 | 8.7285e-05 | 9.1363e-05 | 0.00014878 | 8.5914e-05
3 | 3 | 2 | 8.721e-05 | 0.00010232 | 6.4294e-05 | 8.721e-05 | 0.00016001 | 8.3788e-05 | 8.721e-05 | 0.00010232 | 6.4294e-05 | 8.721e-05 | 0.00016001 | 8.3788e-05
3 | 3 | 3 | 8.5354e-05 | 6.9632e-05 | 4.5845e-05 | 8.5354e-05 | 0.00017223 | 8.3459e-05 | 8.5354e-05 | 6.9632e-05 | 4.5845e-05 | 8.5354e-05 | 0.00017223 | 8.3459e-05
3 | 3 | 4 | 8.4597e-05 | 4.6265e-05 | 3.1329e-05 | 8.4597e-05 | 0.00018147 | 8.4645e-05 | 8.4597e-05 | 4.6265e-05 | 3.1329e-05 | 8.4597e-05 | 0.00018147 | 8.4645e-05
3 | 3 | 5 | 8.5333e-05 | 2.843e-05 | 2.126e-05 | 8.5333e-05 | 0.00018951 | 8.9805e-05 | 8.5333e-05 | 2.843e-05 | 2.126e-05 | 8.5333e-05 | 0.00018951 | 8.9805e-05
3 | 3 | 6 | 8.8038e-05 | 1.6782e-05 | 2.165e-05 | 8.8038e-05 | 0.00019227 | 9.7127e-05 | 8.8038e-05 | 1.6782e-05 | 2.165e-05 | 8.8038e-05 | 0.00019227 | 9.7127e-05
3 | 3 | 7 | 9.0897e-05 | 1.0032e-05 | 4.1223e-05 | 9.0897e-05 | 0.00018677 | 0.00010734 | 9.0897e-05 | 1.0032e-05 | 4.1223e-05 | 9.0897e-05 | 0.00018677 | 0.00010734
3 | 3 | 8 | 9.4995e-05 | 1.4892e-05 | 8.8777e-05 | 9.4995e-05 | 0.00017164 | 0.00011519 | 9.4995e-05 | 1.4892e-05 | 8.8777e-05 | 9.4995e-05 | 0.00017164 | 0.00011519
3 | 3 | 9 | 0.00010014 | 3.0961e-05 | 0.00014147 | 0.00010014 | 0.00014835 | 0.0001216 | 0.00010014 | 3.0961e-05 | 0.00014147 | 0.00010014 | 0.00014835 | 0.0001216
3 | 3 | 10 | 0.00010336 | 3.397e-05 | 0.00013883 | 0.00010336 | 0.0001235 | 0.00012398 | 0.00010336 | 3.397e-05 | 0.00013883 | 0.00010336 | 0.0001235 | 0.00012398
3 | 3 | 11 | 0.0001054 | 4.0025e-05 | 0.00011278 | 0.0001054 | 0.00010606 | 0.00012362 | 0.0001054 | 4.0025e-05 | 0.00011278 | 0.0001054 | 0.00010606 | 0.00012362
3 | 3 | 12 | 0.00010522 | 4.9644e-05 | 9.7038e-05 | 0.00010522 | 9.3846e-05 | 0.00012361 | 0.00010522 | 4.9644e-05 | 9.7038e-05 | 0.00010522 | 9.3846e-05 | 0.00012361
3 | 3 | 13 | 0.00010362 | 7.1583e-05 | 0.00010244 | 0.00010362 | 8.8642e-05 | 0.00012377 | 0.00010362 | 7.1583e-05 | 0.00010244 | 0.00010362 | 8.8642e-05 | 0.00012377
3 | 3 | 14 | 0.00010211 | 8.5165e-05 | 0.00011388 | 0.00010211 | 8.6709e-05 | 0.00012429 | 0.00010211 | 8.5165e-05 | 0.00011388 | 0.00010211 | 8.6709e-05 | 0.00012429
3 | 3 | 15 | 0.00010081 | 9.8251e-05 | 0.00011899 | 0.00010081 | 8.5819e-05 | 0.000123 | 0.00010081 | 9.8251e-05 | 0.00011899 | 0.00010081 | 8.5819e-05 | 0.000123
3 | 3 | 16 | 9.9756e-05 | 0.00013432 | 0.00014197 | 9.9756e-05 | 8.8147e-05 | 0.00012114 | 9.9756e-05 | 0.00013432 | 0.00014197 | 9.9756e-05 | 8.8147e-05 | 0.00012114
3 | 3 | 17 | 0.00010013 | 0.00016985 | 0.00016025 | 0.00010013 | 9.671e-05 | 0.00011661 | 0.00010013 | 0.00016985 | 0.00016025 | 0.00010013 | 9.671e-05 | 0.00011661
3 | 3 | 18 | 0.00010462 | 0.00021645 | 0.00018877 | 0.00010462 | 0.00010452 | 0.00011968 | 0.00010462 | 0.00021645 | 0.00018877 | 0.00010462 | 0.00010452 | 0.00011968
3 | 3 | 19 | 0.00011531 | 0.00025025 | 0.00020674 | 0.00011531 | 0.00011254 | 0.00012297 | 0.00011531 | 0.00025025 | 0.00020674 | 0.00011531 | 0.00011254 | 0.00012297
3 | 3 | 20 | 0.00011487 | 0.00025723 | 0.00020107 | 0.00011487 | 0.00011248 | 0.00012225 | 0.00011487 | 0.00025723 | 0.00020107 | 0.00011487 | 0.00011248 | 0.00012225
3 | 3 | 21 | 0.00011172 | 0.00024903 | 0.00018308 | 0.00011172 | 0.0001125 | 0.00011612 | 0.00011172 | 0.00024903 | 0.00018308 | 0.00011172 | 0.0001125 | 0.00011612
3 | 3 | 22 | 0.00010722 | 0.00023427 | 0.00016806 | 0.00010722 | 0.00011656 | 0.0001059 | 0.00010722 | 0.00023427 | 0.00016806 | 0.00010722 | 0.00011656 | 0.0001059
3 | 3 | 23 | 0.00010031 | 0.00021718 | 0.00015198 | 0.00010031 | 0.00012597 | 9.6198e-05 | 0.00010031 | 0.00021718 | 0.00015198 | 0.00010031 | 0.00012597 | 9.6198e-05
3 | 3 | 24 | 9.2711e-05 | 0.00018064 | 0.00012195 | 9.2711e-05 | 0.00013633 | 9.0134e-05 | 9.2711e-05 | 0.00018064 | 0.00012195 | 9.2711e-05 | 0.00013633 | 9.0134e-05
3 | 4 | 1 | 8.6736e-05 | 0.00013825 | 8.7285e-05 | 8.6736e-05 | 0.00014878 | 8.5914e-05 | 8.6736e-05 | 0.00013825 | 8.7285e-05 | 8.6736e-05 | 0.00014878 | 8.5914e-05
3 | 4 | 2 | 8.3119e-05 | 0.00010232 | 6.4294e-05 | 8.3119e-05 | 0.00016001 | 8.3788e-05 | 8.3119e-05 | 0.00010232 | 6.4294e-05 | 8.3119e-05 | 0.00016001 | 8.3788e-05
3 | 4 | 3 | 8.1988e-05 | 6.9632e-05 | 4.5845e-05 | 8.1988e-05 | 0.00017223 | 8.3459e-05 | 8.1988e-05 | 6.9632e-05 | 4.5845e-05 | 8.1988e-05 | 0.00017223 | 8.3459e-05
3 | 4 | 4 | 8.0877e-05 | 4.6265e-05 | 3.1329e-05 | 8.0877e-05 | 0.00018147 | 8.4645e-05 | 8.0877e-05 | 4.6265e-05 | 3.1329e-05 | 8.0877e-05 | 0.00018147 | 8.4645e-05
3 | 4 | 5 | 8.0702e-05 | 2.843e-05 | 2.126e-05 | 8.0702e-05 | 0.00018951 | 8.9805e-05 | 8.0702e-05 | 2.843e-05 | 2.126e-05 | 8.0702e-05 | 0.00018951 | 8.9805e-05
3 | 4 | 6 | 8.2595e-05 | 1.6782e-05 | 2.165e-05 | 8.2595e-05 | 0.00019227 | 9.7127e-05 | 8.2595e-05 | 1.6782e-05 | 2.165e-05 | 8.2595e-05 | 0.00019227 | 9.7127e-05
3 | 4 | 7 | 8.3611e-05 | 1.0032e-05 | 4.1223e-05 | 8.3611e-05 | 0.00018677 | 0.00010734 | 8.3611e-05 | 1.0032e-05 | 4.1223e-05 | 8.3611e-05 | 0.00018677 | 0.00010734
3 | 4 | 8 | 8.8134e-05 | 1.4892e-05 | 8.8777e-05 | 8.8134e-05 | 0.00017164 | 0.00011519 | 8.8134e-05 | 1.4892e-05 | 8.8777e-05 | 8.8134e-05 | 0.00017164 | 0.00011519
3 | 4 | 9 | 9.2024e-05 | 3.0961e-05 | 0.00014147 | 9.2024e-05 | 0.00014835 | 0.0001216 | 9.2024e-05 | 3.0961e-05 | 0.00014147 | 9.2024e-05 | 0.00014835 | 0.0001216
3 | 4 | 10 | 9.4904e-05 | 3.397e-05 | 0.00013883 | 9.4904e-05 | 0.0001235 | 0.00012398 | 9.4904e-05 | 3.397e-05 | 0.00013883 | 9.4904e-05 | 0.0001235 | 0.00012398
3 | 4 | 11 | 9.7517e-05 | 4.0025e-05 | 0.00011278 | 9.7517e-05 | 0.00010606 | 0.00012362 | 9.7517e-05 | 4.0025e-05 | 0.00011278 | 9.7517e-05 | 0.00010606 | 0.00012362
3 | 4 | 12 | 9.8537e-05 | 4.9644e-05 | 9.7038e-05 | 9.8537e-05 | 9.3846e-05 | 0.00012361 | 9.8537e-05 | 4.9644e-05 | 9.7038e-05 | 9.8537e-05 | 9.3846e-05 | 0.00012361
3 | 4 | 13 | 9.8657e-05 | 7.1583e-05 | 0.00010244 | 9.8657e-05 | 8.8642e-05 | 0.00012377 | 9.8657e-05 | 7.1583e-05 | 0.00010244 | 9.8657e-05 | 8.8642e-05 | 0.00012377
3 | 4 | 14 | 9.832e-05 | 8.5165e-05 | 0.00011388 | 9.832e-05 | 8.6709e-05 | 0.00012429 | 9.832e-05 | 8.5165e-05 | 0.00011388 | 9.832e-05 | 8.6709e-05 | 0.00012429
3 | 4 | 15 | 9.7996e-05 | 9.8251e-05 | 0.00011899 | 9.7996e-05 | 8.5819e-05 | 0.000123 | 9.7996e-05 | 9.8251e-05 | 0.00011899 | 9.7996e-05 | 8.5819e-05 | 0.000123
3 | 4 | 16 | 9.7796e-05 | 0.00013432 | 0.00014197 | 9.7796e-05 | 8.8147e-05 | 0.00012114 | 9.7796e-05 | 0.00013432 | 0.00014197 | 9.7796e-05 | 8.8147e-05 | 0.00012114
3 | 4 | 17 | 9.9652e-05 | 0.00016985 | 0.00016025 | 9.9652e-05 | 9.671e-05 | 0.00011661 | 9.9652e-05 | 0.00016985 | 0.00016025 | 9.9652e-05 | 9.671e-05 | 0.00011661
3 | 4 | 18 | 0.00010646 | 0.00021645 | 0.00018877 | 0.00010646 | 0.00010452 | 0.00011968 | 0.00010646 | 0.00021645 | 0.00018877 | 0.00010646 | 0.00010452 | 0.00011968
3 | 4 | 19 | 0.00011748 | 0.00025025 | 0.00020674 | 0.00011748 | 0.00011254 | 0.00012297 | 0.00011748 | 0.00025025 | 0.00020674 | 0.00011748 | 0.00011254 | 0.00012297
3 | 4 | 20 | 0.00011699 | 0.00025723 | 0.00020107 | 0.00011699 | 0.00011248 | 0.00012225 | 0.00011699 | 0.00025723 | 0.00020107 | 0.00011699 | 0.00011248 | 0.00012225
3 | 4 | 21 | 0.00011382 | 0.00024903 | 0.00018308 | 0.00011382 | 0.0001125 | 0.00011612 | 0.00011382 | 0.00024903 | 0.00018308 | 0.00011382 | 0.0001125 | 0.00011612
3 | 4 | 22 | 0.00010784 | 0.00023427 | 0.00016806 | 0.00010784 | 0.00011656 | 0.0001059 | 0.00010784 | 0.00023427 | 0.00016806 | 0.00010784 | 0.00011656 | 0.0001059
3 | 4 | 23 | 9.8362e-05 | 0.00021718 | 0.00015198 | 9.8362e-05 | 0.00012597 | 9.6198e-05 | 9.8362e-05 | 0.00021718 | 0.00015198 | 9.8362e-05 | 0.00012597 | 9.6198e-05
3 | 4 | 24 | 8.9332e-05 | 0.00018064 | 0.00012195 | 8.9332e-05 | 0.00013633 | 9.0134e-05 | 8.9332e-05 | 0.00018064 | 0.00012195 | 8.9332e-05 | 0.00013633 | 9.0134e-05
3 | 5 | 1 | 8.4526e-05 | 0.00013825 | 8.7285e-05 | 8.4526e-05 | 0.00014878 | 8.5914e-05 | 8.4526e-05 | 0.00013825 | 8.7285e-05 | 8.4526e-05 | 0.00014878 | 8.5914e-05
3 | 5 | 2 | 8.1264e-05 | 0.00010232 | 6.4294e-05 | 8.1264e-05 | 0.00016001 | 8.3788e-05 | 8.1264e-05 | 0.00010232 | 6.4294e-05 | 8.1264e-05 | 0.00016001 | 8.3788e-05
3 | 5 | 3 | 8.0194e-05 | 6.9632e-05 | 4.5845e-05 | 8.0194e-05 | 0.00017223 | 8.3459e-05 | 8.0194e-05 | 6.9632e-05 | 4.5845e-05 | 8.0194e-05 | 0.00017223 | 8.3459e-05
3 | 5 | 4 | 8.0265e-05 | 4.6265e-05 | 3.1329e-05 | 8.0265e-05 | 0.00018147 | 8.4645e-05 | 8.0265e-05 | 4.6265e-05 | 3.1329e-05 | 8.0265e-05 | 0.00018147 | 8.4645e-05
3 | 5 | 5 | 8.3186e-05 | 2.843e-05 | 2.126e-05 | 8.3186e-05 | 0.00018951 | 8.9805e-05 | 8.3186e-05 | 2.843e-05 | 2.126e-05 | 8.3186e-05 | 0.00018951 | 8.9805e-05
3 | 5 | 6 | 9.0356e-05 | 1.6782e-05 | 2.165e-05 | 9.0356e-05 | 0.00019227 | 9.7127e-05 | 9.0356e-05 | 1.6782e-05 | 2.165e-05 | 9.0356e-05 | 0.00019227 | 9.7127e-05
3 | 5 | 7 | 0.00010058 | 1.0032e-05 | 4.1223e-05 | 0.00010058 | 0.00018677 | 0.00010734 | 0.00010058 | 1.0032e-05 | 4.1223e-05 | 0.00010058 | 0.00018677 | 0.00010734
3 | 5 | 8 | 0.00010788 | 1.4892e-05 | 8.8777e-05 | 0.00010788 | 0.00017164 | 0.00011519 | 0.00010788 | 1.4892e-05 | 8.8777e-05 | 0.00010788 | 0.00017164 | 0.00011519
3 | 5 | 9 | 0.00011215 | 3.0961e-05 | 0.00014147 | 0.00011215 | 0.00014835 | 0.0001216 | 0.00011215 | 3.0961e-05 | 0.00014147 | 0.00011215 | 0.00014835 | 0.0001216
3 | 5 | 10 | 0.00011593 | 3.397e-05 | 0.00013883 | 0.00011593 | 0.0001235 | 0.00012398 | 0.00011593 | 3.397e-05 | 0.00013883 | 0.00011593 | 0.0001235 | 0.00012398
3 | 5 | 11 | 0.00011921 | 4.0025e-05 | 0.00011278 | 0.00011921 | 0.00010606 | 0.00012362 | 0.00011921 | 4.0025e-05 | 0.00011278 | 0.00011921 | 0.00010606 | 0.00012362
3 | 5 | 12 | 0.00012057 | 4.9644e-05 | 9.7038e-05 | 0.00012057 | 9.3846e-05 | 0.00012361 | 0.00012057 | 4.9644e-05 | 9.7038e-05 | 0.00012057 | 9.3846e-05 | 0.00012361
3 | 5 | 13 | 0.00012133 | 7.1583e-05 | 0.00010244 | 0.00012133 | 8.8642e-05 | 0.00012377 | 0.00012133 | 7.1583e-05 | 0.00010244 | 0.00012133 | 8.8642e-05 | 0.00012377
3 | 5 | 14 | 0.00012162 | 8.5165e-05 | 0.00011388 | 0.00012162 | 8.6709e-05 | 0.00012429 | 0.00012162 | 8.5165e-05 | 0.00011388 | 0.00012162 | 8.6709e-05 | 0.00012429
3 | 5 | 15 | 0.00012167 | 9.8251e-05 | 0.00011899 | 0.00012167 | 8.5819e-05 | 0.000123 | 0.00012167 | 9.8251e-05 | 0.00011899 | 0.00012167 | 8.5819e-05 | 0.000123
3 | 5 | 16 | 0.00012016 | 0.00013432 | 0.00014197 | 0.00012016 | 8.8147e-05 | 0.00012114 | 0.00012016 | 0.00013432 | 0.00014197 | 0.00012016 | 8.8147e-05 | 0.00012114
3 | 5 | 17 | 0.00011806 | 0.00016985 | 0.00016025 | 0.00011806 | 9.671e-05 | 0.00011661 | 0.00011806 | 0.00016985 | 0.00016025 | 0.00011806 | 9.671e-05 | 0.00011661
3 | 5 | 18 | 0.00011902 | 0.00021645 | 0.00018877 | 0.00011902 | 0.00010452 | 0.00011968 | 0.00011902 | 0.00021645 | 0.00018877 | 0.00011902 | 0.00010452 | 0.00011968
3 | 5 | 19 | 0.0001291 | 0.00025025 | 0.00020674 | 0.0001291 | 0.00011254 | 0.00012297 | 0.0001291 | 0.00025025 | 0.00020674 | 0.0001291 | 0.00011254 | 0.00012297
3 | 5 | 20 | 0.0001285 | 0.00025723 | 0.00020107 | 0.0001285 | 0.00011248 | 0.00012225 | 0.0001285 | 0.00025723 | 0.00020107 | 0.0001285 | 0.00011248 | 0.00012225
3 | 5 | 21 | 0.00012363 | 0.00024903 | 0.00018308 | 0.00012363 | 0.0001125 | 0.00011612 | 0.00012363 | 0.00024903 | 0.00018308 | 0.00012363 | 0.0001125 | 0.00011612
3 | 5 | 22 | 0.00011483 | 0.00023427 | 0.00016806 | 0.00011483 | 0.00011656 | 0.0001059 | 0.00011483 | 0.00023427 | 0.00016806 | 0.00011483 | 0.00011656 | 0.0001059
3 | 5 | 23 | 0.00010528 | 0.00021718 | 0.00015198 | 0.00010528 | 0.00012597 | 9.6198e-05 | 0.00010528 | 0.00021718 | 0.00015198 | 0.00010528 | 0.00012597 | 9.6198e-05
3 | 5 | 24 | 9.5382e-05 | 0.00018064 | 0.00012195 | 9.5382e-05 | 0.00013633 | 9.0134e-05 | 9.5382e-05 | 0.00018064 | 0.00012195 | 9.5382e-05 | 0.00013633 | 9.0134e-05
3 | 6 | 1 | 8.8841e-05 | 0.00013825 | 8.7285e-05 | 8.8841e-05 | 0.00014878 | 8.5914e-05 | 8.8841e-05 | 0.00013825 | 8.7285e-05 | 8.8841e-05 | 0.00014878 | 8.5914e-05
3 | 6 | 2 | 8.5229e-05 | 0.00010232 | 6.4294e-05 | 8.5229e-05 | 0.00016001 | 8.3788e-05 | 8.5229e-05 | 0.00010232 | 6.4294e-05 | 8.5229e-05 | 0.00016001 | 8.3788e-05
3 | 6 | 3 | 8.3806e-05 | 6.9632e-05 | 4.5845e-05 | 8.3806e-05 | 0.00017223 | 8.3459e-05 | 8.3806e-05 | 6.9632e-05 | 4.5845e-05 | 8.3806e-05 | 0.00017223 | 8.3459e-05
3 | 6 | 4 | 8.302e-05 | 4.6265e-05 | 3.1329e-05 | 8.302e-05 | 0.00018147 | 8.4645e-05 | 8.302e-05 | 4.6265e-05 | 3.1329e-05 | 8.302e-05 | 0.00018147 | 8.4645e-05
3 | 6 | 5 | 8.5258e-05 | 2.843e-05 | 2.126e-05 | 8.5258e-05 | 0.00018951 | 8.9805e-05 | 8.5258e-05 | 2.843e-05 | 2.126e-05 | 8.5258e-05 | 0.00018951 | 8.9805e-05
3 | 6 | 6 | 9.2919e-05 | 1.6782e-05 | 2.165e-05 | 9.2919e-05 | 0.00019227 | 9.7127e-05 | 9.2919e-05 | 1.6782e-05 | 2.165e-05 | 9.2919e-05 | 0.00019227 | 9.7127e-05
3 | 6 | 7 | 0.00010307 | 1.0032e-05 | 4.1223e-05 | 0.00010307 | 0.00018677 | 0.00010734 | 0.00010307 | 1.0032e-05 | 4.1223e-05 | 0.00010307 | 0.00018677 | 0.00010734
3 | 6 | 8 | 0.00011 | 1.4892e-05 | 8.8777e-05 | 0.00011 | 0.00017164 | 0.00011519 | 0.00011 | 1.4892e-05 | 8.8777e-05 | 0.00011 | 0.00017164 | 0.00011519
3 | 6 | 9 | 0.00011362 | 3.0961e-05 | 0.00014147 | 0.00011362 | 0.00014835 | 0.0001216 | 0.00011362 | 3.0961e-05 | 0.00014147 | 0.00011362 | 0.00014835 | 0.0001216
3 | 6 | 10 | 0.000117 | 3.397e-05 | 0.00013883 | 0.000117 | 0.0001235 | 0.00012398 | 0.000117 | 3.397e-05 | 0.00013883 | 0.000117 | 0.0001235 | 0.00012398
3 | 6 | 11 | 0.0001208 | 4.0025e-05 | 0.00011278 | 0.0001208 | 0.00010606 | 0.00012362 | 0.0001208 | 4.0025e-05 | 0.00011278 | 0.0001208 | 0.00010606 | 0.00012362
3 | 6 | 12 | 0.00012293 | 4.9644e-05 | 9.7038e-05 | 0.00012293 | 9.3846e-05 | 0.00012361 | 0.00012293 | 4.9644e-05 | 9.7038e-05 | 0.00012293 | 9.3846e-05 | 0.00012361
3 | 6 | 13 | 0.00012308 | 7.1583e-05 | 0.00010244 | 0.00012308 | 8.8642e-05 | 0.00012377 | 0.00012308 | 7.1583e-05 | 0.00010244 | 0.00012308 | 8.8642e-05 | 0.00012377
3 | 6 | 14 | 0.00012468 | 8.5165e-05 | 0.00011388 | 0.00012468 | 8.6709e-05 | 0.00012429 | 0.00012468 | 8.5165e-05 | 0.00011388 | 0.00012468 | 8.6709e-05 | 0.00012429
3 | 6 | 15 | 0.00012451 | 9.8251e-05 | 0.00011899 | 0.00012451 | 8.5819e-05 | 0.000123 | 0.00012451 | 9.8251e-05 | 0.00011899 | 0.00012451 | 8.5819e-05 | 0.000123
3 | 6 | 16 | 0.00012213 | 0.00013432 | 0.00014197 | 0.00012213 | 8.8147e-05 | 0.00012114 | 0.00012213 | 0.00013432 | 0.00014197 | 0.00012213 | 8.8147e-05 | 0.00012114
3 | 6 | 17 | 0.00012022 | 0.00016985 | 0.00016025 | 0.00012022 | 9.671e-05 | 0.00011661 | 0.00012022 | 0.00016985 | 0.00016025 | 0.00012022 | 9.671e-05 | 0.00011661
3 | 6 | 18 | 0.00012077 | 0.00021645 | 0.00018877 | 0.00012077 | 0.00010452 | 0.00011968 | 0.00012077 | 0.00021645 | 0.00018877 | 0.00012077 | 0.00010452 | 0.00011968
3 | 6 | 19 | 0.00013015 | 0.00025025 | 0.00020674 | 0.00013015 | 0.00011254 | 0.00012297 | 0.00013015 | 0.00025025 | 0.00020674 | 0.00013015 | 0.00011254 | 0.00012297
3 | 6 | 20 | 0.00012928 | 0.00025723 | 0.00020107 | 0.00012928 | 0.00011248 | 0.00012225 | 0.00012928 | 0.00025723 | 0.00020107 | 0.00012928 | 0.00011248 | 0.00012225
3 | 6 | 21 | 0.00012444 | 0.00024903 | 0.00018308 | 0.00012444 | 0.0001125 | 0.00011612 | 0.00012444 | 0.00024903 | 0.00018308 | 0.00012444 | 0.0001125 | 0.00011612
3 | 6 | 22 | 0.00011566 | 0.00023427 | 0.00016806 | 0.00011566 | 0.00011656 | 0.0001059 | 0.00011566 | 0.00023427 | 0.00016806 | 0.00011566 | 0.00011656 | 0.0001059
3 | 6 | 23 | 0.00010566 | 0.00021718 | 0.00015198 | 0.00010566 | 0.00012597 | 9.6198e-05 | 0.00010566 | 0.00021718 | 0.00015198 | 0.00010566 | 0.00012597 | 9.6198e-05
3 | 6 | 24 | 9.5724e-05 | 0.00018064 | 0.00012195 | 9.5724e-05 | 0.00013633 | 9.0134e-05 | 9.5724e-05 | 0.00018064 | 0.00012195 | 9.5724e-05 | 0.00013633 | 9.0134e-05
3 | 7 | 1 | 8.9432e-05 | 0.00013825 | 8.7285e-05 | 8.9432e-05 | 0.00014878 | 8.5914e-05 | 8.9432e-05 | 0.00013825 | 8.7285e-05 | 8.9432e-05 | 0.00014878 | 8.5914e-05
3 | 7 | 2 | 8.5704e-05 | 0.00010232 | 6.4294e-05 | 8.5704e-05 | 0.00016001 | 8.3788e-05 | 8.5704e-05 | 0.00010232 | 6.4294e-05 | 8.5704e-05 | 0.00016001 | 8.3788e-05
3 | 7 | 3 | 8.4022e-05 | 6.9632e-05 | 4.5845e-05 | 8.4022e-05 | 0.00017223 | 8.3459e-05 | 8.4022e-05 | 6.9632e-05 | 4.5845e-05 | 8.4022e-05 | 0.00017223 | 8.3459e-05
3 | 7 | 4 | 8.3186e-05 | 4.6265e-05 | 3.1329e-05 | 8.3186e-05 | 0.00018147 | 8.4645e-05 | 8.3186e-05 | 4.6265e-05 | 3.1329e-05 | 8.3186e-05 | 0.00018147 | 8.4645e-05
3 | 7 | 5 | 8.5217e-05 | 2.843e-05 | 2.126e-05 | 8.5217e-05 | 0.00018951 | 8.9805e-05 | 8.5217e-05 | 2.843e-05 | 2.126e-05 | 8.5217e-05 | 0.00018951 | 8.9805e-05
3 | 7 | 6 | 9.2782e-05 | 1.6782e-05 | 2.165e-05 | 9.2782e-05 | 0.00019227 | 9.7127e-05 | 9.2782e-05 | 1.6782e-05 | 2.165e-05 | 9.2782e-05 | 0.00019227 | 9.7127e-05
3 | 7 | 7 | 0.0001022 | 1.0032e-05 | 4.1223e-05 | 0.0001022 | 0.00018677 | 0.00010734 | 0.0001022 | 1.0032e-05 | 4.1223e-05 | 0.0001022 | 0.00018677 | 0.00010734
3 | 7 | 8 | 0.00010947 | 1.4892e-05 | 8.8777e-05 | 0.00010947 | 0.00017164 | 0.00011519 | 0.00010947 | 1.4892e-05 | 8.8777e-05 | 0.00010947 | 0.00017164 | 0.00011519
3 | 7 | 9 | 0.00011373 | 3.0961e-05 | 0.00014147 | 0.00011373 | 0.00014835 | 0.0001216 | 0.00011373 | 3.0961e-05 | 0.00014147 | 0.00011373 | 0.00014835 | 0.0001216
3 | 7 | 10 | 0.0001178 | 3.397e-05 | 0.00013883 | 0.0001178 | 0.0001235 | 0.00012398 | 0.0001178 | 3.397e-05 | 0.00013883 | 0.0001178 | 0.0001235 | 0.00012398
3 | 7 | 11 | 0.00012057 | 4.0025e-05 | 0.00011278 | 0.00012057 | 0.00010606 | 0.00012362 | 0.00012057 | 4.0025e-05 | 0.00011278 | 0.00012057 | 0.00010606 | 0.00012362
3 | 7 | 12 | 0.00012131 | 4.9644e-05 | 9.7038e-05 | 0.00012131 | 9.3846e-05 | 0.00012361 | 0.00012131 | 4.9644e-05 | 9.7038e-05 | 0.00012131 | 9.3846e-05 | 0.00012361
3 | 7 | 13 | 0.00012196 | 7.1583e-05 | 0.00010244 | 0.00012196 | 8.8642e-05 | 0.00012377 | 0.00012196 | 7.1583e-05 | 0.00010244 | 0.00012196 | 8.8642e-05 | 0.00012377
3 | 7 | 14 | 0.00012259 | 8.5165e-05 | 0.00011388 | 0.00012259 | 8.6709e-05 | 0.00012429 | 0.00012259 | 8.5165e-05 | 0.00011388 | 0.00012259 | 8.6709e-05 | 0.00012429
3 | 7 | 15 | 0.00012235 | 9.8251e-05 | 0.00011899 | 0.00012235 | 8.5819e-05 | 0.000123 | 0.00012235 | 9.8251e-05 | 0.00011899 | 0.00012235 | 8.5819e-05 | 0.000123
3 | 7 | 16 | 0.00011853 | 0.00013432 | 0.00014197 | 0.00011853 | 8.8147e-05 | 0.00012114 | 0.00011853 | 0.00013432 | 0.00014197 | 0.00011853 | 8.8147e-05 | 0.00012114
3 | 7 | 17 | 0.00011782 | 0.00016985 | 0.00016025 | 0.00011782 | 9.671e-05 | 0.00011661 | 0.00011782 | 0.00016985 | 0.00016025 | 0.00011782 | 9.671e-05 | 0.00011661
3 | 7 | 18 | 0.00011985 | 0.00021645 | 0.00018877 | 0.00011985 | 0.00010452 | 0.00011968 | 0.00011985 | 0.00021645 | 0.00018877 | 0.00011985 | 0.00010452 | 0.00011968
3 | 7 | 19 | 0.00012918 | 0.00025025 | 0.00020674 | 0.00012918 | 0.00011254 | 0.00012297 | 0.00012918 | 0.00025025 | 0.00020674 | 0.00012918 | 0.00011254 | 0.00012297
3 | 7 | 20 | 0.00012833 | 0.00025723 | 0.00020107 | 0.00012833 | 0.00011248 | 0.00012225 | 0.00012833 | 0.00025723 | 0.00020107 | 0.00012833 | 0.00011248 | 0.00012225
3 | 7 | 21 | 0.00012389 | 0.00024903 | 0.00018308 | 0.00012389 | 0.0001125 | 0.00011612 | 0.00012389 | 0.00024903 | 0.00018308 | 0.00012389 | 0.0001125 | 0.00011612
3 | 7 | 22 | 0.00011567 | 0.00023427 | 0.00016806 | 0.00011567 | 0.00011656 | 0.0001059 | 0.00011567 | 0.00023427 | 0.00016806 | 0.00011567 | 0.00011656 | 0.0001059
3 | 7 | 23 | 0.00010466 | 0.00021718 | 0.00015198 | 0.00010466 | 0.00012597 | 9.6198e-05 | 0.00010466 | 0.00021718 | 0.00015198 | 0.00010466 | 0.00012597 | 9.6198e-05
3 | 7 | 24 | 9.5453e-05 | 0.00018064 | 0.00012195 | 9.5453e-05 | 0.00013633 | 9.0134e-05 | 9.5453e-05 | 0.00018064 | 0.00012195 | 9.5453e-05 | 0.00013633 | 9.0134e-05
3 | 8 | 1 | 8.8325e-05 | 0.00013825 | 8.7285e-05 | 8.8325e-05 | 0.00014878 | 8.5914e-05 | 8.8325e-05 | 0.00013825 | 8.7285e-05 | 8.8325e-05 | 0.00014878 | 8.5914e-05
3 | 8 | 2 | 8.4747e-05 | 0.00010232 | 6.4294e-05 | 8.4747e-05 | 0.00016001 | 8.3788e-05 | 8.4747e-05 | 0.00010232 | 6.4294e-05 | 8.4747e-05 | 0.00016001 | 8.3788e-05
3 | 8 | 3 | 8.2961e-05 | 6.9632e-05 | 4.5845e-05 | 8.2961e-05 | 0.00017223 | 8.3459e-05 | 8.2961e-05 | 6.9632e-05 | 4.5845e-05 | 8.2961e-05 | 0.00017223 | 8.3459e-05
3 | 8 | 4 | 8.282e-05 | 4.6265e-05 | 3.1329e-05 | 8.282e-05 | 0.00018147 | 8.4645e-05 | 8.282e-05 | 4.6265e-05 | 3.1329e-05 | 8.282e-05 | 0.00018147 | 8.4645e-05
3 | 8 | 5 | 8.4842e-05 | 2.843e-05 | 2.126e-05 | 8.4842e-05 | 0.00018951 | 8.9805e-05 | 8.4842e-05 | 2.843e-05 | 2.126e-05 | 8.4842e-05 | 0.00018951 | 8.9805e-05
3 | 8 | 6 | 9.2694e-05 | 1.6782e-05 | 2.165e-05 | 9.2694e-05 | 0.00019227 | 9.7127e-05 | 9.2694e-05 | 1.6782e-05 | 2.165e-05 | 9.2694e-05 | 0.00019227 | 9.7127e-05
3 | 8 | 7 | 0.00010303 | 1.0032e-05 | 4.1223e-05 | 0.00010303 | 0.00018677 | 0.00010734 | 0.00010303 | 1.0032e-05 | 4.1223e-05 | 0.00010303 | 0.00018677 | 0.00010734
3 | 8 | 8 | 0.00010986 | 1.4892e-05 | 8.8777e-05 | 0.00010986 | 0.00017164 | 0.00011519 | 0.00010986 | 1.4892e-05 | 8.8777e-05 | 0.00010986 | 0.00017164 | 0.00011519
3 | 8 | 9 | 0.00011264 | 3.0961e-05 | 0.00014147 | 0.00011264 | 0.00014835 | 0.0001216 | 0.00011264 | 3.0961e-05 | 0.00014147 | 0.00011264 | 0.00014835 | 0.0001216
3 | 8 | 10 | 0.00011678 | 3.397e-05 | 0.00013883 | 0.00011678 | 0.0001235 | 0.00012398 | 0.00011678 | 3.397e-05 | 0.00013883 | 0.00011678 | 0.0001235 | 0.00012398
3 | 8 | 11 | 0.00011956 | 4.0025e-05 | 0.00011278 | 0.00011956 | 0.00010606 | 0.00012362 | 0.00011956 | 4.0025e-05 | 0.00011278 | 0.00011956 | 0.00010606 | 0.00012362
3 | 8 | 12 | 0.00011985 | 4.9644e-05 | 9.7038e-05 | 0.00011985 | 9.3846e-05 | 0.00012361 | 0.00011985 | 4.9644e-05 | 9.7038e-05 | 0.00011985 | 9.3846e-05 | 0.00012361
3 | 8 | 13 | 0.00011961 | 7.1583e-05 | 0.00010244 | 0.00011961 | 8.8642e-05 | 0.00012377 | 0.00011961 | 7.1583e-05 | 0.00010244 | 0.00011961 | 8.8642e-05 | 0.00012377
3 | 8 | 14 | 0.0001201 | 8.5165e-05 | 0.00011388 | 0.0001201 | 8.6709e-05 | 0.00012429 | 0.0001201 | 8.5165e-05 | 0.00011388 | 0.0001201 | 8.6709e-05 | 0.00012429
3 | 8 | 15 | 0.00011908 | 9.8251e-05 | 0.00011899 | 0.00011908 | 8.5819e-05 | 0.000123 | 0.00011908 | 9.8251e-05 | 0.00011899 | 0.00011908 | 8.5819e-05 | 0.000123
3 | 8 | 16 | 0.00011685 | 0.00013432 | 0.00014197 | 0.00011685 | 8.8147e-05 | 0.00012114 | 0.00011685 | 0.00013432 | 0.00014197 | 0.00011685 | 8.8147e-05 | 0.00012114
3 | 8 | 17 | 0.0001155 | 0.00016985 | 0.00016025 | 0.0001155 | 9.671e-05 | 0.00011661 | 0.0001155 | 0.00016985 | 0.00016025 | 0.0001155 | 9.671e-05 | 0.00011661
3 | 8 | 18 | 0.00011719 | 0.00021645 | 0.00018877 | 0.00011719 | 0.00010452 | 0.00011968 | 0.00011719 | 0.00021645 | 0.00018877 | 0.00011719 | 0.00010452 | 0.00011968
3 | 8 | 19 | 0.00012786 | 0.00025025 | 0.00020674 | 0.00012786 | 0.00011254 | 0.00012297 | 0.00012786 | 0.00025025 | 0.00020674 | 0.00012786 | 0.00011254 | 0.00012297
3 | 8 | 20 | 0.00012775 | 0.00025723 | 0.00020107 | 0.00012775 | 0.00011248 | 0.00012225 | 0.00012775 | 0.00025723 | 0.00020107 | 0.00012775 | 0.00011248 | 0.00012225
3 | 8 | 21 | 0.00012298 | 0.00024903 | 0.00018308 | 0.00012298 | 0.0001125 | 0.00011612 | 0.00012298 | 0.00024903 | 0.00018308 | 0.00012298 | 0.0001125 | 0.00011612
3 | 8 | 22 | 0.00011532 | 0.00023427 | 0.00016806 | 0.00011532 | 0.00011656 | 0.0001059 | 0.00011532 | 0.00023427 | 0.00016806 | 0.00011532 | 0.00011656 | 0.0001059
3 | 8 | 23 | 0.00010458 | 0.00021718 | 0.00015198 | 0.00010458 | 0.00012597 | 9.6198e-05 | 0.00010458 | 0.00021718 | 0.00015198 | 0.00010458 | 0.00012597 | 9.6198e-05
3 | 8 | 24 | 9.4321e-05 | 0.00018064 | 0.00012195 | 9.4321e-05 | 0.00013633 | 9.0134e-05 | 9.4321e-05 | 0.00018064 | 0.00012195 | 9.4321e-05 | 0.00013633 | 9.0134e-05
3 | 9 | 1 | 8.8799e-05 | 0.00013825 | 8.7285e-05 | 8.8799e-05 | 0.00014878 | 8.5914e-05 | 8.8799e-05 | 0.00013825 | 8.7285e-05 | 8.8799e-05 | 0.00014878 | 8.5914e-05
3 | 9 | 2 | 8.5283e-05 | 0.00010232 | 6.4294e-05 | 8.5283e-05 | 0.00016001 | 8.3788e-05 | 8.5283e-05 | 0.00010232 | 6.4294e-05 | 8.5283e-05 | 0.00016001 | 8.3788e-05
3 | 9 | 3 | 8.3506e-05 | 6.9632e-05 | 4.5845e-05 | 8.3506e-05 | 0.00017223 | 8.3459e-05 | 8.3506e-05 | 6.9632e-05 | 4.5845e-05 | 8.3506e-05 | 0.00017223 | 8.3459e-05
3 | 9 | 4 | 8.3011e-05 | 4.6265e-05 | 3.1329e-05 | 8.3011e-05 | 0.00018147 | 8.4645e-05 | 8.3011e-05 | 4.6265e-05 | 3.1329e-05 | 8.3011e-05 | 0.00018147 | 8.4645e-05
3 | 9 | 5 | 8.5828e-05 | 2.843e-05 | 2.126e-05 | 8.5828e-05 | 0.00018951 | 8.9805e-05 | 8.5828e-05 | 2.843e-05 | 2.126e-05 | 8.5828e-05 | 0.00018951 | 8.9805e-05
3 | 9 | 6 | 9.2549e-05 | 1.6782e-05 | 2.165e-05 | 9.2549e-05 | 0.00019227 | 9.7127e-05 | 9.2549e-05 | 1.6782e-05 | 2.165e-05 | 9.2549e-05 | 0.00019227 | 9.7127e-05
3 | 9 | 7 | 0.0001031 | 1.0032e-05 | 4.1223e-05 | 0.0001031 | 0.00018677 | 0.00010734 | 0.0001031 | 1.0032e-05 | 4.1223e-05 | 0.0001031 | 0.00018677 | 0.00010734
3 | 9 | 8 | 0.00011268 | 1.4892e-05 | 8.8777e-05 | 0.00011268 | 0.00017164 | 0.00011519 | 0.00011268 | 1.4892e-05 | 8.8777e-05 | 0.00011268 | 0.00017164 | 0.00011519
3 | 9 | 9 | 0.0001147 | 3.0961e-05 | 0.00014147 | 0.0001147 | 0.00014835 | 0.0001216 | 0.0001147 | 3.0961e-05 | 0.00014147 | 0.0001147 | 0.00014835 | 0.0001216
3 | 9 | 10 | 0.00011748 | 3.397e-05 | 0.00013883 | 0.00011748 | 0.0001235 | 0.00012398 | 0.00011748 | 3.397e-05 | 0.00013883 | 0.00011748 | 0.0001235 | 0.00012398
3 | 9 | 11 | 0.00011948 | 4.0025e-05 | 0.00011278 | 0.00011948 | 0.00010606 | 0.00012362 | 0.00011948 | 4.0025e-05 | 0.00011278 | 0.00011948 | 0.00010606 | 0.00012362
3 | 9 | 12 | 0.00011962 | 4.9644e-05 | 9.7038e-05 | 0.00011962 | 9.3846e-05 | 0.00012361 | 0.00011962 | 4.9644e-05 | 9.7038e-05 | 0.00011962 | 9.3846e-05 | 0.00012361
3 | 9 | 13 | 0.00011783 | 7.1583e-05 | 0.00010244 | 0.00011783 | 8.8642e-05 | 0.00012377 | 0.00011783 | 7.1583e-05 | 0.00010244 | 0.00011783 | 8.8642e-05 | 0.00012377
3 | 9 | 14 | 0.00011778 | 8.5165e-05 | 0.00011388 | 0.00011778 | 8.6709e-05 | 0.00012429 | 0.00011778 | 8.5165e-05 | 0.00011388 | 0.00011778 | 8.6709e-05 | 0.00012429
3 | 9 | 15 | 0.00011695 | 9.8251e-05 | 0.00011899 | 0.00011695 | 8.5819e-05 | 0.000123 | 0.00011695 | 9.8251e-05 | 0.00011899 | 0.00011695 | 8.5819e-05 | 0.000123
3 | 9 | 16 | 0.00011456 | 0.00013432 | 0.00014197 | 0.00011456 | 8.8147e-05 | 0.00012114 | 0.00011456 | 0.00013432 | 0.00014197 | 0.00011456 | 8.8147e-05 | 0.00012114
3 | 9 | 17 | 0.00011318 | 0.00016985 | 0.00016025 | 0.00011318 | 9.671e-05 | 0.00011661 | 0.00011318 | 0.00016985 | 0.00016025 | 0.00011318 | 9.671e-05 | 0.00011661
3 | 9 | 18 | 0.00011479 | 0.00021645 | 0.00018877 | 0.00011479 | 0.00010452 | 0.00011968 | 0.00011479 | 0.00021645 | 0.00018877 | 0.00011479 | 0.00010452 | 0.00011968
3 | 9 | 19 | 0.00012384 | 0.00025025 | 0.00020674 | 0.00012384 | 0.00011254 | 0.00012297 | 0.00012384 | 0.00025025 | 0.00020674 | 0.00012384 | 0.00011254 | 0.00012297
3 | 9 | 20 | 0.00012339 | 0.00025723 | 0.00020107 | 0.00012339 | 0.00011248 | 0.00012225 | 0.00012339 | 0.00025723 | 0.00020107 | 0.00012339 | 0.00011248 | 0.00012225
3 | 9 | 21 | 0.00011961 | 0.00024903 | 0.00018308 | 0.00011961 | 0.0001125 | 0.00011612 | 0.00011961 | 0.00024903 | 0.00018308 | 0.00011961 | 0.0001125 | 0.00011612
3 | 9 | 22 | 0.00011352 | 0.00023427 | 0.00016806 | 0.00011352 | 0.00011656 | 0.0001059 | 0.00011352 | 0.00023427 | 0.00016806 | 0.00011352 | 0.00011656 | 0.0001059
3 | 9 | 23 | 0.00010526 | 0.00021718 | 0.00015198 | 0.00010526 | 0.00012597 | 9.6198e-05 | 0.00010526 | 0.00021718 | 0.00015198 | 0.00010526 | 0.00012597 | 9.6198e-05
3 | 9 | 24 | 9.5541e-05 | 0.00018064 | 0.00012195 | 9.5541e-05 | 0.00013633 | 9.0134e-05 | 9.5541e-05 | 0.00018064 | 0.00012195 | 9.5541e-05 | 0.00013633 | 9.0134e-05
3 | 10 | 1 | 8.9266e-05 | 0.00013825 | 8.7285e-05 | 8.9266e-05 | 0.00014878 | 8.5914e-05 | 8.9266e-05 | 0.00013825 | 8.7285e-05 | 8.9266e-05 | 0.00014878 | 8.5914e-05
3 | 10 | 2 | 8.5404e-05 | 0.00010232 | 6.4294e-05 | 8.5404e-05 | 0.00016001 | 8.3788e-05 | 8.5404e-05 | 0.00010232 | 6.4294e-05 | 8.5404e-05 | 0.00016001 | 8.3788e-05
3 | 10 | 3 | 8.3149e-05 | 6.9632e-05 | 4.5845e-05 | 8.3149e-05 | 0.00017223 | 8.3459e-05 | 8.3149e-05 | 6.9632e-05 | 4.5845e-05 | 8.3149e-05 | 0.00017223 | 8.3459e-05
3 | 10 | 4 | 8.2142e-05 | 4.6265e-05 | 3.1329e-05 | 8.2142e-05 | 0.00018147 | 8.4645e-05 | 8.2142e-05 | 4.6265e-05 | 3.1329e-05 | 8.2142e-05 | 0.00018147 | 8.4645e-05
3 | 10 | 5 | 8.2545e-05 | 2.843e-05 | 2.126e-05 | 8.2545e-05 | 0.00018951 | 8.9805e-05 | 8.2545e-05 | 2.843e-05 | 2.126e-05 | 8.2545e-05 | 0.00018951 | 8.9805e-05
3 | 10 | 6 | 8.5724e-05 | 1.6782e-05 | 2.165e-05 | 8.5724e-05 | 0.00019227 | 9.7127e-05 | 8.5724e-05 | 1.6782e-05 | 2.165e-05 | 8.5724e-05 | 0.00019227 | 9.7127e-05
3 | 10 | 7 | 8.7701e-05 | 1.0032e-05 | 4.1223e-05 | 8.7701e-05 | 0.00018677 | 0.00010734 | 8.7701e-05 | 1.0032e-05 | 4.1223e-05 | 8.7701e-05 | 0.00018677 | 0.00010734
3 | 10 | 8 | 9.3489e-05 | 1.4892e-05 | 8.8777e-05 | 9.3489e-05 | 0.00017164 | 0.00011519 | 9.3489e-05 | 1.4892e-05 | 8.8777e-05 | 9.3489e-05 | 0.00017164 | 0.00011519
3 | 10 | 9 | 0.00010022 | 3.0961e-05 | 0.00014147 | 0.00010022 | 0.00014835 | 0.0001216 | 0.00010022 | 3.0961e-05 | 0.00014147 | 0.00010022 | 0.00014835 | 0.0001216
3 | 10 | 10 | 0.00010326 | 3.397e-05 | 0.00013883 | 0.00010326 | 0.0001235 | 0.00012398 | 0.00010326 | 3.397e-05 | 0.00013883 | 0.00010326 | 0.0001235 | 0.00012398
3 | 10 | 11 | 0.00010616 | 4.0025e-05 | 0.00011278 | 0.00010616 | 0.00010606 | 0.00012362 | 0.00010616 | 4.0025e-05 | 0.00011278 | 0.00010616 | 0.00010606 | 0.00012362
3 | 10 | 12 | 0.00010521 | 4.9644e-05 | 9.7038e-05 | 0.00010521 | 9.3846e-05 | 0.00012361 | 0.00010521 | 4.9644e-05 | 9.7038e-05 | 0.00010521 | 9.3846e-05 | 0.00012361
3 | 10 | 13 | 0.0001043 | 7.1583e-05 | 0.00010244 | 0.0001043 | 8.8642e-05 | 0.00012377 | 0.0001043 | 7.1583e-05 | 0.00010244 | 0.0001043 | 8.8642e-05 | 0.00012377
3 | 10 | 14 | 0.00010345 | 8.5165e-05 | 0.00011388 | 0.00010345 | 8.6709e-05 | 0.00012429 | 0.00010345 | 8.5165e-05 | 0.00011388 | 0.00010345 | 8.6709e-05 | 0.00012429
3 | 10 | 15 | 0.00010248 | 9.8251e-05 | 0.00011899 | 0.00010248 | 8.5819e-05 | 0.000123 | 0.00010248 | 9.8251e-05 | 0.00011899 | 0.00010248 | 8.5819e-05 | 0.000123
3 | 10 | 16 | 0.00010182 | 0.00013432 | 0.00014197 | 0.00010182 | 8.8147e-05 | 0.00012114 | 0.00010182 | 0.00013432 | 0.00014197 | 0.00010182 | 8.8147e-05 | 0.00012114
3 | 10 | 17 | 0.00010241 | 0.00016985 | 0.00016025 | 0.00010241 | 9.671e-05 | 0.00011661 | 0.00010241 | 0.00016985 | 0.00016025 | 0.00010241 | 9.671e-05 | 0.00011661
3 | 10 | 18 | 0.0001041 | 0.00021645 | 0.00018877 | 0.0001041 | 0.00010452 | 0.00011968 | 0.0001041 | 0.00021645 | 0.00018877 | 0.0001041 | 0.00010452 | 0.00011968
3 | 10 | 19 | 0.00011472 | 0.00025025 | 0.00020674 | 0.00011472 | 0.00011254 | 0.00012297 | 0.00011472 | 0.00025025 | 0.00020674 | 0.00011472 | 0.00011254 | 0.00012297
3 | 10 | 20 | 0.00011602 | 0.00025723 | 0.00020107 | 0.00011602 | 0.00011248 | 0.00012225 | 0.00011602 | 0.00025723 | 0.00020107 | 0.00011602 | 0.00011248 | 0.00012225
3 | 10 | 21 | 0.00011302 | 0.00024903 | 0.00018308 | 0.00011302 | 0.0001125 | 0.00011612 | 0.00011302 | 0.00024903 | 0.00018308 | 0.00011302 | 0.0001125 | 0.00011612
3 | 10 | 22 | 0.00010757 | 0.00023427 | 0.00016806 | 0.00010757 | 0.00011656 | 0.0001059 | 0.00010757 | 0.00023427 | 0.00016806 | 0.00010757 | 0.00011656 | 0.0001059
3 | 10 | 23 | 0.0001001 | 0.00021718 | 0.00015198 | 0.0001001 | 0.00012597 | 9.6198e-05 | 0.0001001 | 0.00021718 | 0.00015198 | 0.0001001 | 0.00012597 | 9.6198e-05
3 | 10 | 24 | 9.2378e-05 | 0.00018064 | 0.00012195 | 9.2378e-05 | 0.00013633 | 9.0134e-05 | 9.2378e-05 | 0.00018064 | 0.00012195 | 9.2378e-05 | 0.00013633 | 9.0134e-05
3 | 11 | 1 | 8.5991e-05 | 0.00013825 | 8.7285e-05 | 8.5991e-05 | 0.00014878 | 8.5914e-05 | 8.5991e-05 | 0.00013825 | 8.7285e-05 | 8.5991e-05 | 0.00014878 | 8.5914e-05
3 | 11 | 2 | 8.2516e-05 | 0.00010232 | 6.4294e-05 | 8.2516e-05 | 0.00016001 | 8.3788e-05 | 8.2516e-05 | 0.00010232 | 6.4294e-05 | 8.2516e-05 | 0.00016001 | 8.3788e-05
3 | 11 | 3 | 8.1051e-05 | 6.9632e-05 | 4.5845e-05 | 8.1051e-05 | 0.00017223 | 8.3459e-05 | 8.1051e-05 | 6.9632e-05 | 4.5845e-05 | 8.1051e-05 | 0.00017223 | 8.3459e-05
3 | 11 | 4 | 7.9757e-05 | 4.6265e-05 | 3.1329e-05 | 7.9757e-05 | 0.00018147 | 8.4645e-05 | 7.9757e-05 | 4.6265e-05 | 3.1329e-05 | 7.9757e-05 | 0.00018147 | 8.4645e-05
3 | 11 | 5 | 8.0656e-05 | 2.843e-05 | 2.126e-05 | 8.0656e-05 | 0.00018951 | 8.9805e-05 | 8.0656e-05 | 2.843e-05 | 2.126e-05 | 8.0656e-05 | 0.00018951 | 8.9805e-05
3 | 11 | 6 | 8.3082e-05 | 1.6782e-05 | 2.165e-05 | 8.3082e-05 | 0.00019227 | 9.7127e-05 | 8.3082e-05 | 1.6782e-05 | 2.165e-05 | 8.3082e-05 | 0.00019227 | 9.7127e-05
3 | 11 | 7 | 8.4443e-05 | 1.0032e-05 | 4.1223e-05 | 8.4443e-05 | 0.00018677 | 0.00010734 | 8.4443e-05 | 1.0032e-05 | 4.1223e-05 | 8.4443e-05 | 0.00018677 | 0.00010734
3 | 11 | 8 | 8.8179e-05 | 1.4892e-05 | 8.8777e-05 | 8.8179e-05 | 0.00017164 | 0.00011519 | 8.8179e-05 | 1.4892e-05 | 8.8777e-05 | 8.8179e-05 | 0.00017164 | 0.00011519
3 | 11 | 9 | 9.2694e-05 | 3.0961e-05 | 0.00014147 | 9.2694e-05 | 0.00014835 | 0.0001216 | 9.2694e-05 | 3.0961e-05 | 0.00014147 | 9.2694e-05 | 0.00014835 | 0.0001216
3 | 11 | 10 | 9.6868e-05 | 3.397e-05 | 0.00013883 | 9.6868e-05 | 0.0001235 | 0.00012398 | 9.6868e-05 | 3.397e-05 | 0.00013883 | 9.6868e-05 | 0.0001235 | 0.00012398
3 | 11 | 11 | 0.00010023 | 4.0025e-05 | 0.00011278 | 0.00010023 | 0.00010606 | 0.00012362 | 0.00010023 | 4.0025e-05 | 0.00011278 | 0.00010023 | 0.00010606 | 0.00012362
3 | 11 | 12 | 0.00010202 | 4.9644e-05 | 9.7038e-05 | 0.00010202 | 9.3846e-05 | 0.00012361 | 0.00010202 | 4.9644e-05 | 9.7038e-05 | 0.00010202 | 9.3846e-05 | 0.00012361
3 | 11 | 13 | 0.00010321 | 7.1583e-05 | 0.00010244 | 0.00010321 | 8.8642e-05 | 0.00012377 | 0.00010321 | 7.1583e-05 | 0.00010244 | 0.00010321 | 8.8642e-05 | 0.00012377
3 | 11 | 14 | 0.00010405 | 8.5165e-05 | 0.00011388 | 0.00010405 | 8.6709e-05 | 0.00012429 | 0.00010405 | 8.5165e-05 | 0.00011388 | 0.00010405 | 8.6709e-05 | 0.00012429
3 | 11 | 15 | 0.00010497 | 9.8251e-05 | 0.00011899 | 0.00010497 | 8.5819e-05 | 0.000123 | 0.00010497 | 9.8251e-05 | 0.00011899 | 0.00010497 | 8.5819e-05 | 0.000123
3 | 11 | 16 | 0.00010591 | 0.00013432 | 0.00014197 | 0.00010591 | 8.8147e-05 | 0.00012114 | 0.00010591 | 0.00013432 | 0.00014197 | 0.00010591 | 8.8147e-05 | 0.00012114
3 | 11 | 17 | 0.00010675 | 0.00016985 | 0.00016025 | 0.00010675 | 9.671e-05 | 0.00011661 | 0.00010675 | 0.00016985 | 0.00016025 | 0.00010675 | 9.671e-05 | 0.00011661
3 | 11 | 18 | 0.00010889 | 0.00021645 | 0.00018877 | 0.00010889 | 0.00010452 | 0.00011968 | 0.00010889 | 0.00021645 | 0.00018877 | 0.00010889 | 0.00010452 | 0.00011968
3 | 11 | 19 | 0.00011818 | 0.00025025 | 0.00020674 | 0.00011818 | 0.00011254 | 0.00012297 | 0.00011818 | 0.00025025 | 0.00020674 | 0.00011818 | 0.00011254 | 0.00012297
3 | 11 | 20 | 0.00011968 | 0.00025723 | 0.00020107 | 0.00011968 | 0.00011248 | 0.00012225 | 0.00011968 | 0.00025723 | 0.00020107 | 0.00011968 | 0.00011248 | 0.00012225
3 | 11 | 21 | 0.00011415 | 0.00024903 | 0.00018308 | 0.00011415 | 0.0001125 | 0.00011612 | 0.00011415 | 0.00024903 | 0.00018308 | 0.00011415 | 0.0001125 | 0.00011612
3 | 11 | 22 | 0.00010421 | 0.00023427 | 0.00016806 | 0.00010421 | 0.00011656 | 0.0001059 | 0.00010421 | 0.00023427 | 0.00016806 | 0.00010421 | 0.00011656 | 0.0001059
3 | 11 | 23 | 9.4925e-05 | 0.00021718 | 0.00015198 | 9.4925e-05 | 0.00012597 | 9.6198e-05 | 9.4925e-05 | 0.00021718 | 0.00015198 | 9.4925e-05 | 0.00012597 | 9.6198e-05
3 | 11 | 24 | 8.7168e-05 | 0.00018064 | 0.00012195 | 8.7168e-05 | 0.00013633 | 9.0134e-05 | 8.7168e-05 | 0.00018064 | 0.00012195 | 8.7168e-05 | 0.00013633 | 9.0134e-05
3 | 12 | 1 | 8.2479e-05 | 0.00013825 | 8.7285e-05 | 8.2479e-05 | 0.00014878 | 8.5914e-05 | 8.2479e-05 | 0.00013825 | 8.7285e-05 | 8.2479e-05 | 0.00014878 | 8.5914e-05
3 | 12 | 2 | 8.0456e-05 | 0.00010232 | 6.4294e-05 | 8.0456e-05 | 0.00016001 | 8.3788e-05 | 8.0456e-05 | 0.00010232 | 6.4294e-05 | 8.0456e-05 | 0.00016001 | 8.3788e-05
3 | 12 | 3 | 7.9766e-05 | 6.9632e-05 | 4.5845e-05 | 7.9766e-05 | 0.00017223 | 8.3459e-05 | 7.9766e-05 | 6.9632e-05 | 4.5845e-05 | 7.9766e-05 | 0.00017223 | 8.3459e-05
3 | 12 | 4 | 8.1551e-05 | 4.6265e-05 | 3.1329e-05 | 8.1551e-05 | 0.00018147 | 8.4645e-05 | 8.1551e-05 | 4.6265e-05 | 3.1329e-05 | 8.1551e-05 | 0.00018147 | 8.4645e-05
3 | 12 | 5 | 8.7364e-05 | 2.843e-05 | 2.126e-05 | 8.7364e-05 | 0.00018951 | 8.9805e-05 | 8.7364e-05 | 2.843e-05 | 2.126e-05 | 8.7364e-05 | 0.00018951 | 8.9805e-05
3 | 12 | 6 | 9.986e-05 | 1.6782e-05 | 2.165e-05 | 9.986e-05 | 0.00019227 | 9.7127e-05 | 9.986e-05 | 1.6782e-05 | 2.165e-05 | 9.986e-05 | 0.00019227 | 9.7127e-05
3 | 12 | 7 | 0.00010841 | 1.0032e-05 | 4.1223e-05 | 0.00010841 | 0.00018677 | 0.00010734 | 0.00010841 | 1.0032e-05 | 4.1223e-05 | 0.00010841 | 0.00018677 | 0.00010734
3 | 12 | 8 | 0.00011245 | 1.4892e-05 | 8.8777e-05 | 0.00011245 | 0.00017164 | 0.00011519 | 0.00011245 | 1.4892e-05 | 8.8777e-05 | 0.00011245 | 0.00017164 | 0.00011519
3 | 12 | 9 | 0.00011735 | 3.0961e-05 | 0.00014147 | 0.00011735 | 0.00014835 | 0.0001216 | 0.00011735 | 3.0961e-05 | 0.00014147 | 0.00011735 | 0.00014835 | 0.0001216
3 | 12 | 10 | 0.00012229 | 3.397e-05 | 0.00013883 | 0.00012229 | 0.0001235 | 0.00012398 | 0.00012229 | 3.397e-05 | 0.00013883 | 0.00012229 | 0.0001235 | 0.00012398
3 | 12 | 11 | 0.00012621 | 4.0025e-05 | 0.00011278 | 0.00012621 | 0.00010606 | 0.00012362 | 0.00012621 | 4.0025e-05 | 0.00011278 | 0.00012621 | 0.00010606 | 0.00012362
3 | 12 | 12 | 0.00012876 | 4.9644e-05 | 9.7038e-05 | 0.00012876 | 9.3846e-05 | 0.00012361 | 0.00012876 | 4.9644e-05 | 9.7038e-05 | 0.00012876 | 9.3846e-05 | 0.00012361
3 | 12 | 13 | 0.00013177 | 7.1583e-05 | 0.00010244 | 0.00013177 | 8.8642e-05 | 0.00012377 | 0.00013177 | 7.1583e-05 | 0.00010244 | 0.00013177 | 8.8642e-05 | 0.00012377
3 | 12 | 14 | 0.00013255 | 8.5165e-05 | 0.00011388 | 0.00013255 | 8.6709e-05 | 0.00012429 | 0.00013255 | 8.5165e-05 | 0.00011388 | 0.00013255 | 8.6709e-05 | 0.00012429
3 | 12 | 15 | 0.00013305 | 9.8251e-05 | 0.00011899 | 0.00013305 | 8.5819e-05 | 0.000123 | 0.00013305 | 9.8251e-05 | 0.00011899 | 0.00013305 | 8.5819e-05 | 0.000123
3 | 12 | 16 | 0.00013198 | 0.00013432 | 0.00014197 | 0.00013198 | 8.8147e-05 | 0.00012114 | 0.00013198 | 0.00013432 | 0.00014197 | 0.00013198 | 8.8147e-05 | 0.00012114
3 | 12 | 17 | 0.00012965 | 0.00016985 | 0.00016025 | 0.00012965 | 9.671e-05 | 0.00011661 | 0.00012965 | 0.00016985 | 0.00016025 | 0.00012965 | 9.671e-05 | 0.00011661
3 | 12 | 18 | 0.00012669 | 0.00021645 | 0.00018877 | 0.00012669 | 0.00010452 | 0.00011968 | 0.00012669 | 0.00021645 | 0.00018877 | 0.00012669 | 0.00010452 | 0.00011968
3 | 12 | 19 | 0.00013311 | 0.00025025 | 0.00020674 | 0.00013311 | 0.00011254 | 0.00012297 | 0.00013311 | 0.00025025 | 0.00020674 | 0.00013311 | 0.00011254 | 0.00012297
3 | 12 | 20 | 0.0001319 | 0.00025723 | 0.00020107 | 0.0001319 | 0.00011248 | 0.00012225 | 0.0001319 | 0.00025723 | 0.00020107 | 0.0001319 | 0.00011248 | 0.00012225
3 | 12 | 21 | 0.00012337 | 0.00024903 | 0.00018308 | 0.00012337 | 0.0001125 | 0.00011612 | 0.00012337 | 0.00024903 | 0.00018308 | 0.00012337 | 0.0001125 | 0.00011612
3 | 12 | 22 | 0.00011088 | 0.00023427 | 0.00016806 | 0.00011088 | 0.00011656 | 0.0001059 | 0.00011088 | 0.00023427 | 0.00016806 | 0.00011088 | 0.00011656 | 0.0001059
3 | 12 | 23 | 9.9448e-05 | 0.00021718 | 0.00015198 | 9.9448e-05 | 0.00012597 | 9.6198e-05 | 9.9448e-05 | 0.00021718 | 0.00015198 | 9.9448e-05 | 0.00012597 | 9.6198e-05
3 | 12 | 24 | 9.1263e-05 | 0.00018064 | 0.00012195 | 9.1263e-05 | 0.00013633 | 9.0134e-05 | 9.1263e-05 | 0.00018064 | 0.00012195 | 9.1263e-05 | 0.00013633 | 9.0134e-05
3 | 13 | 1 | 8.6403e-05 | 0.00013825 | 8.7285e-05 | 8.6403e-05 | 0.00014878 | 8.5914e-05 | 8.6403e-05 | 0.00013825 | 8.7285e-05 | 8.6403e-05 | 0.00014878 | 8.5914e-05
3 | 13 | 2 | 8.3948e-05 | 0.00010232 | 6.4294e-05 | 8.3948e-05 | 0.00016001 | 8.3788e-05 | 8.3948e-05 | 0.00010232 | 6.4294e-05 | 8.3948e-05 | 0.00016001 | 8.3788e-05
3 | 13 | 3 | 8.3111e-05 | 6.9632e-05 | 4.5845e-05 | 8.3111e-05 | 0.00017223 | 8.3459e-05 | 8.3111e-05 | 6.9632e-05 | 4.5845e-05 | 8.3111e-05 | 0.00017223 | 8.3459e-05
3 | 13 | 4 | 8.4235e-05 | 4.6265e-05 | 3.1329e-05 | 8.4235e-05 | 0.00018147 | 8.4645e-05 | 8.4235e-05 | 4.6265e-05 | 3.1329e-05 | 8.4235e-05 | 0.00018147 | 8.4645e-05
3 | 13 | 5 | 9.0372e-05 | 2.843e-05 | 2.126e-05 | 9.0372e-05 | 0.00018951 | 8.9805e-05 | 9.0372e-05 | 2.843e-05 | 2.126e-05 | 9.0372e-05 | 0.00018951 | 8.9805e-05
3 | 13 | 6 | 0.00010229 | 1.6782e-05 | 2.165e-05 | 0.00010229 | 0.00019227 | 9.7127e-05 | 0.00010229 | 1.6782e-05 | 2.165e-05 | 0.00010229 | 0.00019227 | 9.7127e-05
3 | 13 | 7 | 0.00010967 | 1.0032e-05 | 4.1223e-05 | 0.00010967 | 0.00018677 | 0.00010734 | 0.00010967 | 1.0032e-05 | 4.1223e-05 | 0.00010967 | 0.00018677 | 0.00010734
3 | 13 | 8 | 0.00011299 | 1.4892e-05 | 8.8777e-05 | 0.00011299 | 0.00017164 | 0.00011519 | 0.00011299 | 1.4892e-05 | 8.8777e-05 | 0.00011299 | 0.00017164 | 0.00011519
3 | 13 | 9 | 0.0001175 | 3.0961e-05 | 0.00014147 | 0.0001175 | 0.00014835 | 0.0001216 | 0.0001175 | 3.0961e-05 | 0.00014147 | 0.0001175 | 0.00014835 | 0.0001216
3 | 13 | 10 | 0.00012186 | 3.397e-05 | 0.00013883 | 0.00012186 | 0.0001235 | 0.00012398 | 0.00012186 | 3.397e-05 | 0.00013883 | 0.00012186 | 0.0001235 | 0.00012398
3 | 13 | 11 | 0.00012515 | 4.0025e-05 | 0.00011278 | 0.00012515 | 0.00010606 | 0.00012362 | 0.00012515 | 4.0025e-05 | 0.00011278 | 0.00012515 | 0.00010606 | 0.00012362
3 | 13 | 12 | 0.0001268 | 4.9644e-05 | 9.7038e-05 | 0.0001268 | 9.3846e-05 | 0.00012361 | 0.0001268 | 4.9644e-05 | 9.7038e-05 | 0.0001268 | 9.3846e-05 | 0.00012361
3 | 13 | 13 | 0.00012893 | 7.1583e-05 | 0.00010244 | 0.00012893 | 8.8642e-05 | 0.00012377 | 0.00012893 | 7.1583e-05 | 0.00010244 | 0.00012893 | 8.8642e-05 | 0.00012377
3 | 13 | 14 | 0.00012965 | 8.5165e-05 | 0.00011388 | 0.00012965 | 8.6709e-05 | 0.00012429 | 0.00012965 | 8.5165e-05 | 0.00011388 | 0.00012965 | 8.6709e-05 | 0.00012429
3 | 13 | 15 | 0.0001291 | 9.8251e-05 | 0.00011899 | 0.0001291 | 8.5819e-05 | 0.000123 | 0.0001291 | 9.8251e-05 | 0.00011899 | 0.0001291 | 8.5819e-05 | 0.000123
3 | 13 | 16 | 0.0001276 | 0.00013432 | 0.00014197 | 0.0001276 | 8.8147e-05 | 0.00012114 | 0.0001276 | 0.00013432 | 0.00014197 | 0.0001276 | 8.8147e-05 | 0.00012114
3 | 13 | 17 | 0.00012491 | 0.00016985 | 0.00016025 | 0.00012491 | 9.671e-05 | 0.00011661 | 0.00012491 | 0.00016985 | 0.00016025 | 0.00012491 | 9.671e-05 | 0.00011661
3 | 13 | 18 | 0.00012283 | 0.00021645 | 0.00018877 | 0.00012283 | 0.00010452 | 0.00011968 | 0.00012283 | 0.00021645 | 0.00018877 | 0.00012283 | 0.00010452 | 0.00011968
3 | 13 | 19 | 0.00012921 | 0.00025025 | 0.00020674 | 0.00012921 | 0.00011254 | 0.00012297 | 0.00012921 | 0.00025025 | 0.00020674 | 0.00012921 | 0.00011254 | 0.00012297
3 | 13 | 20 | 0.00012893 | 0.00025723 | 0.00020107 | 0.00012893 | 0.00011248 | 0.00012225 | 0.00012893 | 0.00025723 | 0.00020107 | 0.00012893 | 0.00011248 | 0.00012225
3 | 13 | 21 | 0.0001214 | 0.00024903 | 0.00018308 | 0.0001214 | 0.0001125 | 0.00011612 | 0.0001214 | 0.00024903 | 0.00018308 | 0.0001214 | 0.0001125 | 0.00011612
3 | 13 | 22 | 0.00011073 | 0.00023427 | 0.00016806 | 0.00011073 | 0.00011656 | 0.0001059 | 0.00011073 | 0.00023427 | 0.00016806 | 0.00011073 | 0.00011656 | 0.0001059
3 | 13 | 23 | 9.924e-05 | 0.00021718 | 0.00015198 | 9.924e-05 | 0.00012597 | 9.6198e-05 | 9.924e-05 | 0.00021718 | 0.00015198 | 9.924e-05 | 0.00012597 | 9.6198e-05
3 | 13 | 24 | 9.1392e-05 | 0.00018064 | 0.00012195 | 9.1392e-05 | 0.00013633 | 9.0134e-05 | 9.1392e-05 | 0.00018064 | 0.00012195 | 9.1392e-05 | 0.00013633 | 9.0134e-05
3 | 14 | 1 | 8.6781e-05 | 0.00013825 | 8.7285e-05 | 8.6781e-05 | 0.00014878 | 8.5914e-05 | 8.6781e-05 | 0.00013825 | 8.7285e-05 | 8.6781e-05 | 0.00014878 | 8.5914e-05
3 | 14 | 2 | 8.4339e-05 | 0.00010232 | 6.4294e-05 | 8.4339e-05 | 0.00016001 | 8.3788e-05 | 8.4339e-05 | 0.00010232 | 6.4294e-05 | 8.4339e-05 | 0.00016001 | 8.3788e-05
3 | 14 | 3 | 8.3423e-05 | 6.9632e-05 | 4.5845e-05 | 8.3423e-05 | 0.00017223 | 8.3459e-05 | 8.3423e-05 | 6.9632e-05 | 4.5845e-05 | 8.3423e-05 | 0.00017223 | 8.3459e-05
3 | 14 | 4 | 8.4734e-05 | 4.6265e-05 | 3.1329e-05 | 8.4734e-05 | 0.00018147 | 8.4645e-05 | 8.4734e-05 | 4.6265e-05 | 3.1329e-05 | 8.4734e-05 | 0.00018147 | 8.4645e-05
3 | 14 | 5 | 9.1138e-05 | 2.843e-05 | 2.126e-05 | 9.1138e-05 | 0.00018951 | 8.9805e-05 | 9.1138e-05 | 2.843e-05 | 2.126e-05 | 9.1138e-05 | 0.00018951 | 8.9805e-05
3 | 14 | 6 | 0.00010321 | 1.6782e-05 | 2.165e-05 | 0.00010321 | 0.00019227 | 9.7127e-05 | 0.00010321 | 1.6782e-05 | 2.165e-05 | 0.00010321 | 0.00019227 | 9.7127e-05
3 | 14 | 7 | 0.00011172 | 1.0032e-05 | 4.1223e-05 | 0.00011172 | 0.00018677 | 0.00010734 | 0.00011172 | 1.0032e-05 | 4.1223e-05 | 0.00011172 | 0.00018677 | 0.00010734
3 | 14 | 8 | 0.00011365 | 1.4892e-05 | 8.8777e-05 | 0.00011365 | 0.00017164 | 0.00011519 | 0.00011365 | 1.4892e-05 | 8.8777e-05 | 0.00011365 | 0.00017164 | 0.00011519
3 | 14 | 9 | 0.0001172 | 3.0961e-05 | 0.00014147 | 0.0001172 | 0.00014835 | 0.0001216 | 0.0001172 | 3.0961e-05 | 0.00014147 | 0.0001172 | 0.00014835 | 0.0001216
3 | 14 | 10 | 0.00012015 | 3.397e-05 | 0.00013883 | 0.00012015 | 0.0001235 | 0.00012398 | 0.00012015 | 3.397e-05 | 0.00013883 | 0.00012015 | 0.0001235 | 0.00012398
3 | 14 | 11 | 0.00012197 | 4.0025e-05 | 0.00011278 | 0.00012197 | 0.00010606 | 0.00012362 | 0.00012197 | 4.0025e-05 | 0.00011278 | 0.00012197 | 0.00010606 | 0.00012362
3 | 14 | 12 | 0.00012157 | 4.9644e-05 | 9.7038e-05 | 0.00012157 | 9.3846e-05 | 0.00012361 | 0.00012157 | 4.9644e-05 | 9.7038e-05 | 0.00012157 | 9.3846e-05 | 0.00012361
3 | 14 | 13 | 0.00012235 | 7.1583e-05 | 0.00010244 | 0.00012235 | 8.8642e-05 | 0.00012377 | 0.00012235 | 7.1583e-05 | 0.00010244 | 0.00012235 | 8.8642e-05 | 0.00012377
3 | 14 | 14 | 0.0001228 | 8.5165e-05 | 0.00011388 | 0.0001228 | 8.6709e-05 | 0.00012429 | 0.0001228 | 8.5165e-05 | 0.00011388 | 0.0001228 | 8.6709e-05 | 0.00012429
3 | 14 | 15 | 0.00012308 | 9.8251e-05 | 0.00011899 | 0.00012308 | 8.5819e-05 | 0.000123 | 0.00012308 | 9.8251e-05 | 0.00011899 | 0.00012308 | 8.5819e-05 | 0.000123
3 | 14 | 16 | 0.00011952 | 0.00013432 | 0.00014197 | 0.00011952 | 8.8147e-05 | 0.00012114 | 0.00011952 | 0.00013432 | 0.00014197 | 0.00011952 | 8.8147e-05 | 0.00012114
3 | 14 | 17 | 0.00011662 | 0.00016985 | 0.00016025 | 0.00011662 | 9.671e-05 | 0.00011661 | 0.00011662 | 0.00016985 | 0.00016025 | 0.00011662 | 9.671e-05 | 0.00011661
3 | 14 | 18 | 0.00011569 | 0.00021645 | 0.00018877 | 0.00011569 | 0.00010452 | 0.00011968 | 0.00011569 | 0.00021645 | 0.00018877 | 0.00011569 | 0.00010452 | 0.00011968
3 | 14 | 19 | 0.00012411 | 0.00025025 | 0.00020674 | 0.00012411 | 0.00011254 | 0.00012297 | 0.00012411 | 0.00025025 | 0.00020674 | 0.00012411 | 0.00011254 | 0.00012297
3 | 14 | 20 | 0.00012603 | 0.00025723 | 0.00020107 | 0.00012603 | 0.00011248 | 0.00012225 | 0.00012603 | 0.00025723 | 0.00020107 | 0.00012603 | 0.00011248 | 0.00012225
3 | 14 | 21 | 0.00012072 | 0.00024903 | 0.00018308 | 0.00012072 | 0.0001125 | 0.00011612 | 0.00012072 | 0.00024903 | 0.00018308 | 0.00012072 | 0.0001125 | 0.00011612
3 | 14 | 22 | 0.0001093 | 0.00023427 | 0.00016806 | 0.0001093 | 0.00011656 | 0.0001059 | 0.0001093 | 0.00023427 | 0.00016806 | 0.0001093 | 0.00011656 | 0.0001059
3 | 14 | 23 | 9.7808e-05 | 0.00021718 | 0.00015198 | 9.7808e-05 | 0.00012597 | 9.6198e-05 | 9.7808e-05 | 0.00021718 | 0.00015198 | 9.7808e-05 | 0.00012597 | 9.6198e-05
3 | 14 | 24 | 9.0189e-05 | 0.00018064 | 0.00012195 | 9.0189e-05 | 0.00013633 | 9.0134e-05 | 9.0189e-05 | 0.00018064 | 0.00012195 | 9.0189e-05 | 0.00013633 | 9.0134e-05
3 | 15 | 1 | 8.5858e-05 | 0.00013825 | 8.7285e-05 | 8.5858e-05 | 0.00014878 | 8.5914e-05 | 8.5858e-05 | 0.00013825 | 8.7285e-05 | 8.5858e-05 | 0.00014878 | 8.5914e-05
3 | 15 | 2 | 8.3207e-05 | 0.00010232 | 6.4294e-05 | 8.3207e-05 | 0.00016001 | 8.3788e-05 | 8.3207e-05 | 0.00010232 | 6.4294e-05 | 8.3207e-05 | 0.00016001 | 8.3788e-05
3 | 15 | 3 | 8.2662e-05 | 6.9632e-05 | 4.5845e-05 | 8.2662e-05 | 0.00017223 | 8.3459e-05 | 8.2662e-05 | 6.9632e-05 | 4.5845e-05 | 8.2662e-05 | 0.00017223 | 8.3459e-05
3 | 15 | 4 | 8.4534e-05 | 4.6265e-05 | 3.1329e-05 | 8.4534e-05 | 0.00018147 | 8.4645e-05 | 8.4534e-05 | 4.6265e-05 | 3.1329e-05 | 8.4534e-05 | 0.00018147 | 8.4645e-05
3 | 15 | 5 | 9.1392e-05 | 2.843e-05 | 2.126e-05 | 9.1392e-05 | 0.00018951 | 8.9805e-05 | 9.1392e-05 | 2.843e-05 | 2.126e-05 | 9.1392e-05 | 0.00018951 | 8.9805e-05
3 | 15 | 6 | 0.00010343 | 1.6782e-05 | 2.165e-05 | 0.00010343 | 0.00019227 | 9.7127e-05 | 0.00010343 | 1.6782e-05 | 2.165e-05 | 0.00010343 | 0.00019227 | 9.7127e-05
3 | 15 | 7 | 0.00011206 | 1.0032e-05 | 4.1223e-05 | 0.00011206 | 0.00018677 | 0.00010734 | 0.00011206 | 1.0032e-05 | 4.1223e-05 | 0.00011206 | 0.00018677 | 0.00010734
3 | 15 | 8 | 0.00011449 | 1.4892e-05 | 8.8777e-05 | 0.00011449 | 0.00017164 | 0.00011519 | 0.00011449 | 1.4892e-05 | 8.8777e-05 | 0.00011449 | 0.00017164 | 0.00011519
3 | 15 | 9 | 0.00011758 | 3.0961e-05 | 0.00014147 | 0.00011758 | 0.00014835 | 0.0001216 | 0.00011758 | 3.0961e-05 | 0.00014147 | 0.00011758 | 0.00014835 | 0.0001216
3 | 15 | 10 | 0.00012012 | 3.397e-05 | 0.00013883 | 0.00012012 | 0.0001235 | 0.00012398 | 0.00012012 | 3.397e-05 | 0.00013883 | 0.00012012 | 0.0001235 | 0.00012398
3 | 15 | 11 | 0.00012211 | 4.0025e-05 | 0.00011278 | 0.00012211 | 0.00010606 | 0.00012362 | 0.00012211 | 4.0025e-05 | 0.00011278 | 0.00012211 | 0.00010606 | 0.00012362
3 | 15 | 12 | 0.0001236 | 4.9644e-05 | 9.7038e-05 | 0.0001236 | 9.3846e-05 | 0.00012361 | 0.0001236 | 4.9644e-05 | 9.7038e-05 | 0.0001236 | 9.3846e-05 | 0.00012361
3 | 15 | 13 | 0.00012561 | 7.1583e-05 | 0.00010244 | 0.00012561 | 8.8642e-05 | 0.00012377 | 0.00012561 | 7.1583e-05 | 0.00010244 | 0.00012561 | 8.8642e-05 | 0.00012377
3 | 15 | 14 | 0.00012648 | 8.5165e-05 | 0.00011388 | 0.00012648 | 8.6709e-05 | 0.00012429 | 0.00012648 | 8.5165e-05 | 0.00011388 | 0.00012648 | 8.6709e-05 | 0.00012429
3 | 15 | 15 | 0.00012593 | 9.8251e-05 | 0.00011899 | 0.00012593 | 8.5819e-05 | 0.000123 | 0.00012593 | 9.8251e-05 | 0.00011899 | 0.00012593 | 8.5819e-05 | 0.000123
3 | 15 | 16 | 0.00012488 | 0.00013432 | 0.00014197 | 0.00012488 | 8.8147e-05 | 0.00012114 | 0.00012488 | 0.00013432 | 0.00014197 | 0.00012488 | 8.8147e-05 | 0.00012114
3 | 15 | 17 | 0.00012318 | 0.00016985 | 0.00016025 | 0.00012318 | 9.671e-05 | 0.00011661 | 0.00012318 | 0.00016985 | 0.00016025 | 0.00012318 | 9.671e-05 | 0.00011661
3 | 15 | 18 | 0.00012124 | 0.00021645 | 0.00018877 | 0.00012124 | 0.00010452 | 0.00011968 | 0.00012124 | 0.00021645 | 0.00018877 | 0.00012124 | 0.00010452 | 0.00011968
3 | 15 | 19 | 0.00012824 | 0.00025025 | 0.00020674 | 0.00012824 | 0.00011254 | 0.00012297 | 0.00012824 | 0.00025025 | 0.00020674 | 0.00012824 | 0.00011254 | 0.00012297
3 | 15 | 20 | 0.00012864 | 0.00025723 | 0.00020107 | 0.00012864 | 0.00011248 | 0.00012225 | 0.00012864 | 0.00025723 | 0.00020107 | 0.00012864 | 0.00011248 | 0.00012225
3 | 15 | 21 | 0.00012109 | 0.00024903 | 0.00018308 | 0.00012109 | 0.0001125 | 0.00011612 | 0.00012109 | 0.00024903 | 0.00018308 | 0.00012109 | 0.0001125 | 0.00011612
3 | 15 | 22 | 0.00011055 | 0.00023427 | 0.00016806 | 0.00011055 | 0.00011656 | 0.0001059 | 0.00011055 | 0.00023427 | 0.00016806 | 0.00011055 | 0.00011656 | 0.0001059
3 | 15 | 23 | 9.9336e-05 | 0.00021718 | 0.00015198 | 9.9336e-05 | 0.00012597 | 9.6198e-05 | 9.9336e-05 | 0.00021718 | 0.00015198 | 9.9336e-05 | 0.00012597 | 9.6198e-05
3 | 15 | 24 | 9.0352e-05 | 0.00018064 | 0.00012195 | 9.0352e-05 | 0.00013633 | 9.0134e-05 | 9.0352e-05 | 0.00018064 | 0.00012195 | 9.0352e-05 | 0.00013633 | 9.0134e-05
3 | 16 | 1 | 8.7023e-05 | 0.00013825 | 8.7285e-05 | 8.7023e-05 | 0.00014878 | 8.5914e-05 | 8.7023e-05 | 0.00013825 | 8.7285e-05 | 8.7023e-05 | 0.00014878 | 8.5914e-05
3 | 16 | 2 | 8.5803e-05 | 0.00010232 | 6.4294e-05 | 8.5803e-05 | 0.00016001 | 8.3788e-05 | 8.5803e-05 | 0.00010232 | 6.4294e-05 | 8.5803e-05 | 0.00016001 | 8.3788e-05
3 | 16 | 3 | 8.4106e-05 | 6.9632e-05 | 4.5845e-05 | 8.4106e-05 | 0.00017223 | 8.3459e-05 | 8.4106e-05 | 6.9632e-05 | 4.5845e-05 | 8.4106e-05 | 0.00017223 | 8.3459e-05
3 | 16 | 4 | 8.4692e-05 | 4.6265e-05 | 3.1329e-05 | 8.4692e-05 | 0.00018147 | 8.4645e-05 | 8.4692e-05 | 4.6265e-05 | 3.1329e-05 | 8.4692e-05 | 0.00018147 | 8.4645e-05
3 | 16 | 5 | 9.1354e-05 | 2.843e-05 | 2.126e-05 | 9.1354e-05 | 0.00018951 | 8.9805e-05 | 9.1354e-05 | 2.843e-05 | 2.126e-05 | 9.1354e-05 | 0.00018951 | 8.9805e-05
3 | 16 | 6 | 0.00010321 | 1.6782e-05 | 2.165e-05 | 0.00010321 | 0.00019227 | 9.7127e-05 | 0.00010321 | 1.6782e-05 | 2.165e-05 | 0.00010321 | 0.00019227 | 9.7127e-05
3 | 16 | 7 | 0.00011199 | 1.0032e-05 | 4.1223e-05 | 0.00011199 | 0.00018677 | 0.00010734 | 0.00011199 | 1.0032e-05 | 4.1223e-05 | 0.00011199 | 0.00018677 | 0.00010734
3 | 16 | 8 | 0.00011434 | 1.4892e-05 | 8.8777e-05 | 0.00011434 | 0.00017164 | 0.00011519 | 0.00011434 | 1.4892e-05 | 8.8777e-05 | 0.00011434 | 0.00017164 | 0.00011519
3 | 16 | 9 | 0.00011829 | 3.0961e-05 | 0.00014147 | 0.00011829 | 0.00014835 | 0.0001216 | 0.00011829 | 3.0961e-05 | 0.00014147 | 0.00011829 | 0.00014835 | 0.0001216
3 | 16 | 10 | 0.00012241 | 3.397e-05 | 0.00013883 | 0.00012241 | 0.0001235 | 0.00012398 | 0.00012241 | 3.397e-05 | 0.00013883 | 0.00012241 | 0.0001235 | 0.00012398
3 | 16 | 11 | 0.00012432 | 4.0025e-05 | 0.00011278 | 0.00012432 | 0.00010606 | 0.00012362 | 0.00012432 | 4.0025e-05 | 0.00011278 | 0.00012432 | 0.00010606 | 0.00012362
3 | 16 | 12 | 0.00012674 | 4.9644e-05 | 9.7038e-05 | 0.00012674 | 9.3846e-05 | 0.00012361 | 0.00012674 | 4.9644e-05 | 9.7038e-05 | 0.00012674 | 9.3846e-05 | 0.00012361
3 | 16 | 13 | 0.00012901 | 7.1583e-05 | 0.00010244 | 0.00012901 | 8.8642e-05 | 0.00012377 | 0.00012901 | 7.1583e-05 | 0.00010244 | 0.00012901 | 8.8642e-05 | 0.00012377
3 | 16 | 14 | 0.00013013 | 8.5165e-05 | 0.00011388 | 0.00013013 | 8.6709e-05 | 0.00012429 | 0.00013013 | 8.5165e-05 | 0.00011388 | 0.00013013 | 8.6709e-05 | 0.00012429
3 | 16 | 15 | 0.00012945 | 9.8251e-05 | 0.00011899 | 0.00012945 | 8.5819e-05 | 0.000123 | 0.00012945 | 9.8251e-05 | 0.00011899 | 0.00012945 | 8.5819e-05 | 0.000123
3 | 16 | 16 | 0.00012774 | 0.00013432 | 0.00014197 | 0.00012774 | 8.8147e-05 | 0.00012114 | 0.00012774 | 0.00013432 | 0.00014197 | 0.00012774 | 8.8147e-05 | 0.00012114
3 | 16 | 17 | 0.00012483 | 0.00016985 | 0.00016025 | 0.00012483 | 9.671e-05 | 0.00011661 | 0.00012483 | 0.00016985 | 0.00016025 | 0.00012483 | 9.671e-05 | 0.00011661
3 | 16 | 18 | 0.00012166 | 0.00021645 | 0.00018877 | 0.00012166 | 0.00010452 | 0.00011968 | 0.00012166 | 0.00021645 | 0.00018877 | 0.00012166 | 0.00010452 | 0.00011968
3 | 16 | 19 | 0.00012642 | 0.00025025 | 0.00020674 | 0.00012642 | 0.00011254 | 0.00012297 | 0.00012642 | 0.00025025 | 0.00020674 | 0.00012642 | 0.00011254 | 0.00012297
3 | 16 | 20 | 0.00012658 | 0.00025723 | 0.00020107 | 0.00012658 | 0.00011248 | 0.00012225 | 0.00012658 | 0.00025723 | 0.00020107 | 0.00012658 | 0.00011248 | 0.00012225
3 | 16 | 21 | 0.00011992 | 0.00024903 | 0.00018308 | 0.00011992 | 0.0001125 | 0.00011612 | 0.00011992 | 0.00024903 | 0.00018308 | 0.00011992 | 0.0001125 | 0.00011612
3 | 16 | 22 | 0.00011135 | 0.00023427 | 0.00016806 | 0.00011135 | 0.00011656 | 0.0001059 | 0.00011135 | 0.00023427 | 0.00016806 | 0.00011135 | 0.00011656 | 0.0001059
3 | 16 | 23 | 0.00010114 | 0.00021718 | 0.00015198 | 0.00010114 | 0.00012597 | 9.6198e-05 | 0.00010114 | 0.00021718 | 0.00015198 | 0.00010114 | 0.00012597 | 9.6198e-05
3 | 16 | 24 | 9.2029e-05 | 0.00018064 | 0.00012195 | 9.2029e-05 | 0.00013633 | 9.0134e-05 | 9.2029e-05 | 0.00018064 | 0.00012195 | 9.2029e-05 | 0.00013633 | 9.0134e-05
3 | 17 | 1 | 8.7222e-05 | 0.00013825 | 8.7285e-05 | 8.7222e-05 | 0.00014878 | 8.5914e-05 | 8.7222e-05 | 0.00013825 | 8.7285e-05 | 8.7222e-05 | 0.00014878 | 8.5914e-05
3 | 17 | 2 | 8.436e-05 | 0.00010232 | 6.4294e-05 | 8.436e-05 | 0.00016001 | 8.3788e-05 | 8.436e-05 | 0.00010232 | 6.4294e-05 | 8.436e-05 | 0.00016001 | 8.3788e-05
3 | 17 | 3 | 8.2329e-05 | 6.9632e-05 | 4.5845e-05 | 8.2329e-05 | 0.00017223 | 8.3459e-05 | 8.2329e-05 | 6.9632e-05 | 4.5845e-05 | 8.2329e-05 | 0.00017223 | 8.3459e-05
3 | 17 | 4 | 8.2112e-05 | 4.6265e-05 | 3.1329e-05 | 8.2112e-05 | 0.00018147 | 8.4645e-05 | 8.2112e-05 | 4.6265e-05 | 3.1329e-05 | 8.2112e-05 | 0.00018147 | 8.4645e-05
3 | 17 | 5 | 8.5096e-05 | 2.843e-05 | 2.126e-05 | 8.5096e-05 | 0.00018951 | 8.9805e-05 | 8.5096e-05 | 2.843e-05 | 2.126e-05 | 8.5096e-05 | 0.00018951 | 8.9805e-05
3 | 17 | 6 | 8.8179e-05 | 1.6782e-05 | 2.165e-05 | 8.8179e-05 | 0.00019227 | 9.7127e-05 | 8.8179e-05 | 1.6782e-05 | 2.165e-05 | 8.8179e-05 | 0.00019227 | 9.7127e-05
3 | 17 | 7 | 9.113e-05 | 1.0032e-05 | 4.1223e-05 | 9.113e-05 | 0.00018677 | 0.00010734 | 9.113e-05 | 1.0032e-05 | 4.1223e-05 | 9.113e-05 | 0.00018677 | 0.00010734
3 | 17 | 8 | 9.6335e-05 | 1.4892e-05 | 8.8777e-05 | 9.6335e-05 | 0.00017164 | 0.00011519 | 9.6335e-05 | 1.4892e-05 | 8.8777e-05 | 9.6335e-05 | 0.00017164 | 0.00011519
3 | 17 | 9 | 0.00010329 | 3.0961e-05 | 0.00014147 | 0.00010329 | 0.00014835 | 0.0001216 | 0.00010329 | 3.0961e-05 | 0.00014147 | 0.00010329 | 0.00014835 | 0.0001216
3 | 17 | 10 | 0.00010678 | 3.397e-05 | 0.00013883 | 0.00010678 | 0.0001235 | 0.00012398 | 0.00010678 | 3.397e-05 | 0.00013883 | 0.00010678 | 0.0001235 | 0.00012398
3 | 17 | 11 | 0.00010811 | 4.0025e-05 | 0.00011278 | 0.00010811 | 0.00010606 | 0.00012362 | 0.00010811 | 4.0025e-05 | 0.00011278 | 0.00010811 | 0.00010606 | 0.00012362
3 | 17 | 12 | 0.0001089 | 4.9644e-05 | 9.7038e-05 | 0.0001089 | 9.3846e-05 | 0.00012361 | 0.0001089 | 4.9644e-05 | 9.7038e-05 | 0.0001089 | 9.3846e-05 | 0.00012361
3 | 17 | 13 | 0.00010875 | 7.1583e-05 | 0.00010244 | 0.00010875 | 8.8642e-05 | 0.00012377 | 0.00010875 | 7.1583e-05 | 0.00010244 | 0.00010875 | 8.8642e-05 | 0.00012377
3 | 17 | 14 | 0.00010873 | 8.5165e-05 | 0.00011388 | 0.00010873 | 8.6709e-05 | 0.00012429 | 0.00010873 | 8.5165e-05 | 0.00011388 | 0.00010873 | 8.6709e-05 | 0.00012429
3 | 17 | 15 | 0.00010815 | 9.8251e-05 | 0.00011899 | 0.00010815 | 8.5819e-05 | 0.000123 | 0.00010815 | 9.8251e-05 | 0.00011899 | 0.00010815 | 8.5819e-05 | 0.000123
3 | 17 | 16 | 0.00010827 | 0.00013432 | 0.00014197 | 0.00010827 | 8.8147e-05 | 0.00012114 | 0.00010827 | 0.00013432 | 0.00014197 | 0.00010827 | 8.8147e-05 | 0.00012114
3 | 17 | 17 | 0.00010766 | 0.00016985 | 0.00016025 | 0.00010766 | 9.671e-05 | 0.00011661 | 0.00010766 | 0.00016985 | 0.00016025 | 0.00010766 | 9.671e-05 | 0.00011661
3 | 17 | 18 | 0.0001076 | 0.00021645 | 0.00018877 | 0.0001076 | 0.00010452 | 0.00011968 | 0.0001076 | 0.00021645 | 0.00018877 | 0.0001076 | 0.00010452 | 0.00011968
3 | 17 | 19 | 0.00011499 | 0.00025025 | 0.00020674 | 0.00011499 | 0.00011254 | 0.00012297 | 0.00011499 | 0.00025025 | 0.00020674 | 0.00011499 | 0.00011254 | 0.00012297
3 | 17 | 20 | 0.00011546 | 0.00025723 | 0.00020107 | 0.00011546 | 0.00011248 | 0.00012225 | 0.00011546 | 0.00025723 | 0.00020107 | 0.00011546 | 0.00011248 | 0.00012225
3 | 17 | 21 | 0.00010981 | 0.00024903 | 0.00018308 | 0.00010981 | 0.0001125 | 0.00011612 | 0.00010981 | 0.00024903 | 0.00018308 | 0.00010981 | 0.0001125 | 0.00011612
3 | 17 | 22 | 0.00010306 | 0.00023427 | 0.00016806 | 0.00010306 | 0.00011656 | 0.0001059 | 0.00010306 | 0.00023427 | 0.00016806 | 0.00010306 | 0.00011656 | 0.0001059
3 | 17 | 23 | 9.5528e-05 | 0.00021718 | 0.00015198 | 9.5528e-05 | 0.00012597 | 9.6198e-05 | 9.5528e-05 | 0.00021718 | 0.00015198 | 9.5528e-05 | 0.00012597 | 9.6198e-05
3 | 17 | 24 | 8.8471e-05 | 0.00018064 | 0.00012195 | 8.8471e-05 | 0.00013633 | 9.0134e-05 | 8.8471e-05 | 0.00018064 | 0.00012195 | 8.8471e-05 | 0.00013633 | 9.0134e-05
3 | 18 | 1 | 8.4027e-05 | 0.00013825 | 8.7285e-05 | 8.4027e-05 | 0.00014878 | 8.5914e-05 | 8.4027e-05 | 0.00013825 | 8.7285e-05 | 8.4027e-05 | 0.00014878 | 8.5914e-05
3 | 18 | 2 | 8.272e-05 | 0.00010232 | 6.4294e-05 | 8.272e-05 | 0.00016001 | 8.3788e-05 | 8.272e-05 | 0.00010232 | 6.4294e-05 | 8.272e-05 | 0.00016001 | 8.3788e-05
3 | 18 | 3 | 8.0411e-05 | 6.9632e-05 | 4.5845e-05 | 8.0411e-05 | 0.00017223 | 8.3459e-05 | 8.0411e-05 | 6.9632e-05 | 4.5845e-05 | 8.0411e-05 | 0.00017223 | 8.3459e-05
3 | 18 | 4 | 8.0024e-05 | 4.6265e-05 | 3.1329e-05 | 8.0024e-05 | 0.00018147 | 8.4645e-05 | 8.0024e-05 | 4.6265e-05 | 3.1329e-05 | 8.0024e-05 | 0.00018147 | 8.4645e-05
3 | 18 | 5 | 8.0614e-05 | 2.843e-05 | 2.126e-05 | 8.0614e-05 | 0.00018951 | 8.9805e-05 | 8.0614e-05 | 2.843e-05 | 2.126e-05 | 8.0614e-05 | 0.00018951 | 8.9805e-05
3 | 18 | 6 | 8.3365e-05 | 1.6782e-05 | 2.165e-05 | 8.3365e-05 | 0.00019227 | 9.7127e-05 | 8.3365e-05 | 1.6782e-05 | 2.165e-05 | 8.3365e-05 | 0.00019227 | 9.7127e-05
3 | 18 | 7 | 8.5516e-05 | 1.0032e-05 | 4.1223e-05 | 8.5516e-05 | 0.00018677 | 0.00010734 | 8.5516e-05 | 1.0032e-05 | 4.1223e-05 | 8.5516e-05 | 0.00018677 | 0.00010734
3 | 18 | 8 | 9.1121e-05 | 1.4892e-05 | 8.8777e-05 | 9.1121e-05 | 0.00017164 | 0.00011519 | 9.1121e-05 | 1.4892e-05 | 8.8777e-05 | 9.1121e-05 | 0.00017164 | 0.00011519
3 | 18 | 9 | 9.5532e-05 | 3.0961e-05 | 0.00014147 | 9.5532e-05 | 0.00014835 | 0.0001216 | 9.5532e-05 | 3.0961e-05 | 0.00014147 | 9.5532e-05 | 0.00014835 | 0.0001216
3 | 18 | 10 | 9.8732e-05 | 3.397e-05 | 0.00013883 | 9.8732e-05 | 0.0001235 | 0.00012398 | 9.8732e-05 | 3.397e-05 | 0.00013883 | 9.8732e-05 | 0.0001235 | 0.00012398
3 | 18 | 11 | 0.00010037 | 4.0025e-05 | 0.00011278 | 0.00010037 | 0.00010606 | 0.00012362 | 0.00010037 | 4.0025e-05 | 0.00011278 | 0.00010037 | 0.00010606 | 0.00012362
3 | 18 | 12 | 0.00010066 | 4.9644e-05 | 9.7038e-05 | 0.00010066 | 9.3846e-05 | 0.00012361 | 0.00010066 | 4.9644e-05 | 9.7038e-05 | 0.00010066 | 9.3846e-05 | 0.00012361
3 | 18 | 13 | 0.00010075 | 7.1583e-05 | 0.00010244 | 0.00010075 | 8.8642e-05 | 0.00012377 | 0.00010075 | 7.1583e-05 | 0.00010244 | 0.00010075 | 8.8642e-05 | 0.00012377
3 | 18 | 14 | 0.00010134 | 8.5165e-05 | 0.00011388 | 0.00010134 | 8.6709e-05 | 0.00012429 | 0.00010134 | 8.5165e-05 | 0.00011388 | 0.00010134 | 8.6709e-05 | 0.00012429
3 | 18 | 15 | 0.00010089 | 9.8251e-05 | 0.00011899 | 0.00010089 | 8.5819e-05 | 0.000123 | 0.00010089 | 9.8251e-05 | 0.00011899 | 0.00010089 | 8.5819e-05 | 0.000123
3 | 18 | 16 | 0.00010144 | 0.00013432 | 0.00014197 | 0.00010144 | 8.8147e-05 | 0.00012114 | 0.00010144 | 0.00013432 | 0.00014197 | 0.00010144 | 8.8147e-05 | 0.00012114
3 | 18 | 17 | 0.00010262 | 0.00016985 | 0.00016025 | 0.00010262 | 9.671e-05 | 0.00011661 | 0.00010262 | 0.00016985 | 0.00016025 | 0.00010262 | 9.671e-05 | 0.00011661
3 | 18 | 18 | 0.00010627 | 0.00021645 | 0.00018877 | 0.00010627 | 0.00010452 | 0.00011968 | 0.00010627 | 0.00021645 | 0.00018877 | 0.00010627 | 0.00010452 | 0.00011968
3 | 18 | 19 | 0.00011553 | 0.00025025 | 0.00020674 | 0.00011553 | 0.00011254 | 0.00012297 | 0.00011553 | 0.00025025 | 0.00020674 | 0.00011553 | 0.00011254 | 0.00012297
3 | 18 | 20 | 0.00011722 | 0.00025723 | 0.00020107 | 0.00011722 | 0.00011248 | 0.00012225 | 0.00011722 | 0.00025723 | 0.00020107 | 0.00011722 | 0.00011248 | 0.00012225
3 | 18 | 21 | 0.00011144 | 0.00024903 | 0.00018308 | 0.00011144 | 0.0001125 | 0.00011612 | 0.00011144 | 0.00024903 | 0.00018308 | 0.00011144 | 0.0001125 | 0.00011612
3 | 18 | 22 | 0.00010219 | 0.00023427 | 0.00016806 | 0.00010219 | 0.00011656 | 0.0001059 | 0.00010219 | 0.00023427 | 0.00016806 | 0.00010219 | 0.00011656 | 0.0001059
3 | 18 | 23 | 9.2499e-05 | 0.00021718 | 0.00015198 | 9.2499e-05 | 0.00012597 | 9.6198e-05 | 9.2499e-05 | 0.00021718 | 0.00015198 | 9.2499e-05 | 0.00012597 | 9.6198e-05
3 | 18 | 24 | 8.4226e-05 | 0.00018064 | 0.00012195 | 8.4226e-05 | 0.00013633 | 9.0134e-05 | 8.4226e-05 | 0.00018064 | 0.00012195 | 8.4226e-05 | 0.00013633 | 9.0134e-05
3 | 19 | 1 | 8.0286e-05 | 0.00013825 | 8.7285e-05 | 8.0286e-05 | 0.00014878 | 8.5914e-05 | 8.0286e-05 | 0.00013825 | 8.7285e-05 | 8.0286e-05 | 0.00014878 | 8.5914e-05
3 | 19 | 2 | 7.9607e-05 | 0.00010232 | 6.4294e-05 | 7.9607e-05 | 0.00016001 | 8.3788e-05 | 7.9607e-05 | 0.00010232 | 6.4294e-05 | 7.9607e-05 | 0.00016001 | 8.3788e-05
3 | 19 | 3 | 7.9449e-05 | 6.9632e-05 | 4.5845e-05 | 7.9449e-05 | 0.00017223 | 8.3459e-05 | 7.9449e-05 | 6.9632e-05 | 4.5845e-05 | 7.9449e-05 | 0.00017223 | 8.3459e-05
3 | 19 | 4 | 8.0927e-05 | 4.6265e-05 | 3.1329e-05 | 8.0927e-05 | 0.00018147 | 8.4645e-05 | 8.0927e-05 | 4.6265e-05 | 3.1329e-05 | 8.0927e-05 | 0.00018147 | 8.4645e-05
3 | 19 | 5 | 8.7618e-05 | 2.843e-05 | 2.126e-05 | 8.7618e-05 | 0.00018951 | 8.9805e-05 | 8.7618e-05 | 2.843e-05 | 2.126e-05 | 8.7618e-05 | 0.00018951 | 8.9805e-05
3 | 19 | 6 | 0.00010125 | 1.6782e-05 | 2.165e-05 | 0.00010125 | 0.00019227 | 9.7127e-05 | 0.00010125 | 1.6782e-05 | 2.165e-05 | 0.00010125 | 0.00019227 | 9.7127e-05
3 | 19 | 7 | 0.00011098 | 1.0032e-05 | 4.1223e-05 | 0.00011098 | 0.00018677 | 0.00010734 | 0.00011098 | 1.0032e-05 | 4.1223e-05 | 0.00011098 | 0.00018677 | 0.00010734
3 | 19 | 8 | 0.00011539 | 1.4892e-05 | 8.8777e-05 | 0.00011539 | 0.00017164 | 0.00011519 | 0.00011539 | 1.4892e-05 | 8.8777e-05 | 0.00011539 | 0.00017164 | 0.00011519
3 | 19 | 9 | 0.00011845 | 3.0961e-05 | 0.00014147 | 0.00011845 | 0.00014835 | 0.0001216 | 0.00011845 | 3.0961e-05 | 0.00014147 | 0.00011845 | 0.00014835 | 0.0001216
3 | 19 | 10 | 0.00012123 | 3.397e-05 | 0.00013883 | 0.00012123 | 0.0001235 | 0.00012398 | 0.00012123 | 3.397e-05 | 0.00013883 | 0.00012123 | 0.0001235 | 0.00012398
3 | 19 | 11 | 0.00012172 | 4.0025e-05 | 0.00011278 | 0.00012172 | 0.00010606 | 0.00012362 | 0.00012172 | 4.0025e-05 | 0.00011278 | 0.00012172 | 0.00010606 | 0.00012362
3 | 19 | 12 | 0.0001223 | 4.9644e-05 | 9.7038e-05 | 0.0001223 | 9.3846e-05 | 0.00012361 | 0.0001223 | 4.9644e-05 | 9.7038e-05 | 0.0001223 | 9.3846e-05 | 0.00012361
3 | 19 | 13 | 0.00012208 | 7.1583e-05 | 0.00010244 | 0.00012208 | 8.8642e-05 | 0.00012377 | 0.00012208 | 7.1583e-05 | 0.00010244 | 0.00012208 | 8.8642e-05 | 0.00012377
3 | 19 | 14 | 0.00012166 | 8.5165e-05 | 0.00011388 | 0.00012166 | 8.6709e-05 | 0.00012429 | 0.00012166 | 8.5165e-05 | 0.00011388 | 0.00012166 | 8.6709e-05 | 0.00012429
3 | 19 | 15 | 0.00012025 | 9.8251e-05 | 0.00011899 | 0.00012025 | 8.5819e-05 | 0.000123 | 0.00012025 | 9.8251e-05 | 0.00011899 | 0.00012025 | 8.5819e-05 | 0.000123
3 | 19 | 16 | 0.00011878 | 0.00013432 | 0.00014197 | 0.00011878 | 8.8147e-05 | 0.00012114 | 0.00011878 | 0.00013432 | 0.00014197 | 0.00011878 | 8.8147e-05 | 0.00012114
3 | 19 | 17 | 0.00011698 | 0.00016985 | 0.00016025 | 0.00011698 | 9.671e-05 | 0.00011661 | 0.00011698 | 0.00016985 | 0.00016025 | 0.00011698 | 9.671e-05 | 0.00011661
3 | 19 | 18 | 0.00011829 | 0.00021645 | 0.00018877 | 0.00011829 | 0.00010452 | 0.00011968 | 0.00011829 | 0.00021645 | 0.00018877 | 0.00011829 | 0.00010452 | 0.00011968
3 | 19 | 19 | 0.00012705 | 0.00025025 | 0.00020674 | 0.00012705 | 0.00011254 | 0.00012297 | 0.00012705 | 0.00025025 | 0.00020674 | 0.00012705 | 0.00011254 | 0.00012297
3 | 19 | 20 | 0.0001264 | 0.00025723 | 0.00020107 | 0.0001264 | 0.00011248 | 0.00012225 | 0.0001264 | 0.00025723 | 0.00020107 | 0.0001264 | 0.00011248 | 0.00012225
3 | 19 | 21 | 0.00011924 | 0.00024903 | 0.00018308 | 0.00011924 | 0.0001125 | 0.00011612 | 0.00011924 | 0.00024903 | 0.00018308 | 0.00011924 | 0.0001125 | 0.00011612
3 | 19 | 22 | 0.00010928 | 0.00023427 | 0.00016806 | 0.00010928 | 0.00011656 | 0.0001059 | 0.00010928 | 0.00023427 | 0.00016806 | 0.00010928 | 0.00011656 | 0.0001059
3 | 19 | 23 | 9.8607e-05 | 0.00021718 | 0.00015198 | 9.8607e-05 | 0.00012597 | 9.6198e-05 | 9.8607e-05 | 0.00021718 | 0.00015198 | 9.8607e-05 | 0.00012597 | 9.6198e-05
3 | 19 | 24 | 8.9965e-05 | 0.00018064 | 0.00012195 | 8.9965e-05 | 0.00013633 | 9.0134e-05 | 8.9965e-05 | 0.00018064 | 0.00012195 | 8.9965e-05 | 0.00013633 | 9.0134e-05
3 | 20 | 1 | 8.6378e-05 | 0.00013825 | 8.7285e-05 | 8.6378e-05 | 0.00014878 | 8.5914e-05 | 8.6378e-05 | 0.00013825 | 8.7285e-05 | 8.6378e-05 | 0.00014878 | 8.5914e-05
3 | 20 | 2 | 8.4126e-05 | 0.00010232 | 6.4294e-05 | 8.4126e-05 | 0.00016001 | 8.3788e-05 | 8.4126e-05 | 0.00010232 | 6.4294e-05 | 8.4126e-05 | 0.00016001 | 8.3788e-05
3 | 20 | 3 | 8.3506e-05 | 6.9632e-05 | 4.5845e-05 | 8.3506e-05 | 0.00017223 | 8.3459e-05 | 8.3506e-05 | 6.9632e-05 | 4.5845e-05 | 8.3506e-05 | 0.00017223 | 8.3459e-05
3 | 20 | 4 | 8.4896e-05 | 4.6265e-05 | 3.1329e-05 | 8.4896e-05 | 0.00018147 | 8.4645e-05 | 8.4896e-05 | 4.6265e-05 | 3.1329e-05 | 8.4896e-05 | 0.00018147 | 8.4645e-05
3 | 20 | 5 | 9.1667e-05 | 2.843e-05 | 2.126e-05 | 9.1667e-05 | 0.00018951 | 8.9805e-05 | 9.1667e-05 | 2.843e-05 | 2.126e-05 | 9.1667e-05 | 0.00018951 | 8.9805e-05
3 | 20 | 6 | 0.00010462 | 1.6782e-05 | 2.165e-05 | 0.00010462 | 0.00019227 | 9.7127e-05 | 0.00010462 | 1.6782e-05 | 2.165e-05 | 0.00010462 | 0.00019227 | 9.7127e-05
3 | 20 | 7 | 0.00011317 | 1.0032e-05 | 4.1223e-05 | 0.00011317 | 0.00018677 | 0.00010734 | 0.00011317 | 1.0032e-05 | 4.1223e-05 | 0.00011317 | 0.00018677 | 0.00010734
3 | 20 | 8 | 0.00011644 | 1.4892e-05 | 8.8777e-05 | 0.00011644 | 0.00017164 | 0.00011519 | 0.00011644 | 1.4892e-05 | 8.8777e-05 | 0.00011644 | 0.00017164 | 0.00011519
3 | 20 | 9 | 0.00011952 | 3.0961e-05 | 0.00014147 | 0.00011952 | 0.00014835 | 0.0001216 | 0.00011952 | 3.0961e-05 | 0.00014147 | 0.00011952 | 0.00014835 | 0.0001216
3 | 20 | 10 | 0.00012202 | 3.397e-05 | 0.00013883 | 0.00012202 | 0.0001235 | 0.00012398 | 0.00012202 | 3.397e-05 | 0.00013883 | 0.00012202 | 0.0001235 | 0.00012398
3 | 20 | 11 | 0.00012243 | 4.0025e-05 | 0.00011278 | 0.00012243 | 0.00010606 | 0.00012362 | 0.00012243 | 4.0025e-05 | 0.00011278 | 0.00012243 | 0.00010606 | 0.00012362
3 | 20 | 12 | 0.00012185 | 4.9644e-05 | 9.7038e-05 | 0.00012185 | 9.3846e-05 | 0.00012361 | 0.00012185 | 4.9644e-05 | 9.7038e-05 | 0.00012185 | 9.3846e-05 | 0.00012361
3 | 20 | 13 | 0.00012116 | 7.1583e-05 | 0.00010244 | 0.00012116 | 8.8642e-05 | 0.00012377 | 0.00012116 | 7.1583e-05 | 0.00010244 | 0.00012116 | 8.8642e-05 | 0.00012377
3 | 20 | 14 | 0.00011962 | 8.5165e-05 | 0.00011388 | 0.00011962 | 8.6709e-05 | 0.00012429 | 0.00011962 | 8.5165e-05 | 0.00011388 | 0.00011962 | 8.6709e-05 | 0.00012429
3 | 20 | 15 | 0.00011823 | 9.8251e-05 | 0.00011899 | 0.00011823 | 8.5819e-05 | 0.000123 | 0.00011823 | 9.8251e-05 | 0.00011899 | 0.00011823 | 8.5819e-05 | 0.000123
3 | 20 | 16 | 0.00011741 | 0.00013432 | 0.00014197 | 0.00011741 | 8.8147e-05 | 0.00012114 | 0.00011741 | 0.00013432 | 0.00014197 | 0.00011741 | 8.8147e-05 | 0.00012114
3 | 20 | 17 | 0.00011687 | 0.00016985 | 0.00016025 | 0.00011687 | 9.671e-05 | 0.00011661 | 0.00011687 | 0.00016985 | 0.00016025 | 0.00011687 | 9.671e-05 | 0.00011661
3 | 20 | 18 | 0.00011805 | 0.00021645 | 0.00018877 | 0.00011805 | 0.00010452 | 0.00011968 | 0.00011805 | 0.00021645 | 0.00018877 | 0.00011805 | 0.00010452 | 0.00011968
3 | 20 | 19 | 0.00012484 | 0.00025025 | 0.00020674 | 0.00012484 | 0.00011254 | 0.00012297 | 0.00012484 | 0.00025025 | 0.00020674 | 0.00012484 | 0.00011254 | 0.00012297
3 | 20 | 20 | 0.00012526 | 0.00025723 | 0.00020107 | 0.00012526 | 0.00011248 | 0.00012225 | 0.00012526 | 0.00025723 | 0.00020107 | 0.00012526 | 0.00011248 | 0.00012225
3 | 20 | 21 | 0.0001177 | 0.00024903 | 0.00018308 | 0.0001177 | 0.0001125 | 0.00011612 | 0.0001177 | 0.00024903 | 0.00018308 | 0.0001177 | 0.0001125 | 0.00011612
3 | 20 | 22 | 0.00010753 | 0.00023427 | 0.00016806 | 0.00010753 | 0.00011656 | 0.0001059 | 0.00010753 | 0.00023427 | 0.00016806 | 0.00010753 | 0.00011656 | 0.0001059
3 | 20 | 23 | 9.691e-05 | 0.00021718 | 0.00015198 | 9.691e-05 | 0.00012597 | 9.6198e-05 | 9.691e-05 | 0.00021718 | 0.00015198 | 9.691e-05 | 0.00012597 | 9.6198e-05
3 | 20 | 24 | 9.0293e-05 | 0.00018064 | 0.00012195 | 9.0293e-05 | 0.00013633 | 9.0134e-05 | 9.0293e-05 | 0.00018064 | 0.00012195 | 9.0293e-05 | 0.00013633 | 9.0134e-05
3 | 21 | 1 | 8.6478e-05 | 0.00013825 | 8.7285e-05 | 8.6478e-05 | 0.00014878 | 8.5914e-05 | 8.6478e-05 | 0.00013825 | 8.7285e-05 | 8.6478e-05 | 0.00014878 | 8.5914e-05
3 | 21 | 2 | 8.4326e-05 | 0.00010232 | 6.4294e-05 | 8.4326e-05 | 0.00016001 | 8.3788e-05 | 8.4326e-05 | 0.00010232 | 6.4294e-05 | 8.4326e-05 | 0.00016001 | 8.3788e-05
3 | 21 | 3 | 8.3569e-05 | 6.9632e-05 | 4.5845e-05 | 8.3569e-05 | 0.00017223 | 8.3459e-05 | 8.3569e-05 | 6.9632e-05 | 4.5845e-05 | 8.3569e-05 | 0.00017223 | 8.3459e-05
3 | 21 | 4 | 8.5683e-05 | 4.6265e-05 | 3.1329e-05 | 8.5683e-05 | 0.00018147 | 8.4645e-05 | 8.5683e-05 | 4.6265e-05 | 3.1329e-05 | 8.5683e-05 | 0.00018147 | 8.4645e-05
3 | 21 | 5 | 9.1766e-05 | 2.843e-05 | 2.126e-05 | 9.1766e-05 | 0.00018951 | 8.9805e-05 | 9.1766e-05 | 2.843e-05 | 2.126e-05 | 9.1766e-05 | 0.00018951 | 8.9805e-05
3 | 21 | 6 | 0.00010507 | 1.6782e-05 | 2.165e-05 | 0.00010507 | 0.00019227 | 9.7127e-05 | 0.00010507 | 1.6782e-05 | 2.165e-05 | 0.00010507 | 0.00019227 | 9.7127e-05
3 | 21 | 7 | 0.00011261 | 1.0032e-05 | 4.1223e-05 | 0.00011261 | 0.00018677 | 0.00010734 | 0.00011261 | 1.0032e-05 | 4.1223e-05 | 0.00011261 | 0.00018677 | 0.00010734
3 | 21 | 8 | 0.00011554 | 1.4892e-05 | 8.8777e-05 | 0.00011554 | 0.00017164 | 0.00011519 | 0.00011554 | 1.4892e-05 | 8.8777e-05 | 0.00011554 | 0.00017164 | 0.00011519
3 | 21 | 9 | 0.00011769 | 3.0961e-05 | 0.00014147 | 0.00011769 | 0.00014835 | 0.0001216 | 0.00011769 | 3.0961e-05 | 0.00014147 | 0.00011769 | 0.00014835 | 0.0001216
3 | 21 | 10 | 0.00011926 | 3.397e-05 | 0.00013883 | 0.00011926 | 0.0001235 | 0.00012398 | 0.00011926 | 3.397e-05 | 0.00013883 | 0.00011926 | 0.0001235 | 0.00012398
3 | 21 | 11 | 0.00011985 | 4.0025e-05 | 0.00011278 | 0.00011985 | 0.00010606 | 0.00012362 | 0.00011985 | 4.0025e-05 | 0.00011278 | 0.00011985 | 0.00010606 | 0.00012362
3 | 21 | 12 | 0.00011869 | 4.9644e-05 | 9.7038e-05 | 0.00011869 | 9.3846e-05 | 0.00012361 | 0.00011869 | 4.9644e-05 | 9.7038e-05 | 0.00011869 | 9.3846e-05 | 0.00012361
3 | 21 | 13 | 0.0001187 | 7.1583e-05 | 0.00010244 | 0.0001187 | 8.8642e-05 | 0.00012377 | 0.0001187 | 7.1583e-05 | 0.00010244 | 0.0001187 | 8.8642e-05 | 0.00012377
3 | 21 | 14 | 0.00011822 | 8.5165e-05 | 0.00011388 | 0.00011822 | 8.6709e-05 | 0.00012429 | 0.00011822 | 8.5165e-05 | 0.00011388 | 0.00011822 | 8.6709e-05 | 0.00012429
3 | 21 | 15 | 0.00011628 | 9.8251e-05 | 0.00011899 | 0.00011628 | 8.5819e-05 | 0.000123 | 0.00011628 | 9.8251e-05 | 0.00011899 | 0.00011628 | 8.5819e-05 | 0.000123
3 | 21 | 16 | 0.00011465 | 0.00013432 | 0.00014197 | 0.00011465 | 8.8147e-05 | 0.00012114 | 0.00011465 | 0.00013432 | 0.00014197 | 0.00011465 | 8.8147e-05 | 0.00012114
3 | 21 | 17 | 0.00011345 | 0.00016985 | 0.00016025 | 0.00011345 | 9.671e-05 | 0.00011661 | 0.00011345 | 0.00016985 | 0.00016025 | 0.00011345 | 9.671e-05 | 0.00011661
3 | 21 | 18 | 0.00011387 | 0.00021645 | 0.00018877 | 0.00011387 | 0.00010452 | 0.00011968 | 0.00011387 | 0.00021645 | 0.00018877 | 0.00011387 | 0.00010452 | 0.00011968
3 | 21 | 19 | 0.00012187 | 0.00025025 | 0.00020674 | 0.00012187 | 0.00011254 | 0.00012297 | 0.00012187 | 0.00025025 | 0.00020674 | 0.00012187 | 0.00011254 | 0.00012297
3 | 21 | 20 | 0.00012438 | 0.00025723 | 0.00020107 | 0.00012438 | 0.00011248 | 0.00012225 | 0.00012438 | 0.00025723 | 0.00020107 | 0.00012438 | 0.00011248 | 0.00012225
3 | 21 | 21 | 0.00011796 | 0.00024903 | 0.00018308 | 0.00011796 | 0.0001125 | 0.00011612 | 0.00011796 | 0.00024903 | 0.00018308 | 0.00011796 | 0.0001125 | 0.00011612
3 | 21 | 22 | 0.0001073 | 0.00023427 | 0.00016806 | 0.0001073 | 0.00011656 | 0.0001059 | 0.0001073 | 0.00023427 | 0.00016806 | 0.0001073 | 0.00011656 | 0.0001059
3 | 21 | 23 | 9.7114e-05 | 0.00021718 | 0.00015198 | 9.7114e-05 | 0.00012597 | 9.6198e-05 | 9.7114e-05 | 0.00021718 | 0.00015198 | 9.7114e-05 | 0.00012597 | 9.6198e-05
3 | 21 | 24 | 9.1371e-05 | 0.00018064 | 0.00012195 | 9.1371e-05 | 0.00013633 | 9.0134e-05 | 9.1371e-05 | 0.00018064 | 0.00012195 | 9.1371e-05 | 0.00013633 | 9.0134e-05
3 | 22 | 1 | 8.7385e-05 | 0.00013825 | 8.7285e-05 | 8.7385e-05 | 0.00014878 | 8.5914e-05 | 8.7385e-05 | 0.00013825 | 8.7285e-05 | 8.7385e-05 | 0.00014878 | 8.5914e-05
3 | 22 | 2 | 8.5233e-05 | 0.00010232 | 6.4294e-05 | 8.5233e-05 | 0.00016001 | 8.3788e-05 | 8.5233e-05 | 0.00010232 | 6.4294e-05 | 8.5233e-05 | 0.00016001 | 8.3788e-05
3 | 22 | 3 | 8.3111e-05 | 6.9632e-05 | 4.5845e-05 | 8.3111e-05 | 0.00017223 | 8.3459e-05 | 8.3111e-05 | 6.9632e-05 | 4.5845e-05 | 8.3111e-05 | 0.00017223 | 8.3459e-05
3 | 22 | 4 | 8.5479e-05 | 4.6265e-05 | 3.1329e-05 | 8.5479e-05 | 0.00018147 | 8.4645e-05 | 8.5479e-05 | 4.6265e-05 | 3.1329e-05 | 8.5479e-05 | 0.00018147 | 8.4645e-05
3 | 22 | 5 | 9.1683e-05 | 2.843e-05 | 2.126e-05 | 9.1683e-05 | 0.00018951 | 8.9805e-05 | 9.1683e-05 | 2.843e-05 | 2.126e-05 | 9.1683e-05 | 0.00018951 | 8.9805e-05
3 | 22 | 6 | 0.00010447 | 1.6782e-05 | 2.165e-05 | 0.00010447 | 0.00019227 | 9.7127e-05 | 0.00010447 | 1.6782e-05 | 2.165e-05 | 0.00010447 | 0.00019227 | 9.7127e-05
3 | 22 | 7 | 0.00011243 | 1.0032e-05 | 4.1223e-05 | 0.00011243 | 0.00018677 | 0.00010734 | 0.00011243 | 1.0032e-05 | 4.1223e-05 | 0.00011243 | 0.00018677 | 0.00010734
3 | 22 | 8 | 0.00011488 | 1.4892e-05 | 8.8777e-05 | 0.00011488 | 0.00017164 | 0.00011519 | 0.00011488 | 1.4892e-05 | 8.8777e-05 | 0.00011488 | 0.00017164 | 0.00011519
3 | 22 | 9 | 0.00011703 | 3.0961e-05 | 0.00014147 | 0.00011703 | 0.00014835 | 0.0001216 | 0.00011703 | 3.0961e-05 | 0.00014147 | 0.00011703 | 0.00014835 | 0.0001216
3 | 22 | 10 | 0.00011905 | 3.397e-05 | 0.00013883 | 0.00011905 | 0.0001235 | 0.00012398 | 0.00011905 | 3.397e-05 | 0.00013883 | 0.00011905 | 0.0001235 | 0.00012398
3 | 22 | 11 | 0.00012002 | 4.0025e-05 | 0.00011278 | 0.00012002 | 0.00010606 | 0.00012362 | 0.00012002 | 4.0025e-05 | 0.00011278 | 0.00012002 | 0.00010606 | 0.00012362
3 | 22 | 12 | 0.00012056 | 4.9644e-05 | 9.7038e-05 | 0.00012056 | 9.3846e-05 | 0.00012361 | 0.00012056 | 4.9644e-05 | 9.7038e-05 | 0.00012056 | 9.3846e-05 | 0.00012361
3 | 22 | 13 | 0.0001215 | 7.1583e-05 | 0.00010244 | 0.0001215 | 8.8642e-05 | 0.00012377 | 0.0001215 | 7.1583e-05 | 0.00010244 | 0.0001215 | 8.8642e-05 | 0.00012377
3 | 22 | 14 | 0.00012119 | 8.5165e-05 | 0.00011388 | 0.00012119 | 8.6709e-05 | 0.00012429 | 0.00012119 | 8.5165e-05 | 0.00011388 | 0.00012119 | 8.6709e-05 | 0.00012429
3 | 22 | 15 | 0.00012064 | 9.8251e-05 | 0.00011899 | 0.00012064 | 8.5819e-05 | 0.000123 | 0.00012064 | 9.8251e-05 | 0.00011899 | 0.00012064 | 8.5819e-05 | 0.000123
3 | 22 | 16 | 0.00011966 | 0.00013432 | 0.00014197 | 0.00011966 | 8.8147e-05 | 0.00012114 | 0.00011966 | 0.00013432 | 0.00014197 | 0.00011966 | 8.8147e-05 | 0.00012114
3 | 22 | 17 | 0.00011765 | 0.00016985 | 0.00016025 | 0.00011765 | 9.671e-05 | 0.00011661 | 0.00011765 | 0.00016985 | 0.00016025 | 0.00011765 | 9.671e-05 | 0.00011661
3 | 22 | 18 | 0.00011635 | 0.00021645 | 0.00018877 | 0.00011635 | 0.00010452 | 0.00011968 | 0.00011635 | 0.00021645 | 0.00018877 | 0.00011635 | 0.00010452 | 0.00011968
3 | 22 | 19 | 0.00012425 | 0.00025025 | 0.00020674 | 0.00012425 | 0.00011254 | 0.00012297 | 0.00012425 | 0.00025025 | 0.00020674 | 0.00012425 | 0.00011254 | 0.00012297
3 | 22 | 20 | 0.00012535 | 0.00025723 | 0.00020107 | 0.00012535 | 0.00011248 | 0.00012225 | 0.00012535 | 0.00025723 | 0.00020107 | 0.00012535 | 0.00011248 | 0.00012225
3 | 22 | 21 | 0.00011853 | 0.00024903 | 0.00018308 | 0.00011853 | 0.0001125 | 0.00011612 | 0.00011853 | 0.00024903 | 0.00018308 | 0.00011853 | 0.0001125 | 0.00011612
3 | 22 | 22 | 0.00010798 | 0.00023427 | 0.00016806 | 0.00010798 | 0.00011656 | 0.0001059 | 0.00010798 | 0.00023427 | 0.00016806 | 0.00010798 | 0.00011656 | 0.0001059
3 | 22 | 23 | 9.7767e-05 | 0.00021718 | 0.00015198 | 9.7767e-05 | 0.00012597 | 9.6198e-05 | 9.7767e-05 | 0.00021718 | 0.00015198 | 9.7767e-05 | 0.00012597 | 9.6198e-05
3 | 22 | 24 | 9.0402e-05 | 0.00018064 | 0.00012195 | 9.0402e-05 | 0.00013633 | 9.0134e-05 | 9.0402e-05 | 0.00018064 | 0.00012195 | 9.0402e-05 | 0.00013633 | 9.0134e-05
3 | 23 | 1 | 8.6282e-05 | 0.00013825 | 8.7285e-05 | 8.6282e-05 | 0.00014878 | 8.5914e-05 | 8.6282e-05 | 0.00013825 | 8.7285e-05 | 8.6282e-05 | 0.00014878 | 8.5914e-05
3 | 23 | 2 | 8.3752e-05 | 0.00010232 | 6.4294e-05 | 8.3752e-05 | 0.00016001 | 8.3788e-05 | 8.3752e-05 | 0.00010232 | 6.4294e-05 | 8.3752e-05 | 0.00016001 | 8.3788e-05
3 | 23 | 3 | 8.2745e-05 | 6.9632e-05 | 4.5845e-05 | 8.2745e-05 | 0.00017223 | 8.3459e-05 | 8.2745e-05 | 6.9632e-05 | 4.5845e-05 | 8.2745e-05 | 0.00017223 | 8.3459e-05
3 | 23 | 4 | 8.4842e-05 | 4.6265e-05 | 3.1329e-05 | 8.4842e-05 | 0.00018147 | 8.4645e-05 | 8.4842e-05 | 4.6265e-05 | 3.1329e-05 | 8.4842e-05 | 0.00018147 | 8.4645e-05
3 | 23 | 5 | 9.1417e-05 | 2.843e-05 | 2.126e-05 | 9.1417e-05 | 0.00018951 | 8.9805e-05 | 9.1417e-05 | 2.843e-05 | 2.126e-05 | 9.1417e-05 | 0.00018951 | 8.9805e-05
3 | 23 | 6 | 0.00010256 | 1.6782e-05 | 2.165e-05 | 0.00010256 | 0.00019227 | 9.7127e-05 | 0.00010256 | 1.6782e-05 | 2.165e-05 | 0.00010256 | 0.00019227 | 9.7127e-05
3 | 23 | 7 | 0.00011053 | 1.0032e-05 | 4.1223e-05 | 0.00011053 | 0.00018677 | 0.00010734 | 0.00011053 | 1.0032e-05 | 4.1223e-05 | 0.00011053 | 0.00018677 | 0.00010734
3 | 23 | 8 | 0.00011399 | 1.4892e-05 | 8.8777e-05 | 0.00011399 | 0.00017164 | 0.00011519 | 0.00011399 | 1.4892e-05 | 8.8777e-05 | 0.00011399 | 0.00017164 | 0.00011519
3 | 23 | 9 | 0.0001168 | 3.0961e-05 | 0.00014147 | 0.0001168 | 0.00014835 | 0.0001216 | 0.0001168 | 3.0961e-05 | 0.00014147 | 0.0001168 | 0.00014835 | 0.0001216
3 | 23 | 10 | 0.00011958 | 3.397e-05 | 0.00013883 | 0.00011958 | 0.0001235 | 0.00012398 | 0.00011958 | 3.397e-05 | 0.00013883 | 0.00011958 | 0.0001235 | 0.00012398
3 | 23 | 11 | 0.00012048 | 4.0025e-05 | 0.00011278 | 0.00012048 | 0.00010606 | 0.00012362 | 0.00012048 | 4.0025e-05 | 0.00011278 | 0.00012048 | 0.00010606 | 0.00012362
3 | 23 | 12 | 0.0001215 | 4.9644e-05 | 9.7038e-05 | 0.0001215 | 9.3846e-05 | 0.00012361 | 0.0001215 | 4.9644e-05 | 9.7038e-05 | 0.0001215 | 9.3846e-05 | 0.00012361
3 | 23 | 13 | 0.00012221 | 7.1583e-05 | 0.00010244 | 0.00012221 | 8.8642e-05 | 0.00012377 | 0.00012221 | 7.1583e-05 | 0.00010244 | 0.00012221 | 8.8642e-05 | 0.00012377
3 | 23 | 14 | 0.0001212 | 8.5165e-05 | 0.00011388 | 0.0001212 | 8.6709e-05 | 0.00012429 | 0.0001212 | 8.5165e-05 | 0.00011388 | 0.0001212 | 8.6709e-05 | 0.00012429
3 | 23 | 15 | 0.00011986 | 9.8251e-05 | 0.00011899 | 0.00011986 | 8.5819e-05 | 0.000123 | 0.00011986 | 9.8251e-05 | 0.00011899 | 0.00011986 | 8.5819e-05 | 0.000123
3 | 23 | 16 | 0.00011848 | 0.00013432 | 0.00014197 | 0.00011848 | 8.8147e-05 | 0.00012114 | 0.00011848 | 0.00013432 | 0.00014197 | 0.00011848 | 8.8147e-05 | 0.00012114
3 | 23 | 17 | 0.00011611 | 0.00016985 | 0.00016025 | 0.00011611 | 9.671e-05 | 0.00011661 | 0.00011611 | 0.00016985 | 0.00016025 | 0.00011611 | 9.671e-05 | 0.00011661
3 | 23 | 18 | 0.00011386 | 0.00021645 | 0.00018877 | 0.00011386 | 0.00010452 | 0.00011968 | 0.00011386 | 0.00021645 | 0.00018877 | 0.00011386 | 0.00010452 | 0.00011968
3 | 23 | 19 | 0.00011975 | 0.00025025 | 0.00020674 | 0.00011975 | 0.00011254 | 0.00012297 | 0.00011975 | 0.00025025 | 0.00020674 | 0.00011975 | 0.00011254 | 0.00012297
3 | 23 | 20 | 0.00012182 | 0.00025723 | 0.00020107 | 0.00012182 | 0.00011248 | 0.00012225 | 0.00012182 | 0.00025723 | 0.00020107 | 0.00012182 | 0.00011248 | 0.00012225
3 | 23 | 21 | 0.00011649 | 0.00024903 | 0.00018308 | 0.00011649 | 0.0001125 | 0.00011612 | 0.00011649 | 0.00024903 | 0.00018308 | 0.00011649 | 0.0001125 | 0.00011612
3 | 23 | 22 | 0.00010765 | 0.00023427 | 0.00016806 | 0.00010765 | 0.00011656 | 0.0001059 | 0.00010765 | 0.00023427 | 0.00016806 | 0.00010765 | 0.00011656 | 0.0001059
3 | 23 | 23 | 9.7888e-05 | 0.00021718 | 0.00015198 | 9.7888e-05 | 0.00012597 | 9.6198e-05 | 9.7888e-05 | 0.00021718 | 0.00015198 | 9.7888e-05 | 0.00012597 | 9.6198e-05
3 | 23 | 24 | 9.0572e-05 | 0.00018064 | 0.00012195 | 9.0572e-05 | 0.00013633 | 9.0134e-05 | 9.0572e-05 | 0.00018064 | 0.00012195 | 9.0572e-05 | 0.00013633 | 9.0134e-05
3 | 24 | 1 | 8.6091e-05 | 0.00013825 | 8.7285e-05 | 8.6091e-05 | 0.00014878 | 8.5914e-05 | 8.6091e-05 | 0.00013825 | 8.7285e-05 | 8.6091e-05 | 0.00014878 | 8.5914e-05
3 | 24 | 2 | 8.3303e-05 | 0.00010232 | 6.4294e-05 | 8.3303e-05 | 0.00016001 | 8.3788e-05 | 8.3303e-05 | 0.00010232 | 6.4294e-05 | 8.3303e-05 | 0.00016001 | 8.3788e-05
3 | 24 | 3 | 8.1567e-05 | 6.9632e-05 | 4.5845e-05 | 8.1567e-05 | 0.00017223 | 8.3459e-05 | 8.1567e-05 | 6.9632e-05 | 4.5845e-05 | 8.1567e-05 | 0.00017223 | 8.3459e-05
3 | 24 | 4 | 8.1725e-05 | 4.6265e-05 | 3.1329e-05 | 8.1725e-05 | 0.00018147 | 8.4645e-05 | 8.1725e-05 | 4.6265e-05 | 3.1329e-05 | 8.1725e-05 | 0.00018147 | 8.4645e-05
3 | 24 | 5 | 8.4368e-05 | 2.843e-05 | 2.126e-05 | 8.4368e-05 | 0.00018951 | 8.9805e-05 | 8.4368e-05 | 2.843e-05 | 2.126e-05 | 8.4368e-05 | 0.00018951 | 8.9805e-05
3 | 24 | 6 | 8.8899e-05 | 1.6782e-05 | 2.165e-05 | 8.8899e-05 | 0.00019227 | 9.7127e-05 | 8.8899e-05 | 1.6782e-05 | 2.165e-05 | 8.8899e-05 | 0.00019227 | 9.7127e-05
3 | 24 | 7 | 9.1334e-05 | 1.0032e-05 | 4.1223e-05 | 9.1334e-05 | 0.00018677 | 0.00010734 | 9.1334e-05 | 1.0032e-05 | 4.1223e-05 | 9.1334e-05 | 0.00018677 | 0.00010734
3 | 24 | 8 | 9.7122e-05 | 1.4892e-05 | 8.8777e-05 | 9.7122e-05 | 0.00017164 | 0.00011519 | 9.7122e-05 | 1.4892e-05 | 8.8777e-05 | 9.7122e-05 | 0.00017164 | 0.00011519
3 | 24 | 9 | 0.00010108 | 3.0961e-05 | 0.00014147 | 0.00010108 | 0.00014835 | 0.0001216 | 0.00010108 | 3.0961e-05 | 0.00014147 | 0.00010108 | 0.00014835 | 0.0001216
3 | 24 | 10 | 0.00010504 | 3.397e-05 | 0.00013883 | 0.00010504 | 0.0001235 | 0.00012398 | 0.00010504 | 3.397e-05 | 0.00013883 | 0.00010504 | 0.0001235 | 0.00012398
3 | 24 | 11 | 0.00010653 | 4.0025e-05 | 0.00011278 | 0.00010653 | 0.00010606 | 0.00012362 | 0.00010653 | 4.0025e-05 | 0.00011278 | 0.00010653 | 0.00010606 | 0.00012362
3 | 24 | 12 | 0.00010579 | 4.9644e-05 | 9.7038e-05 | 0.00010579 | 9.3846e-05 | 0.00012361 | 0.00010579 | 4.9644e-05 | 9.7038e-05 | 0.00010579 | 9.3846e-05 | 0.00012361
3 | 24 | 13 | 0.00010478 | 7.1583e-05 | 0.00010244 | 0.00010478 | 8.8642e-05 | 0.00012377 | 0.00010478 | 7.1583e-05 | 0.00010244 | 0.00010478 | 8.8642e-05 | 0.00012377
3 | 24 | 14 | 0.00010418 | 8.5165e-05 | 0.00011388 | 0.00010418 | 8.6709e-05 | 0.00012429 | 0.00010418 | 8.5165e-05 | 0.00011388 | 0.00010418 | 8.6709e-05 | 0.00012429
3 | 24 | 15 | 0.00010324 | 9.8251e-05 | 0.00011899 | 0.00010324 | 8.5819e-05 | 0.000123 | 0.00010324 | 9.8251e-05 | 0.00011899 | 0.00010324 | 8.5819e-05 | 0.000123
3 | 24 | 16 | 0.0001028 | 0.00013432 | 0.00014197 | 0.0001028 | 8.8147e-05 | 0.00012114 | 0.0001028 | 0.00013432 | 0.00014197 | 0.0001028 | 8.8147e-05 | 0.00012114
3 | 24 | 17 | 0.00010271 | 0.00016985 | 0.00016025 | 0.00010271 | 9.671e-05 | 0.00011661 | 0.00010271 | 0.00016985 | 0.00016025 | 0.00010271 | 9.671e-05 | 0.00011661
3 | 24 | 18 | 0.00010357 | 0.00021645 | 0.00018877 | 0.00010357 | 0.00010452 | 0.00011968 | 0.00010357 | 0.00021645 | 0.00018877 | 0.00010357 | 0.00010452 | 0.00011968
3 | 24 | 19 | 0.00011123 | 0.00025025 | 0.00020674 | 0.00011123 | 0.00011254 | 0.00012297 | 0.00011123 | 0.00025025 | 0.00020674 | 0.00011123 | 0.00011254 | 0.00012297
3 | 24 | 20 | 0.00011338 | 0.00025723 | 0.00020107 | 0.00011338 | 0.00011248 | 0.00012225 | 0.00011338 | 0.00025723 | 0.00020107 | 0.00011338 | 0.00011248 | 0.00012225
3 | 24 | 21 | 0.00010952 | 0.00024903 | 0.00018308 | 0.00010952 | 0.0001125 | 0.00011612 | 0.00010952 | 0.00024903 | 0.00018308 | 0.00010952 | 0.0001125 | 0.00011612
3 | 24 | 22 | 0.00010262 | 0.00023427 | 0.00016806 | 0.00010262 | 0.00011656 | 0.0001059 | 0.00010262 | 0.00023427 | 0.00016806 | 0.00010262 | 0.00011656 | 0.0001059
3 | 24 | 23 | 9.4076e-05 | 0.00021718 | 0.00015198 | 9.4076e-05 | 0.00012597 | 9.6198e-05 | 9.4076e-05 | 0.00021718 | 0.00015198 | 9.4076e-05 | 0.00012597 | 9.6198e-05
3 | 24 | 24 | 8.793e-05 | 0.00018064 | 0.00012195 | 8.793e-05 | 0.00013633 | 9.0134e-05 | 8.793e-05 | 0.00018064 | 0.00012195 | 8.793e-05 | 0.00013633 | 9.0134e-05
3 | 25 | 1 | 8.3119e-05 | 0.00013825 | 8.7285e-05 | 8.3119e-05 | 0.00014878 | 8.5914e-05 | 8.3119e-05 | 0.00013825 | 8.7285e-05 | 8.3119e-05 | 0.00014878 | 8.5914e-05
3 | 25 | 2 | 8.0098e-05 | 0.00010232 | 6.4294e-05 | 8.0098e-05 | 0.00016001 | 8.3788e-05 | 8.0098e-05 | 0.00010232 | 6.4294e-05 | 8.0098e-05 | 0.00016001 | 8.3788e-05
3 | 25 | 3 | 7.9512e-05 | 6.9632e-05 | 4.5845e-05 | 7.9512e-05 | 0.00017223 | 8.3459e-05 | 7.9512e-05 | 6.9632e-05 | 4.5845e-05 | 7.9512e-05 | 0.00017223 | 8.3459e-05
3 | 25 | 4 | 7.9657e-05 | 4.6265e-05 | 3.1329e-05 | 7.9657e-05 | 0.00018147 | 8.4645e-05 | 7.9657e-05 | 4.6265e-05 | 3.1329e-05 | 7.9657e-05 | 0.00018147 | 8.4645e-05
3 | 25 | 5 | 8.0373e-05 | 2.843e-05 | 2.126e-05 | 8.0373e-05 | 0.00018951 | 8.9805e-05 | 8.0373e-05 | 2.843e-05 | 2.126e-05 | 8.0373e-05 | 0.00018951 | 8.9805e-05
3 | 25 | 6 | 8.2799e-05 | 1.6782e-05 | 2.165e-05 | 8.2799e-05 | 0.00019227 | 9.7127e-05 | 8.2799e-05 | 1.6782e-05 | 2.165e-05 | 8.2799e-05 | 0.00019227 | 9.7127e-05
3 | 25 | 7 | 8.4946e-05 | 1.0032e-05 | 4.1223e-05 | 8.4946e-05 | 0.00018677 | 0.00010734 | 8.4946e-05 | 1.0032e-05 | 4.1223e-05 | 8.4946e-05 | 0.00018677 | 0.00010734
3 | 25 | 8 | 9.1022e-05 | 1.4892e-05 | 8.8777e-05 | 9.1022e-05 | 0.00017164 | 0.00011519 | 9.1022e-05 | 1.4892e-05 | 8.8777e-05 | 9.1022e-05 | 0.00017164 | 0.00011519
3 | 25 | 9 | 9.4613e-05 | 3.0961e-05 | 0.00014147 | 9.4613e-05 | 0.00014835 | 0.0001216 | 9.4613e-05 | 3.0961e-05 | 0.00014147 | 9.4613e-05 | 0.00014835 | 0.0001216
3 | 25 | 10 | 9.7417e-05 | 3.397e-05 | 0.00013883 | 9.7417e-05 | 0.0001235 | 0.00012398 | 9.7417e-05 | 3.397e-05 | 0.00013883 | 9.7417e-05 | 0.0001235 | 0.00012398
3 | 25 | 11 | 9.9173e-05 | 4.0025e-05 | 0.00011278 | 9.9173e-05 | 0.00010606 | 0.00012362 | 9.9173e-05 | 4.0025e-05 | 0.00011278 | 9.9173e-05 | 0.00010606 | 0.00012362
3 | 25 | 12 | 9.9731e-05 | 4.9644e-05 | 9.7038e-05 | 9.9731e-05 | 9.3846e-05 | 0.00012361 | 9.9731e-05 | 4.9644e-05 | 9.7038e-05 | 9.9731e-05 | 9.3846e-05 | 0.00012361
3 | 25 | 13 | 0.00010013 | 7.1583e-05 | 0.00010244 | 0.00010013 | 8.8642e-05 | 0.00012377 | 0.00010013 | 7.1583e-05 | 0.00010244 | 0.00010013 | 8.8642e-05 | 0.00012377
3 | 25 | 14 | 0.00010082 | 8.5165e-05 | 0.00011388 | 0.00010082 | 8.6709e-05 | 0.00012429 | 0.00010082 | 8.5165e-05 | 0.00011388 | 0.00010082 | 8.6709e-05 | 0.00012429
3 | 25 | 15 | 9.9606e-05 | 9.8251e-05 | 0.00011899 | 9.9606e-05 | 8.5819e-05 | 0.000123 | 9.9606e-05 | 9.8251e-05 | 0.00011899 | 9.9606e-05 | 8.5819e-05 | 0.000123
3 | 25 | 16 | 9.9802e-05 | 0.00013432 | 0.00014197 | 9.9802e-05 | 8.8147e-05 | 0.00012114 | 9.9802e-05 | 0.00013432 | 0.00014197 | 9.9802e-05 | 8.8147e-05 | 0.00012114
3 | 25 | 17 | 0.00010058 | 0.00016985 | 0.00016025 | 0.00010058 | 9.671e-05 | 0.00011661 | 0.00010058 | 0.00016985 | 0.00016025 | 0.00010058 | 9.671e-05 | 0.00011661
3 | 25 | 18 | 0.00010276 | 0.00021645 | 0.00018877 | 0.00010276 | 0.00010452 | 0.00011968 | 0.00010276 | 0.00021645 | 0.00018877 | 0.00010276 | 0.00010452 | 0.00011968
3 | 25 | 19 | 0.00011218 | 0.00025025 | 0.00020674 | 0.00011218 | 0.00011254 | 0.00012297 | 0.00011218 | 0.00025025 | 0.00020674 | 0.00011218 | 0.00011254 | 0.00012297
3 | 25 | 20 | 0.00011539 | 0.00025723 | 0.00020107 | 0.00011539 | 0.00011248 | 0.00012225 | 0.00011539 | 0.00025723 | 0.00020107 | 0.00011539 | 0.00011248 | 0.00012225
3 | 25 | 21 | 0.00010995 | 0.00024903 | 0.00018308 | 0.00010995 | 0.0001125 | 0.00011612 | 0.00010995 | 0.00024903 | 0.00018308 | 0.00010995 | 0.0001125 | 0.00011612
3 | 25 | 22 | 0.0001014 | 0.00023427 | 0.00016806 | 0.0001014 | 0.00011656 | 0.0001059 | 0.0001014 | 0.00023427 | 0.00016806 | 0.0001014 | 0.00011656 | 0.0001059
3 | 25 | 23 | 9.2224e-05 | 0.00021718 | 0.00015198 | 9.2224e-05 | 0.00012597 | 9.6198e-05 | 9.2224e-05 | 0.00021718 | 0.00015198 | 9.2224e-05 | 0.00012597 | 9.6198e-05
3 | 25 | 24 | 8.5866e-05 | 0.00018064 | 0.00012195 | 8.5866e-05 | 0.00013633 | 9.0134e-05 | 8.5866e-05 | 0.00018064 | 0.00012195 | 8.5866e-05 | 0.00013633 | 9.0134e-05
3 | 26 | 1 | 8.1447e-05 | 0.00013825 | 8.7285e-05 | 8.1447e-05 | 0.00014878 | 8.5914e-05 | 8.1447e-05 | 0.00013825 | 8.7285e-05 | 8.1447e-05 | 0.00014878 | 8.5914e-05
3 | 26 | 2 | 7.984e-05 | 0.00010232 | 6.4294e-05 | 7.984e-05 | 0.00016001 | 8.3788e-05 | 7.984e-05 | 0.00010232 | 6.4294e-05 | 7.984e-05 | 0.00016001 | 8.3788e-05
3 | 26 | 3 | 7.9533e-05 | 6.9632e-05 | 4.5845e-05 | 7.9533e-05 | 0.00017223 | 8.3459e-05 | 7.9533e-05 | 6.9632e-05 | 4.5845e-05 | 7.9533e-05 | 0.00017223 | 8.3459e-05
3 | 26 | 4 | 8.2587e-05 | 4.6265e-05 | 3.1329e-05 | 8.2587e-05 | 0.00018147 | 8.4645e-05 | 8.2587e-05 | 4.6265e-05 | 3.1329e-05 | 8.2587e-05 | 0.00018147 | 8.4645e-05
3 | 26 | 5 | 8.9087e-05 | 2.843e-05 | 2.126e-05 | 8.9087e-05 | 0.00018951 | 8.9805e-05 | 8.9087e-05 | 2.843e-05 | 2.126e-05 | 8.9087e-05 | 0.00018951 | 8.9805e-05
3 | 26 | 6 | 0.00010177 | 1.6782e-05 | 2.165e-05 | 0.00010177 | 0.00019227 | 9.7127e-05 | 0.00010177 | 1.6782e-05 | 2.165e-05 | 0.00010177 | 0.00019227 | 9.7127e-05
3 | 26 | 7 | 0.00011086 | 1.0032e-05 | 4.1223e-05 | 0.00011086 | 0.00018677 | 0.00010734 | 0.00011086 | 1.0032e-05 | 4.1223e-05 | 0.00011086 | 0.00018677 | 0.00010734
3 | 26 | 8 | 0.00011454 | 1.4892e-05 | 8.8777e-05 | 0.00011454 | 0.00017164 | 0.00011519 | 0.00011454 | 1.4892e-05 | 8.8777e-05 | 0.00011454 | 0.00017164 | 0.00011519
3 | 26 | 9 | 0.00011722 | 3.0961e-05 | 0.00014147 | 0.00011722 | 0.00014835 | 0.0001216 | 0.00011722 | 3.0961e-05 | 0.00014147 | 0.00011722 | 0.00014835 | 0.0001216
3 | 26 | 10 | 0.00012071 | 3.397e-05 | 0.00013883 | 0.00012071 | 0.0001235 | 0.00012398 | 0.00012071 | 3.397e-05 | 0.00013883 | 0.00012071 | 0.0001235 | 0.00012398
3 | 26 | 11 | 0.00012146 | 4.0025e-05 | 0.00011278 | 0.00012146 | 0.00010606 | 0.00012362 | 0.00012146 | 4.0025e-05 | 0.00011278 | 0.00012146 | 0.00010606 | 0.00012362
3 | 26 | 12 | 0.00012205 | 4.9644e-05 | 9.7038e-05 | 0.00012205 | 9.3846e-05 | 0.00012361 | 0.00012205 | 4.9644e-05 | 9.7038e-05 | 0.00012205 | 9.3846e-05 | 0.00012361
3 | 26 | 13 | 0.00012178 | 7.1583e-05 | 0.00010244 | 0.00012178 | 8.8642e-05 | 0.00012377 | 0.00012178 | 7.1583e-05 | 0.00010244 | 0.00012178 | 8.8642e-05 | 0.00012377
3 | 26 | 14 | 0.00011972 | 8.5165e-05 | 0.00011388 | 0.00011972 | 8.6709e-05 | 0.00012429 | 0.00011972 | 8.5165e-05 | 0.00011388 | 0.00011972 | 8.6709e-05 | 0.00012429
3 | 26 | 15 | 0.0001187 | 9.8251e-05 | 0.00011899 | 0.0001187 | 8.5819e-05 | 0.000123 | 0.0001187 | 9.8251e-05 | 0.00011899 | 0.0001187 | 8.5819e-05 | 0.000123
3 | 26 | 16 | 0.00011827 | 0.00013432 | 0.00014197 | 0.00011827 | 8.8147e-05 | 0.00012114 | 0.00011827 | 0.00013432 | 0.00014197 | 0.00011827 | 8.8147e-05 | 0.00012114
3 | 26 | 17 | 0.00011681 | 0.00016985 | 0.00016025 | 0.00011681 | 9.671e-05 | 0.00011661 | 0.00011681 | 0.00016985 | 0.00016025 | 0.00011681 | 9.671e-05 | 0.00011661
3 | 26 | 18 | 0.00011886 | 0.00021645 | 0.00018877 | 0.00011886 | 0.00010452 | 0.00011968 | 0.00011886 | 0.00021645 | 0.00018877 | 0.00011886 | 0.00010452 | 0.00011968
3 | 26 | 19 | 0.00012288 | 0.00025025 | 0.00020674 | 0.00012288 | 0.00011254 | 0.00012297 | 0.00012288 | 0.00025025 | 0.00020674 | 0.00012288 | 0.00011254 | 0.00012297
3 | 26 | 20 | 0.00012355 | 0.00025723 | 0.00020107 | 0.00012355 | 0.00011248 | 0.00012225 | 0.00012355 | 0.00025723 | 0.00020107 | 0.00012355 | 0.00011248 | 0.00012225
3 | 26 | 21 | 0.00011664 | 0.00024903 | 0.00018308 | 0.00011664 | 0.0001125 | 0.00011612 | 0.00011664 | 0.00024903 | 0.00018308 | 0.00011664 | 0.0001125 | 0.00011612
3 | 26 | 22 | 0.00010654 | 0.00023427 | 0.00016806 | 0.00010654 | 0.00011656 | 0.0001059 | 0.00010654 | 0.00023427 | 0.00016806 | 0.00010654 | 0.00011656 | 0.0001059
3 | 26 | 23 | 9.5495e-05 | 0.00021718 | 0.00015198 | 9.5495e-05 | 0.00012597 | 9.6198e-05 | 9.5495e-05 | 0.00021718 | 0.00015198 | 9.5495e-05 | 0.00012597 | 9.6198e-05
3 | 26 | 24 | 8.7597e-05 | 0.00018064 | 0.00012195 | 8.7597e-05 | 0.00013633 | 9.0134e-05 | 8.7597e-05 | 0.00018064 | 0.00012195 | 8.7597e-05 | 0.00013633 | 9.0134e-05
3 | 27 | 1 | 8.3702e-05 | 0.00013825 | 8.7285e-05 | 8.3702e-05 | 0.00014878 | 8.5914e-05 | 8.3702e-05 | 0.00013825 | 8.7285e-05 | 8.3702e-05 | 0.00014878 | 8.5914e-05
3 | 27 | 2 | 8.1942e-05 | 0.00010232 | 6.4294e-05 | 8.1942e-05 | 0.00016001 | 8.3788e-05 | 8.1942e-05 | 0.00010232 | 6.4294e-05 | 8.1942e-05 | 0.00016001 | 8.3788e-05
3 | 27 | 3 | 8.0623e-05 | 6.9632e-05 | 4.5845e-05 | 8.0623e-05 | 0.00017223 | 8.3459e-05 | 8.0623e-05 | 6.9632e-05 | 4.5845e-05 | 8.0623e-05 | 0.00017223 | 8.3459e-05
3 | 27 | 4 | 8.2795e-05 | 4.6265e-05 | 3.1329e-05 | 8.2795e-05 | 0.00018147 | 8.4645e-05 | 8.2795e-05 | 4.6265e-05 | 3.1329e-05 | 8.2795e-05 | 0.00018147 | 8.4645e-05
3 | 27 | 5 | 8.934e-05 | 2.843e-05 | 2.126e-05 | 8.934e-05 | 0.00018951 | 8.9805e-05 | 8.934e-05 | 2.843e-05 | 2.126e-05 | 8.934e-05 | 0.00018951 | 8.9805e-05
3 | 27 | 6 | 0.00010369 | 1.6782e-05 | 2.165e-05 | 0.00010369 | 0.00019227 | 9.7127e-05 | 0.00010369 | 1.6782e-05 | 2.165e-05 | 0.00010369 | 0.00019227 | 9.7127e-05
3 | 27 | 7 | 0.00011088 | 1.0032e-05 | 4.1223e-05 | 0.00011088 | 0.00018677 | 0.00010734 | 0.00011088 | 1.0032e-05 | 4.1223e-05 | 0.00011088 | 0.00018677 | 0.00010734
3 | 27 | 8 | 0.00011481 | 1.4892e-05 | 8.8777e-05 | 0.00011481 | 0.00017164 | 0.00011519 | 0.00011481 | 1.4892e-05 | 8.8777e-05 | 0.00011481 | 0.00017164 | 0.00011519
3 | 27 | 9 | 0.00011731 | 3.0961e-05 | 0.00014147 | 0.00011731 | 0.00014835 | 0.0001216 | 0.00011731 | 3.0961e-05 | 0.00014147 | 0.00011731 | 0.00014835 | 0.0001216
3 | 27 | 10 | 0.00011954 | 3.397e-05 | 0.00013883 | 0.00011954 | 0.0001235 | 0.00012398 | 0.00011954 | 3.397e-05 | 0.00013883 | 0.00011954 | 0.0001235 | 0.00012398
3 | 27 | 11 | 0.00011912 | 4.0025e-05 | 0.00011278 | 0.00011912 | 0.00010606 | 0.00012362 | 0.00011912 | 4.0025e-05 | 0.00011278 | 0.00011912 | 0.00010606 | 0.00012362
3 | 27 | 12 | 0.00011835 | 4.9644e-05 | 9.7038e-05 | 0.00011835 | 9.3846e-05 | 0.00012361 | 0.00011835 | 4.9644e-05 | 9.7038e-05 | 0.00011835 | 9.3846e-05 | 0.00012361
3 | 27 | 13 | 0.00011764 | 7.1583e-05 | 0.00010244 | 0.00011764 | 8.8642e-05 | 0.00012377 | 0.00011764 | 7.1583e-05 | 0.00010244 | 0.00011764 | 8.8642e-05 | 0.00012377
3 | 27 | 14 | 0.00011601 | 8.5165e-05 | 0.00011388 | 0.00011601 | 8.6709e-05 | 0.00012429 | 0.00011601 | 8.5165e-05 | 0.00011388 | 0.00011601 | 8.6709e-05 | 0.00012429
3 | 27 | 15 | 0.00011434 | 9.8251e-05 | 0.00011899 | 0.00011434 | 8.5819e-05 | 0.000123 | 0.00011434 | 9.8251e-05 | 0.00011899 | 0.00011434 | 8.5819e-05 | 0.000123
3 | 27 | 16 | 0.00011227 | 0.00013432 | 0.00014197 | 0.00011227 | 8.8147e-05 | 0.00012114 | 0.00011227 | 0.00013432 | 0.00014197 | 0.00011227 | 8.8147e-05 | 0.00012114
3 | 27 | 17 | 0.00011116 | 0.00016985 | 0.00016025 | 0.00011116 | 9.671e-05 | 0.00011661 | 0.00011116 | 0.00016985 | 0.00016025 | 0.00011116 | 9.671e-05 | 0.00011661
3 | 27 | 18 | 0.00011229 | 0.00021645 | 0.00018877 | 0.00011229 | 0.00010452 | 0.00011968 | 0.00011229 | 0.00021645 | 0.00018877 | 0.00011229 | 0.00010452 | 0.00011968
3 | 27 | 19 | 0.00012136 | 0.00025025 | 0.00020674 | 0.00012136 | 0.00011254 | 0.00012297 | 0.00012136 | 0.00025025 | 0.00020674 | 0.00012136 | 0.00011254 | 0.00012297
3 | 27 | 20 | 0.00012428 | 0.00025723 | 0.00020107 | 0.00012428 | 0.00011248 | 0.00012225 | 0.00012428 | 0.00025723 | 0.00020107 | 0.00012428 | 0.00011248 | 0.00012225
3 | 27 | 21 | 0.00011812 | 0.00024903 | 0.00018308 | 0.00011812 | 0.0001125 | 0.00011612 | 0.00011812 | 0.00024903 | 0.00018308 | 0.00011812 | 0.0001125 | 0.00011612
3 | 27 | 22 | 0.00010785 | 0.00023427 | 0.00016806 | 0.00010785 | 0.00011656 | 0.0001059 | 0.00010785 | 0.00023427 | 0.00016806 | 0.00010785 | 0.00011656 | 0.0001059
3 | 27 | 23 | 9.7176e-05 | 0.00021718 | 0.00015198 | 9.7176e-05 | 0.00012597 | 9.6198e-05 | 9.7176e-05 | 0.00021718 | 0.00015198 | 9.7176e-05 | 0.00012597 | 9.6198e-05
3 | 27 | 24 | 9.1725e-05 | 0.00018064 | 0.00012195 | 9.1725e-05 | 0.00013633 | 9.0134e-05 | 9.1725e-05 | 0.00018064 | 0.00012195 | 9.1725e-05 | 0.00013633 | 9.0134e-05
3 | 28 | 1 | 8.7867e-05 | 0.00013825 | 8.7285e-05 | 8.7867e-05 | 0.00014878 | 8.5914e-05 | 8.7867e-05 | 0.00013825 | 8.7285e-05 | 8.7867e-05 | 0.00014878 | 8.5914e-05
3 | 28 | 2 | 8.5496e-05 | 0.00010232 | 6.4294e-05 | 8.5496e-05 | 0.00016001 | 8.3788e-05 | 8.5496e-05 | 0.00010232 | 6.4294e-05 | 8.5496e-05 | 0.00016001 | 8.3788e-05
3 | 28 | 3 | 8.4742e-05 | 6.9632e-05 | 4.5845e-05 | 8.4742e-05 | 0.00017223 | 8.3459e-05 | 8.4742e-05 | 6.9632e-05 | 4.5845e-05 | 8.4742e-05 | 0.00017223 | 8.3459e-05
3 | 28 | 4 | 8.85e-05 | 4.6265e-05 | 3.1329e-05 | 8.85e-05 | 0.00018147 | 8.4645e-05 | 8.85e-05 | 4.6265e-05 | 3.1329e-05 | 8.85e-05 | 0.00018147 | 8.4645e-05
3 | 28 | 5 | 9.5432e-05 | 2.843e-05 | 2.126e-05 | 9.5432e-05 | 0.00018951 | 8.9805e-05 | 9.5432e-05 | 2.843e-05 | 2.126e-05 | 9.5432e-05 | 0.00018951 | 8.9805e-05
3 | 28 | 6 | 0.00010786 | 1.6782e-05 | 2.165e-05 | 0.00010786 | 0.00019227 | 9.7127e-05 | 0.00010786 | 1.6782e-05 | 2.165e-05 | 0.00010786 | 0.00019227 | 9.7127e-05
3 | 28 | 7 | 0.00011581 | 1.0032e-05 | 4.1223e-05 | 0.00011581 | 0.00018677 | 0.00010734 | 0.00011581 | 1.0032e-05 | 4.1223e-05 | 0.00011581 | 0.00018677 | 0.00010734
3 | 28 | 8 | 0.00011843 | 1.4892e-05 | 8.8777e-05 | 0.00011843 | 0.00017164 | 0.00011519 | 0.00011843 | 1.4892e-05 | 8.8777e-05 | 0.00011843 | 0.00017164 | 0.00011519
3 | 28 | 9 | 0.00011972 | 3.0961e-05 | 0.00014147 | 0.00011972 | 0.00014835 | 0.0001216 | 0.00011972 | 3.0961e-05 | 0.00014147 | 0.00011972 | 0.00014835 | 0.0001216
3 | 28 | 10 | 0.00012086 | 3.397e-05 | 0.00013883 | 0.00012086 | 0.0001235 | 0.00012398 | 0.00012086 | 3.397e-05 | 0.00013883 | 0.00012086 | 0.0001235 | 0.00012398
3 | 28 | 11 | 0.00012081 | 4.0025e-05 | 0.00011278 | 0.00012081 | 0.00010606 | 0.00012362 | 0.00012081 | 4.0025e-05 | 0.00011278 | 0.00012081 | 0.00010606 | 0.00012362
3 | 28 | 12 | 0.00011892 | 4.9644e-05 | 9.7038e-05 | 0.00011892 | 9.3846e-05 | 0.00012361 | 0.00011892 | 4.9644e-05 | 9.7038e-05 | 0.00011892 | 9.3846e-05 | 0.00012361
3 | 28 | 13 | 0.00011882 | 7.1583e-05 | 0.00010244 | 0.00011882 | 8.8642e-05 | 0.00012377 | 0.00011882 | 7.1583e-05 | 0.00010244 | 0.00011882 | 8.8642e-05 | 0.00012377
3 | 28 | 14 | 0.0001179 | 8.5165e-05 | 0.00011388 | 0.0001179 | 8.6709e-05 | 0.00012429 | 0.0001179 | 8.5165e-05 | 0.00011388 | 0.0001179 | 8.6709e-05 | 0.00012429
3 | 28 | 15 | 0.00011714 | 9.8251e-05 | 0.00011899 | 0.00011714 | 8.5819e-05 | 0.000123 | 0.00011714 | 9.8251e-05 | 0.00011899 | 0.00011714 | 8.5819e-05 | 0.000123
3 | 28 | 16 | 0.00011584 | 0.00013432 | 0.00014197 | 0.00011584 | 8.8147e-05 | 0.00012114 | 0.00011584 | 0.00013432 | 0.00014197 | 0.00011584 | 8.8147e-05 | 0.00012114
3 | 28 | 17 | 0.00011432 | 0.00016985 | 0.00016025 | 0.00011432 | 9.671e-05 | 0.00011661 | 0.00011432 | 0.00016985 | 0.00016025 | 0.00011432 | 9.671e-05 | 0.00011661
3 | 28 | 18 | 0.00011397 | 0.00021645 | 0.00018877 | 0.00011397 | 0.00010452 | 0.00011968 | 0.00011397 | 0.00021645 | 0.00018877 | 0.00011397 | 0.00010452 | 0.00011968
3 | 28 | 19 | 0.00012197 | 0.00025025 | 0.00020674 | 0.00012197 | 0.00011254 | 0.00012297 | 0.00012197 | 0.00025025 | 0.00020674 | 0.00012197 | 0.00011254 | 0.00012297
3 | 28 | 20 | 0.00012533 | 0.00025723 | 0.00020107 | 0.00012533 | 0.00011248 | 0.00012225 | 0.00012533 | 0.00025723 | 0.00020107 | 0.00012533 | 0.00011248 | 0.00012225
3 | 28 | 21 | 0.00011948 | 0.00024903 | 0.00018308 | 0.00011948 | 0.0001125 | 0.00011612 | 0.00011948 | 0.00024903 | 0.00018308 | 0.00011948 | 0.0001125 | 0.00011612
3 | 28 | 22 | 0.00010866 | 0.00023427 | 0.00016806 | 0.00010866 | 0.00011656 | 0.0001059 | 0.00010866 | 0.00023427 | 0.00016806 | 0.00010866 | 0.00011656 | 0.0001059
3 | 28 | 23 | 0.0001001 | 0.00021718 | 0.00015198 | 0.0001001 | 0.00012597 | 9.6198e-05 | 0.0001001 | 0.00021718 | 0.00015198 | 0.0001001 | 0.00012597 | 9.6198e-05
3 | 28 | 24 | 9.1933e-05 | 0.00018064 | 0.00012195 | 9.1933e-05 | 0.00013633 | 9.0134e-05 | 9.1933e-05 | 0.00018064 | 0.00012195 | 9.1933e-05 | 0.00013633 | 9.0134e-05
3 | 29 | 1 | 8.7988e-05 | 0.00013825 | 8.7285e-05 | 8.7988e-05 | 0.00014878 | 8.5914e-05 | 8.7988e-05 | 0.00013825 | 8.7285e-05 | 8.7988e-05 | 0.00014878 | 8.5914e-05
3 | 29 | 2 | 8.6145e-05 | 0.00010232 | 6.4294e-05 | 8.6145e-05 | 0.00016001 | 8.3788e-05 | 8.6145e-05 | 0.00010232 | 6.4294e-05 | 8.6145e-05 | 0.00016001 | 8.3788e-05
3 | 29 | 3 | 8.5812e-05 | 6.9632e-05 | 4.5845e-05 | 8.5812e-05 | 0.00017223 | 8.3459e-05 | 8.5812e-05 | 6.9632e-05 | 4.5845e-05 | 8.5812e-05 | 0.00017223 | 8.3459e-05
3 | 29 | 4 | 8.8075e-05 | 4.6265e-05 | 3.1329e-05 | 8.8075e-05 | 0.00018147 | 8.4645e-05 | 8.8075e-05 | 4.6265e-05 | 3.1329e-05 | 8.8075e-05 | 0.00018147 | 8.4645e-05
3 | 29 | 5 | 9.5295e-05 | 2.843e-05 | 2.126e-05 | 9.5295e-05 | 0.00018951 | 8.9805e-05 | 9.5295e-05 | 2.843e-05 | 2.126e-05 | 9.5295e-05 | 0.00018951 | 8.9805e-05
3 | 29 | 6 | 0.00010809 | 1.6782e-05 | 2.165e-05 | 0.00010809 | 0.00019227 | 9.7127e-05 | 0.00010809 | 1.6782e-05 | 2.165e-05 | 0.00010809 | 0.00019227 | 9.7127e-05
3 | 29 | 7 | 0.00011539 | 1.0032e-05 | 4.1223e-05 | 0.00011539 | 0.00018677 | 0.00010734 | 0.00011539 | 1.0032e-05 | 4.1223e-05 | 0.00011539 | 0.00018677 | 0.00010734
3 | 29 | 8 | 0.00011735 | 1.4892e-05 | 8.8777e-05 | 0.00011735 | 0.00017164 | 0.00011519 | 0.00011735 | 1.4892e-05 | 8.8777e-05 | 0.00011735 | 0.00017164 | 0.00011519
3 | 29 | 9 | 0.00011963 | 3.0961e-05 | 0.00014147 | 0.00011963 | 0.00014835 | 0.0001216 | 0.00011963 | 3.0961e-05 | 0.00014147 | 0.00011963 | 0.00014835 | 0.0001216
3 | 29 | 10 | 0.00012122 | 3.397e-05 | 0.00013883 | 0.00012122 | 0.0001235 | 0.00012398 | 0.00012122 | 3.397e-05 | 0.00013883 | 0.00012122 | 0.0001235 | 0.00012398
3 | 29 | 11 | 0.00012201 | 4.0025e-05 | 0.00011278 | 0.00012201 | 0.00010606 | 0.00012362 | 0.00012201 | 4.0025e-05 | 0.00011278 | 0.00012201 | 0.00010606 | 0.00012362
3 | 29 | 12 | 0.0001219 | 4.9644e-05 | 9.7038e-05 | 0.0001219 | 9.3846e-05 | 0.00012361 | 0.0001219 | 4.9644e-05 | 9.7038e-05 | 0.0001219 | 9.3846e-05 | 0.00012361
3 | 29 | 13 | 0.00012277 | 7.1583e-05 | 0.00010244 | 0.00012277 | 8.8642e-05 | 0.00012377 | 0.00012277 | 7.1583e-05 | 0.00010244 | 0.00012277 | 8.8642e-05 | 0.00012377
3 | 29 | 14 | 0.00012203 | 8.5165e-05 | 0.00011388 | 0.00012203 | 8.6709e-05 | 0.00012429 | 0.00012203 | 8.5165e-05 | 0.00011388 | 0.00012203 | 8.6709e-05 | 0.00012429
3 | 29 | 15 | 0.00012031 | 9.8251e-05 | 0.00011899 | 0.00012031 | 8.5819e-05 | 0.000123 | 0.00012031 | 9.8251e-05 | 0.00011899 | 0.00012031 | 8.5819e-05 | 0.000123
3 | 29 | 16 | 0.00011917 | 0.00013432 | 0.00014197 | 0.00011917 | 8.8147e-05 | 0.00012114 | 0.00011917 | 0.00013432 | 0.00014197 | 0.00011917 | 8.8147e-05 | 0.00012114
3 | 29 | 17 | 0.000117 | 0.00016985 | 0.00016025 | 0.000117 | 9.671e-05 | 0.00011661 | 0.000117 | 0.00016985 | 0.00016025 | 0.000117 | 9.671e-05 | 0.00011661
3 | 29 | 18 | 0.00011514 | 0.00021645 | 0.00018877 | 0.00011514 | 0.00010452 | 0.00011968 | 0.00011514 | 0.00021645 | 0.00018877 | 0.00011514 | 0.00010452 | 0.00011968
3 | 29 | 19 | 0.00012201 | 0.00025025 | 0.00020674 | 0.00012201 | 0.00011254 | 0.00012297 | 0.00012201 | 0.00025025 | 0.00020674 | 0.00012201 | 0.00011254 | 0.00012297
3 | 29 | 20 | 0.00012486 | 0.00025723 | 0.00020107 | 0.00012486 | 0.00011248 | 0.00012225 | 0.00012486 | 0.00025723 | 0.00020107 | 0.00012486 | 0.00011248 | 0.00012225
3 | 29 | 21 | 0.00011958 | 0.00024903 | 0.00018308 | 0.00011958 | 0.0001125 | 0.00011612 | 0.00011958 | 0.00024903 | 0.00018308 | 0.00011958 | 0.0001125 | 0.00011612
3 | 29 | 22 | 0.00011013 | 0.00023427 | 0.00016806 | 0.00011013 | 0.00011656 | 0.0001059 | 0.00011013 | 0.00023427 | 0.00016806 | 0.00011013 | 0.00011656 | 0.0001059
3 | 29 | 23 | 9.8104e-05 | 0.00021718 | 0.00015198 | 9.8104e-05 | 0.00012597 | 9.6198e-05 | 9.8104e-05 | 0.00021718 | 0.00015198 | 9.8104e-05 | 0.00012597 | 9.6198e-05
3 | 29 | 24 | 9.1667e-05 | 0.00018064 | 0.00012195 | 9.1667e-05 | 0.00013633 | 9.0134e-05 | 9.1667e-05 | 0.00018064 | 0.00012195 | 9.1667e-05 | 0.00013633 | 9.0134e-05
3 | 30 | 1 | 8.8571e-05 | 0.00013825 | 8.7285e-05 | 8.8571e-05 | 0.00014878 | 8.5914e-05 | 8.8571e-05 | 0.00013825 | 8.7285e-05 | 8.8571e-05 | 0.00014878 | 8.5914e-05
3 | 30 | 2 | 8.6727e-05 | 0.00010232 | 6.4294e-05 | 8.6727e-05 | 0.00016001 | 8.3788e-05 | 8.6727e-05 | 0.00010232 | 6.4294e-05 | 8.6727e-05 | 0.00016001 | 8.3788e-05
3 | 30 | 3 | 8.4709e-05 | 6.9632e-05 | 4.5845e-05 | 8.4709e-05 | 0.00017223 | 8.3459e-05 | 8.4709e-05 | 6.9632e-05 | 4.5845e-05 | 8.4709e-05 | 0.00017223 | 8.3459e-05
3 | 30 | 4 | 8.5625e-05 | 4.6265e-05 | 3.1329e-05 | 8.5625e-05 | 0.00018147 | 8.4645e-05 | 8.5625e-05 | 4.6265e-05 | 3.1329e-05 | 8.5625e-05 | 0.00018147 | 8.4645e-05
3 | 30 | 5 | 9.192e-05 | 2.843e-05 | 2.126e-05 | 9.192e-05 | 0.00018951 | 8.9805e-05 | 9.192e-05 | 2.843e-05 | 2.126e-05 | 9.192e-05 | 0.00018951 | 8.9805e-05
3 | 30 | 6 | 0.0001032 | 1.6782e-05 | 2.165e-05 | 0.0001032 | 0.00019227 | 9.7127e-05 | 0.0001032 | 1.6782e-05 | 2.165e-05 | 0.0001032 | 0.00019227 | 9.7127e-05
3 | 30 | 7 | 0.00011096 | 1.0032e-05 | 4.1223e-05 | 0.00011096 | 0.00018677 | 0.00010734 | 0.00011096 | 1.0032e-05 | 4.1223e-05 | 0.00011096 | 0.00018677 | 0.00010734
3 | 30 | 8 | 0.00011462 | 1.4892e-05 | 8.8777e-05 | 0.00011462 | 0.00017164 | 0.00011519 | 0.00011462 | 1.4892e-05 | 8.8777e-05 | 0.00011462 | 0.00017164 | 0.00011519
3 | 30 | 9 | 0.00011711 | 3.0961e-05 | 0.00014147 | 0.00011711 | 0.00014835 | 0.0001216 | 0.00011711 | 3.0961e-05 | 0.00014147 | 0.00011711 | 0.00014835 | 0.0001216
3 | 30 | 10 | 0.0001202 | 3.397e-05 | 0.00013883 | 0.0001202 | 0.0001235 | 0.00012398 | 0.0001202 | 3.397e-05 | 0.00013883 | 0.0001202 | 0.0001235 | 0.00012398
3 | 30 | 11 | 0.000121 | 4.0025e-05 | 0.00011278 | 0.000121 | 0.00010606 | 0.00012362 | 0.000121 | 4.0025e-05 | 0.00011278 | 0.000121 | 0.00010606 | 0.00012362
3 | 30 | 12 | 0.00012109 | 4.9644e-05 | 9.7038e-05 | 0.00012109 | 9.3846e-05 | 0.00012361 | 0.00012109 | 4.9644e-05 | 9.7038e-05 | 0.00012109 | 9.3846e-05 | 0.00012361
3 | 30 | 13 | 0.00012129 | 7.1583e-05 | 0.00010244 | 0.00012129 | 8.8642e-05 | 0.00012377 | 0.00012129 | 7.1583e-05 | 0.00010244 | 0.00012129 | 8.8642e-05 | 0.00012377
3 | 30 | 14 | 0.00012027 | 8.5165e-05 | 0.00011388 | 0.00012027 | 8.6709e-05 | 0.00012429 | 0.00012027 | 8.5165e-05 | 0.00011388 | 0.00012027 | 8.6709e-05 | 0.00012429
3 | 30 | 15 | 0.00011923 | 9.8251e-05 | 0.00011899 | 0.00011923 | 8.5819e-05 | 0.000123 | 0.00011923 | 9.8251e-05 | 0.00011899 | 0.00011923 | 8.5819e-05 | 0.000123
3 | 30 | 16 | 0.0001176 | 0.00013432 | 0.00014197 | 0.0001176 | 8.8147e-05 | 0.00012114 | 0.0001176 | 0.00013432 | 0.00014197 | 0.0001176 | 8.8147e-05 | 0.00012114
3 | 30 | 17 | 0.00011616 | 0.00016985 | 0.00016025 | 0.00011616 | 9.671e-05 | 0.00011661 | 0.00011616 | 0.00016985 | 0.00016025 | 0.00011616 | 9.671e-05 | 0.00011661
3 | 30 | 18 | 0.0001135 | 0.00021645 | 0.00018877 | 0.0001135 | 0.00010452 | 0.00011968 | 0.0001135 | 0.00021645 | 0.00018877 | 0.0001135 | 0.00010452 | 0.00011968
3 | 30 | 19 | 0.00011784 | 0.00025025 | 0.00020674 | 0.00011784 | 0.00011254 | 0.00012297 | 0.00011784 | 0.00025025 | 0.00020674 | 0.00011784 | 0.00011254 | 0.00012297
3 | 30 | 20 | 0.00011993 | 0.00025723 | 0.00020107 | 0.00011993 | 0.00011248 | 0.00012225 | 0.00011993 | 0.00025723 | 0.00020107 | 0.00011993 | 0.00011248 | 0.00012225
3 | 30 | 21 | 0.00011554 | 0.00024903 | 0.00018308 | 0.00011554 | 0.0001125 | 0.00011612 | 0.00011554 | 0.00024903 | 0.00018308 | 0.00011554 | 0.0001125 | 0.00011612
3 | 30 | 22 | 0.00010852 | 0.00023427 | 0.00016806 | 0.00010852 | 0.00011656 | 0.0001059 | 0.00010852 | 0.00023427 | 0.00016806 | 0.00010852 | 0.00011656 | 0.0001059
3 | 30 | 23 | 9.8728e-05 | 0.00021718 | 0.00015198 | 9.8728e-05 | 0.00012597 | 9.6198e-05 | 9.8728e-05 | 0.00021718 | 0.00015198 | 9.8728e-05 | 0.00012597 | 9.6198e-05
3 | 30 | 24 | 9.0897e-05 | 0.00018064 | 0.00012195 | 9.0897e-05 | 0.00013633 | 9.0134e-05 | 9.0897e-05 | 0.00018064 | 0.00012195 | 9.0897e-05 | 0.00013633 | 9.0134e-05
3 | 31 | 1 | 8.6174e-05 | 0.00013825 | 8.7285e-05 | 8.6174e-05 | 0.00014878 | 8.5914e-05 | 8.6174e-05 | 0.00013825 | 8.7285e-05 | 8.6174e-05 | 0.00014878 | 8.5914e-05
3 | 31 | 2 | 8.3964e-05 | 0.00010232 | 6.4294e-05 | 8.3964e-05 | 0.00016001 | 8.3788e-05 | 8.3964e-05 | 0.00010232 | 6.4294e-05 | 8.3964e-05 | 0.00016001 | 8.3788e-05
3 | 31 | 3 | 8.2187e-05 | 6.9632e-05 | 4.5845e-05 | 8.2187e-05 | 0.00017223 | 8.3459e-05 | 8.2187e-05 | 6.9632e-05 | 4.5845e-05 | 8.2187e-05 | 0.00017223 | 8.3459e-05
3 | 31 | 4 | 8.2312e-05 | 4.6265e-05 | 3.1329e-05 | 8.2312e-05 | 0.00018147 | 8.4645e-05 | 8.2312e-05 | 4.6265e-05 | 3.1329e-05 | 8.2312e-05 | 0.00018147 | 8.4645e-05
3 | 31 | 5 | 8.4588e-05 | 2.843e-05 | 2.126e-05 | 8.4588e-05 | 0.00018951 | 8.9805e-05 | 8.4588e-05 | 2.843e-05 | 2.126e-05 | 8.4588e-05 | 0.00018951 | 8.9805e-05
3 | 31 | 6 | 8.8404e-05 | 1.6782e-05 | 2.165e-05 | 8.8404e-05 | 0.00019227 | 9.7127e-05 | 8.8404e-05 | 1.6782e-05 | 2.165e-05 | 8.8404e-05 | 0.00019227 | 9.7127e-05
3 | 31 | 7 | 9.1729e-05 | 1.0032e-05 | 4.1223e-05 | 9.1729e-05 | 0.00018677 | 0.00010734 | 9.1729e-05 | 1.0032e-05 | 4.1223e-05 | 9.1729e-05 | 0.00018677 | 0.00010734
3 | 31 | 8 | 9.77e-05 | 1.4892e-05 | 8.8777e-05 | 9.77e-05 | 0.00017164 | 0.00011519 | 9.77e-05 | 1.4892e-05 | 8.8777e-05 | 9.77e-05 | 0.00017164 | 0.00011519
3 | 31 | 9 | 0.00010232 | 3.0961e-05 | 0.00014147 | 0.00010232 | 0.00014835 | 0.0001216 | 0.00010232 | 3.0961e-05 | 0.00014147 | 0.00010232 | 0.00014835 | 0.0001216
3 | 31 | 10 | 0.00010527 | 3.397e-05 | 0.00013883 | 0.00010527 | 0.0001235 | 0.00012398 | 0.00010527 | 3.397e-05 | 0.00013883 | 0.00010527 | 0.0001235 | 0.00012398
3 | 31 | 11 | 0.00010643 | 4.0025e-05 | 0.00011278 | 0.00010643 | 0.00010606 | 0.00012362 | 0.00010643 | 4.0025e-05 | 0.00011278 | 0.00010643 | 0.00010606 | 0.00012362
3 | 31 | 12 | 0.00010648 | 4.9644e-05 | 9.7038e-05 | 0.00010648 | 9.3846e-05 | 0.00012361 | 0.00010648 | 4.9644e-05 | 9.7038e-05 | 0.00010648 | 9.3846e-05 | 0.00012361
3 | 31 | 13 | 0.00010646 | 7.1583e-05 | 0.00010244 | 0.00010646 | 8.8642e-05 | 0.00012377 | 0.00010646 | 7.1583e-05 | 0.00010244 | 0.00010646 | 8.8642e-05 | 0.00012377
3 | 31 | 14 | 0.0001061 | 8.5165e-05 | 0.00011388 | 0.0001061 | 8.6709e-05 | 0.00012429 | 0.0001061 | 8.5165e-05 | 0.00011388 | 0.0001061 | 8.6709e-05 | 0.00012429
3 | 31 | 15 | 0.0001058 | 9.8251e-05 | 0.00011899 | 0.0001058 | 8.5819e-05 | 0.000123 | 0.0001058 | 9.8251e-05 | 0.00011899 | 0.0001058 | 8.5819e-05 | 0.000123
3 | 31 | 16 | 0.00010561 | 0.00013432 | 0.00014197 | 0.00010561 | 8.8147e-05 | 0.00012114 | 0.00010561 | 0.00013432 | 0.00014197 | 0.00010561 | 8.8147e-05 | 0.00012114
3 | 31 | 17 | 0.00010539 | 0.00016985 | 0.00016025 | 0.00010539 | 9.671e-05 | 0.00011661 | 0.00010539 | 0.00016985 | 0.00016025 | 0.00010539 | 9.671e-05 | 0.00011661
3 | 31 | 18 | 0.00010517 | 0.00021645 | 0.00018877 | 0.00010517 | 0.00010452 | 0.00011968 | 0.00010517 | 0.00021645 | 0.00018877 | 0.00010517 | 0.00010452 | 0.00011968
3 | 31 | 19 | 0.0001105 | 0.00025025 | 0.00020674 | 0.0001105 | 0.00011254 | 0.00012297 | 0.0001105 | 0.00025025 | 0.00020674 | 0.0001105 | 0.00011254 | 0.00012297
3 | 31 | 20 | 0.00011366 | 0.00025723 | 0.00020107 | 0.00011366 | 0.00011248 | 0.00012225 | 0.00011366 | 0.00025723 | 0.00020107 | 0.00011366 | 0.00011248 | 0.00012225
3 | 31 | 21 | 0.00010859 | 0.00024903 | 0.00018308 | 0.00010859 | 0.0001125 | 0.00011612 | 0.00010859 | 0.00024903 | 0.00018308 | 0.00010859 | 0.0001125 | 0.00011612
3 | 31 | 22 | 0.00010348 | 0.00023427 | 0.00016806 | 0.00010348 | 0.00011656 | 0.0001059 | 0.00010348 | 0.00023427 | 0.00016806 | 0.00010348 | 0.00011656 | 0.0001059
3 | 31 | 23 | 9.5312e-05 | 0.00021718 | 0.00015198 | 9.5312e-05 | 0.00012597 | 9.6198e-05 | 9.5312e-05 | 0.00021718 | 0.00015198 | 9.5312e-05 | 0.00012597 | 9.6198e-05
3 | 31 | 24 | 8.8121e-05 | 0.00018064 | 0.00012195 | 8.8121e-05 | 0.00013633 | 9.0134e-05 | 8.8121e-05 | 0.00018064 | 0.00012195 | 8.8121e-05 | 0.00013633 | 9.0134e-05
4 | 1 | 1 | 8.3581e-05 | 0.00013813 | 8.639e-05 | 8.3581e-05 | 0.00011893 | 8.1881e-05 | 8.3581e-05 | 0.00013813 | 8.639e-05 | 8.3581e-05 | 0.00011893 | 8.1881e-05
4 | 1 | 2 | 8.1701e-05 | 0.00010242 | 6.4577e-05 | 8.1701e-05 | 0.00012872 | 8.074e-05 | 8.1701e-05 | 0.00010242 | 6.4577e-05 | 8.1701e-05 | 0.00012872 | 8.074e-05
4 | 1 | 3 | 8.0411e-05 | 6.9826e-05 | 4.6103e-05 | 8.0411e-05 | 0.00013964 | 8.0612e-05 | 8.0411e-05 | 6.9826e-05 | 4.6103e-05 | 8.0411e-05 | 0.00013964 | 8.0612e-05
4 | 1 | 4 | 8.0207e-05 | 4.6474e-05 | 3.1569e-05 | 8.0207e-05 | 0.00015416 | 8.3933e-05 | 8.0207e-05 | 4.6474e-05 | 3.1569e-05 | 8.0207e-05 | 0.00015416 | 8.3933e-05
4 | 1 | 5 | 8.1039e-05 | 2.8617e-05 | 2.1418e-05 | 8.1039e-05 | 0.00016793 | 9.3488e-05 | 8.1039e-05 | 2.8617e-05 | 2.1418e-05 | 8.1039e-05 | 0.00016793 | 9.3488e-05
4 | 1 | 6 | 8.3298e-05 | 1.6942e-05 | 2.1685e-05 | 8.3298e-05 | 0.00017594 | 0.00010255 | 8.3298e-05 | 1.6942e-05 | 2.1685e-05 | 8.3298e-05 | 0.00017594 | 0.00010255
4 | 1 | 7 | 8.4971e-05 | 1.0091e-05 | 4.0975e-05 | 8.4971e-05 | 0.00017271 | 0.00011323 | 8.4971e-05 | 1.0091e-05 | 4.0975e-05 | 8.4971e-05 | 0.00017271 | 0.00011323
4 | 1 | 8 | 9.1321e-05 | 1.4915e-05 | 8.8106e-05 | 9.1321e-05 | 0.00016399 | 0.00011962 | 9.1321e-05 | 1.4915e-05 | 8.8106e-05 | 9.1321e-05 | 0.00016399 | 0.00011962
4 | 1 | 9 | 9.5487e-05 | 3.0871e-05 | 0.00014026 | 9.5487e-05 | 0.00014326 | 0.00012385 | 9.5487e-05 | 3.0871e-05 | 0.00014026 | 9.5487e-05 | 0.00014326 | 0.00012385
4 | 1 | 10 | 9.8287e-05 | 3.3977e-05 | 0.00013781 | 9.8287e-05 | 0.00012191 | 0.00012446 | 9.8287e-05 | 3.3977e-05 | 0.00013781 | 9.8287e-05 | 0.00012191 | 0.00012446
4 | 1 | 11 | 9.9989e-05 | 4.0073e-05 | 0.00011224 | 9.9989e-05 | 0.00010685 | 0.0001239 | 9.9989e-05 | 4.0073e-05 | 0.00011224 | 9.9989e-05 | 0.00010685 | 0.0001239
4 | 1 | 12 | 0.00010091 | 4.9721e-05 | 9.6792e-05 | 0.00010091 | 9.5834e-05 | 0.00012371 | 0.00010091 | 4.9721e-05 | 9.6792e-05 | 0.00010091 | 9.5834e-05 | 0.00012371
4 | 1 | 13 | 0.0001008 | 7.1706e-05 | 0.00010242 | 0.0001008 | 9.0941e-05 | 0.00012354 | 0.0001008 | 7.1706e-05 | 0.00010242 | 0.0001008 | 9.0941e-05 | 0.00012354
4 | 1 | 14 | 0.0001011 | 8.5497e-05 | 0.00011398 | 0.0001011 | 8.9514e-05 | 0.00012231 | 0.0001011 | 8.5497e-05 | 0.00011398 | 0.0001011 | 8.9514e-05 | 0.00012231
4 | 1 | 15 | 0.00010132 | 9.8578e-05 | 0.00011913 | 0.00010132 | 8.9692e-05 | 0.00011987 | 0.00010132 | 9.8578e-05 | 0.00011913 | 0.00010132 | 8.9692e-05 | 0.00011987
4 | 1 | 16 | 0.00010171 | 0.00013443 | 0.00014201 | 0.00010171 | 9.0365e-05 | 0.00011747 | 0.00010171 | 0.00013443 | 0.00014201 | 0.00010171 | 9.0365e-05 | 0.00011747
4 | 1 | 17 | 0.00010234 | 0.00016973 | 0.00016019 | 0.00010234 | 9.3168e-05 | 0.00011394 | 0.00010234 | 0.00016973 | 0.00016019 | 0.00010234 | 9.3168e-05 | 0.00011394
4 | 1 | 18 | 0.00010326 | 0.00021594 | 0.00018846 | 0.00010326 | 9.8584e-05 | 0.00011336 | 0.00010326 | 0.00021594 | 0.00018846 | 0.00010326 | 9.8584e-05 | 0.00011336
4 | 1 | 19 | 0.00011085 | 0.00024944 | 0.00020631 | 0.00011085 | 0.00010561 | 0.00011824 | 0.00011085 | 0.00024944 | 0.00020631 | 0.00011085 | 0.00010561 | 0.00011824
4 | 1 | 20 | 0.0001149 | 0.00025643 | 0.00020076 | 0.0001149 | 0.00010403 | 0.00011456 | 0.0001149 | 0.00025643 | 0.00020076 | 0.0001149 | 0.00010403 | 0.00011456
4 | 1 | 21 | 0.00011033 | 0.00024842 | 0.00018308 | 0.00011033 | 9.907e-05 | 0.0001073 | 0.00011033 | 0.00024842 | 0.00018308 | 0.00011033 | 9.907e-05 | 0.0001073
4 | 1 | 22 | 0.00010191 | 0.00023397 | 0.00016829 | 0.00010191 | 9.9362e-05 | 9.6539e-05 | 0.00010191 | 0.00023397 | 0.00016829 | 0.00010191 | 9.9362e-05 | 9.6539e-05
4 | 1 | 23 | 9.2902e-05 | 0.00021696 | 0.0001522 | 9.2902e-05 | 0.00010377 | 8.717e-05 | 9.2902e-05 | 0.00021696 | 0.0001522 | 9.2902e-05 | 0.00010377 | 8.717e-05
4 | 1 | 24 | 8.6078e-05 | 0.00018062 | 0.00012231 | 8.6078e-05 | 0.00010863 | 8.4097e-05 | 8.6078e-05 | 0.00018062 | 0.00012231 | 8.6078e-05 | 0.00010863 | 8.4097e-05
4 | 2 | 1 | 8.2429e-05 | 0.00013813 | 8.639e-05 | 8.2429e-05 | 0.00011893 | 8.1881e-05 | 8.2429e-05 | 0.00013813 | 8.639e-05 | 8.2429e-05 | 0.00011893 | 8.1881e-05
4 | 2 | 2 | 8.0698e-05 | 0.00010242 | 6.4577e-05 | 8.0698e-05 | 0.00012872 | 8.074e-05 | 8.0698e-05 | 0.00010242 | 6.4577e-05 | 8.0698e-05 | 0.00012872 | 8.074e-05
4 | 2 | 3 | 8.0465e-05 | 6.9826e-05 | 4.6103e-05 | 8.0465e-05 | 0.00013964 | 8.0612e-05 | 8.0465e-05 | 6.9826e-05 | 4.6103e-05 | 8.0465e-05 | 0.00013964 | 8.0612e-05
4 | 2 | 4 | 8.2953e-05 | 4.6474e-05 | 3.1569e-05 | 8.2953e-05 | 0.00015416 | 8.3933e-05 | 8.2953e-05 | 4.6474e-05 | 3.1569e-05 | 8.2953e-05 | 0.00015416 | 8.3933e-05
4 | 2 | 5 | 8.9299e-05 | 2.8617e-05 | 2.1418e-05 | 8.9299e-05 | 0.00016793 | 9.3488e-05 | 8.9299e-05 | 2.8617e-05 | 2.1418e-05 | 8.9299e-05 | 0.00016793 | 9.3488e-05
4 | 2 | 6 | 0.00010056 | 1.6942e-05 | 2.1685e-05 | 0.00010056 | 0.00017594 | 0.00010255 | 0.00010056 | 1.6942e-05 | 2.1685e-05 | 0.00010056 | 0.00017594 | 0.00010255
4 | 2 | 7 | 0.00010833 | 1.0091e-05 | 4.0975e-05 | 0.00010833 | 0.00017271 | 0.00011323 | 0.00010833 | 1.0091e-05 | 4.0975e-05 | 0.00010833 | 0.00017271 | 0.00011323
4 | 2 | 8 | 0.00011396 | 1.4915e-05 | 8.8106e-05 | 0.00011396 | 0.00016399 | 0.00011962 | 0.00011396 | 1.4915e-05 | 8.8106e-05 | 0.00011396 | 0.00016399 | 0.00011962
4 | 2 | 9 | 0.00011762 | 3.0871e-05 | 0.00014026 | 0.00011762 | 0.00014326 | 0.00012385 | 0.00011762 | 3.0871e-05 | 0.00014026 | 0.00011762 | 0.00014326 | 0.00012385
4 | 2 | 10 | 0.00012087 | 3.3977e-05 | 0.00013781 | 0.00012087 | 0.00012191 | 0.00012446 | 0.00012087 | 3.3977e-05 | 0.00013781 | 0.00012087 | 0.00012191 | 0.00012446
4 | 2 | 11 | 0.00012211 | 4.0073e-05 | 0.00011224 | 0.00012211 | 0.00010685 | 0.0001239 | 0.00012211 | 4.0073e-05 | 0.00011224 | 0.00012211 | 0.00010685 | 0.0001239
4 | 2 | 12 | 0.00012285 | 4.9721e-05 | 9.6792e-05 | 0.00012285 | 9.5834e-05 | 0.00012371 | 0.00012285 | 4.9721e-05 | 9.6792e-05 | 0.00012285 | 9.5834e-05 | 0.00012371
4 | 2 | 13 | 0.00012381 | 7.1706e-05 | 0.00010242 | 0.00012381 | 9.0941e-05 | 0.00012354 | 0.00012381 | 7.1706e-05 | 0.00010242 | 0.00012381 | 9.0941e-05 | 0.00012354
4 | 2 | 14 | 0.00012368 | 8.5497e-05 | 0.00011398 | 0.00012368 | 8.9514e-05 | 0.00012231 | 0.00012368 | 8.5497e-05 | 0.00011398 | 0.00012368 | 8.9514e-05 | 0.00012231
4 | 2 | 15 | 0.00012295 | 9.8578e-05 | 0.00011913 | 0.00012295 | 8.9692e-05 | 0.00011987 | 0.00012295 | 9.8578e-05 | 0.00011913 | 0.00012295 | 8.9692e-05 | 0.00011987
4 | 2 | 16 | 0.00012084 | 0.00013443 | 0.00014201 | 0.00012084 | 9.0365e-05 | 0.00011747 | 0.00012084 | 0.00013443 | 0.00014201 | 0.00012084 | 9.0365e-05 | 0.00011747
4 | 2 | 17 | 0.00011836 | 0.00016973 | 0.00016019 | 0.00011836 | 9.3168e-05 | 0.00011394 | 0.00011836 | 0.00016973 | 0.00016019 | 0.00011836 | 9.3168e-05 | 0.00011394
4 | 2 | 18 | 0.00011693 | 0.00021594 | 0.00018846 | 0.00011693 | 9.8584e-05 | 0.00011336 | 0.00011693 | 0.00021594 | 0.00018846 | 0.00011693 | 9.8584e-05 | 0.00011336
4 | 2 | 19 | 0.00012326 | 0.00024944 | 0.00020631 | 0.00012326 | 0.00010561 | 0.00011824 | 0.00012326 | 0.00024944 | 0.00020631 | 0.00012326 | 0.00010561 | 0.00011824
4 | 2 | 20 | 0.00012577 | 0.00025643 | 0.00020076 | 0.00012577 | 0.00010403 | 0.00011456 | 0.00012577 | 0.00025643 | 0.00020076 | 0.00012577 | 0.00010403 | 0.00011456
4 | 2 | 21 | 0.00011908 | 0.00024842 | 0.00018308 | 0.00011908 | 9.907e-05 | 0.0001073 | 0.00011908 | 0.00024842 | 0.00018308 | 0.00011908 | 9.907e-05 | 0.0001073
4 | 2 | 22 | 0.00010897 | 0.00023397 | 0.00016829 | 0.00010897 | 9.9362e-05 | 9.6539e-05 | 0.00010897 | 0.00023397 | 0.00016829 | 0.00010897 | 9.9362e-05 | 9.6539e-05
4 | 2 | 23 | 9.8562e-05 | 0.00021696 | 0.0001522 | 9.8562e-05 | 0.00010377 | 8.717e-05 | 9.8562e-05 | 0.00021696 | 0.0001522 | 9.8562e-05 | 0.00010377 | 8.717e-05
4 | 2 | 24 | 9.1375e-05 | 0.00018062 | 0.00012231 | 9.1375e-05 | 0.00010863 | 8.4097e-05 | 9.1375e-05 | 0.00018062 | 0.00012231 | 9.1375e-05 | 0.00010863 | 8.4097e-05
4 | 3 | 1 | 8.7626e-05 | 0.00013813 | 8.639e-05 | 8.7626e-05 | 0.00011893 | 8.1881e-05 | 8.7626e-05 | 0.00013813 | 8.639e-05 | 8.7626e-05 | 0.00011893 | 8.1881e-05
4 | 3 | 2 | 8.4842e-05 | 0.00010242 | 6.4577e-05 | 8.4842e-05 | 0.00012872 | 8.074e-05 | 8.4842e-05 | 0.00010242 | 6.4577e-05 | 8.4842e-05 | 0.00012872 | 8.074e-05
4 | 3 | 3 | 8.5092e-05 | 6.9826e-05 | 4.6103e-05 | 8.5092e-05 | 0.00013964 | 8.0612e-05 | 8.5092e-05 | 6.9826e-05 | 4.6103e-05 | 8.5092e-05 | 0.00013964 | 8.0612e-05
4 | 3 | 4 | 8.7048e-05 | 4.6474e-05 | 3.1569e-05 | 8.7048e-05 | 0.00015416 | 8.3933e-05 | 8.7048e-05 | 4.6474e-05 | 3.1569e-05 | 8.7048e-05 | 0.00015416 | 8.3933e-05
4 | 3 | 5 | 9.2083e-05 | 2.8617e-05 | 2.1418e-05 | 9.2083e-05 | 0.00016793 | 9.3488e-05 | 9.2083e-05 | 2.8617e-05 | 2.1418e-05 | 9.2083e-05 | 0.00016793 | 9.3488e-05
4 | 3 | 6 | 0.00010326 | 1.6942e-05 | 2.1685e-05 | 0.00010326 | 0.00017594 | 0.00010255 | 0.00010326 | 1.6942e-05 | 2.1685e-05 | 0.00010326 | 0.00017594 | 0.00010255
4 | 3 | 7 | 0.00010964 | 1.0091e-05 | 4.0975e-05 | 0.00010964 | 0.00017271 | 0.00011323 | 0.00010964 | 1.0091e-05 | 4.0975e-05 | 0.00010964 | 0.00017271 | 0.00011323
4 | 3 | 8 | 0.00011468 | 1.4915e-05 | 8.8106e-05 | 0.00011468 | 0.00016399 | 0.00011962 | 0.00011468 | 1.4915e-05 | 8.8106e-05 | 0.00011468 | 0.00016399 | 0.00011962
4 | 3 | 9 | 0.00011759 | 3.0871e-05 | 0.00014026 | 0.00011759 | 0.00014326 | 0.00012385 | 0.00011759 | 3.0871e-05 | 0.00014026 | 0.00011759 | 0.00014326 | 0.00012385